## CO2
Time [year] | Depth [m] | Res Length [m] | Temp Gradient [C/m] | Temp Surface Air [C] | Temp Surface Rock [C] | dT Approach [C] | Transmissivity [m^3] | Config Number [-] | Fluid | Reservoir | Cooling Wet/Dry | orcFluid | Method | Silica? | mass flow [kg/s] | Reservoir Heat [MWth] | Electric Power I-P Pair [MWe] | N_IP_Multiplier | SpCC (Brownfield) [$/kWe] | SpCC (Greenfield) [$/kWe] | LCOE (Brownfield) [$/MWh] | LCOE (Greenfield) [$/MWh] | Temp Production [C] | dP Surface [Mpa] | SolveTime [s] | C_T_G_N | C_pump_orc_N | C_coolingTowers_N | C_heatExchanger_N | C_recuperator_N | C_pump_prod_N | C_pump_inj_N | C_plant_otherEquipment_N | C_plant_installation_N | C_plant_indirectContingency_N | C_surfacePlant_N | C_gatheringSystem_N | C_wells_production_N | C_wells_injection_N | C_wellfield_N | C_exploration_N | C_stimulation_N | CapitalCost_N (Brownfield) | CapitalCost_N (Greenfield) | Trans [mD-m] | Electric Power 5-spot [MW] | Sp CC (Brownfield) [$/kWe] | Sp CC (Greenfield) [$/kWe] | LCOE (Brownfield) [$/MWh] | LCOE (Greenfield) [$/MWh]
1 | 1000 | 707 | 0.04 | 15 | 15 | 7 | 1e-13 | 5spot_SharedNeighbor | CO2 | Porous | Wet | R245fa | MinimizeLCOE_Brownfield | IgnoreSilica | 0.27986 | 0.028756 | 0.00013589 | 4 | 8792420.9611 | 31257875.1346 | 179245.3939 | 637234.064 | 28.0852 | 0.85587 | 23.8733 | 7897.1955 | 0 | 8264.2133 | 0 | 0 | 0 | 0 | 6302.9494 | 16398.9815 | 11192.6418 | 50055.9815 | 961560.8286 | 3767508.2258 | 3767508.2258 | 5798963.8404 | 2644637.3607 | 0 | 4779125.0359 | 16990234.4629 | 100 | 0.00054355 | 8792420.9611 | 31257875.1346 | 179245.3939 | 637234.064
1 | 1000 | 707 | 0.04 | 15 | 15 | 7 | 1.3335e-13 | 5spot_SharedNeighbor | CO2 | Porous | Wet | R245fa | MinimizeLCOE_Brownfield | IgnoreSilica | 0.27986 | 0.028756 | 0.00013589 | 4 | 8792049.7428 | 31256548.2068 | 179237.8261 | 637207.0128 | 28.0854 | 0.8559 | 23.2958 | 7897.4192 | 0 | 8264.4849 | 0 | 0 | 0 | 0 | 6303.1426 | 16399.4842 | 11192.9849 | 50057.5159 | 961560.8286 | 3767508.2258 | 3767508.2258 | 5798963.8404 | 2644637.3607 | 0 | 4779126.5703 | 16990235.9972 | 133.3521 | 0.00054357 | 8792049.7428 | 31256548.2068 | 179237.8261 | 637207.0128
1 | 1000 | 707 | 0.04 | 15 | 15 | 7 | 1.7783e-13 | 5spot_SharedNeighbor | CO2 | Porous | Wet | R245fa | MinimizeLCOE_Brownfield | IgnoreSilica | 0.27986 | 0.028756 | 0.00013589 | 4 | 8792055.3303 | 31256568.1794 | 179237.94 | 637207.42 | 28.0854 | 0.8559 | 23.6077 | 7897.4159 | 0 | 8264.4808 | 0 | 0 | 0 | 0 | 6303.1397 | 16399.4766 | 11192.9797 | 50057.4928 | 961560.8286 | 3767508.2258 | 3767508.2258 | 5798963.8404 | 2644637.3607 | 0 | 4779126.5472 | 16990235.9741 | 177.8279 | 0.00054357 | 8792055.3303 | 31256568.1794 | 179237.94 | 637207.42
1 | 1000 | 707 | 0.04 | 15 | 15 | 7 | 2.3714e-13 | 5spot_SharedNeighbor | CO2 | Porous | Wet | R245fa | MinimizeLCOE_Brownfield | IgnoreSilica | 0.27986 | 0.028756 | 0.00013589 | 4 | 8792288.0509 | 31257400.0439 | 179242.6844 | 637224.3787 | 28.0852 | 0.85588 | 24.702 | 7897.2756 | 0 | 8264.3106 | 0 | 0 | 0 | 0 | 6303.0186 | 16399.1615 | 11192.7647 | 50056.5309 | 961560.8286 | 3767508.2258 | 3767508.2258 | 5798963.8404 | 2644637.3607 | 0 | 4779125.5853 | 16990235.0122 | 237.1374 | 0.00054356 | 8792288.0509 | 31257400.0439 | 179242.6844 | 637224.3787
1 | 1000 | 707 | 0.04 | 15 | 15 | 7 | 3.1623e-13 | 5spot_SharedNeighbor | CO2 | Porous | Wet | R245fa | MinimizeLCOE_Brownfield | IgnoreSilica | 0.27986 | 0.028757 | 0.00013588 | 4 | 8792624.3173 | 31258602.0355 | 179249.5396 | 637248.8829 | 28.0851 | 0.85586 | 27.3656 | 7897.0729 | 0 | 8264.0645 | 0 | 0 | 0 | 0 | 6302.8436 | 16398.7062 | 11192.4539 | 50055.1411 | 961560.8286 | 3767508.2258 | 3767508.2258 | 5798963.8404 | 2644637.3607 | 0 | 4779124.1955 | 16990233.6224 | 316.2278 | 0.00054354 | 8792624.3173 | 31258602.0355 | 179249.5396 | 637248.8829
1 | 1000 | 707 | 0.04 | 15 | 15 | 7 | 4.217e-13 | 5spot_SharedNeighbor | CO2 | Porous | Wet | R245fa | MinimizeLCOE_Brownfield | IgnoreSilica | 0.27986 | 0.028757 | 0.00013588 | 4 | 8792983.0634 | 31259884.381 | 179256.8531 | 637275.0252 | 28.0849 | 0.85583 | 28.5871 | 7896.8567 | 0 | 8263.8021 | 0 | 0 | 0 | 0 | 6302.6569 | 16398.2204 | 11192.1224 | 50053.6585 | 961560.8286 | 3767508.2258 | 3767508.2258 | 5798963.8404 | 2644637.3607 | 0 | 4779122.7129 | 16990232.1399 | 421.6965 | 0.00054352 | 8792983.0634 | 31259884.381 | 179256.8531 | 637275.0252
1 | 1000 | 707 | 0.04 | 15 | 15 | 7 | 5.6234e-13 | 5spot_SharedNeighbor | CO2 | Porous | Wet | R245fa | MinimizeLCOE_Brownfield | IgnoreSilica | 0.27986 | 0.028758 | 0.00013587 | 4 | 8793319.1946 | 31261085.8893 | 179263.7056 | 637299.5196 | 28.0848 | 0.85581 | 29.9564 | 7896.6541 | 0 | 8263.5562 | 0 | 0 | 0 | 0 | 6302.482 | 16397.7654 | 11191.8118 | 50052.2695 | 961560.8286 | 3767508.2258 | 3767508.2258 | 5798963.8404 | 2644637.3607 | 0 | 4779121.3239 | 16990230.7509 | 562.3413 | 0.00054349 | 8793319.1946 | 31261085.8893 | 179263.7056 | 637299.5196
1 | 1000 | 707 | 0.04 | 15 | 15 | 7 | 7.4989e-13 | 5spot_SharedNeighbor | CO2 | Porous | Wet | R245fa | MinimizeLCOE_Brownfield | IgnoreSilica | 0.27986 | 0.028759 | 0.00013587 | 4 | 8793612.2281 | 31262133.3438 | 179269.6795 | 637320.8734 | 28.0846 | 0.85579 | 29.1115 | 7896.4775 | 0 | 8263.3418 | 0 | 0 | 0 | 0 | 6302.3296 | 16397.3687 | 11191.5411 | 50051.0587 | 961560.8286 | 3767508.2258 | 3767508.2258 | 5798963.8404 | 2644637.3607 | 0 | 4779120.1131 | 16990229.54 | 749.8942 | 0.00054348 | 8793612.2281 | 31262133.3438 | 179269.6795 | 637320.8734
1 | 1000 | 707 | 0.04 | 15 | 15 | 7 | 1e-12 | 5spot_SharedNeighbor | CO2 | Porous | Wet | R245fa | MinimizeLCOE_Brownfield | IgnoreSilica | 0.27986 | 0.028759 | 0.00013587 | 4 | 8793856.4452 | 31263006.3029 | 179274.6582 | 637338.6698 | 28.0845 | 0.85577 | 1290.2387 | 7896.3304 | 0 | 8263.1632 | 0 | 0 | 0 | 0 | 6302.2025 | 16397.0381 | 11191.3155 | 50050.0497 | 961560.8286 | 3767508.2258 | 3767508.2258 | 5798963.8404 | 2644637.3607 | 0 | 4779119.1041 | 16990228.531 | 1000 | 0.00054346 | 8793856.4452 | 31263006.3029 | 179274.6582 | 637338.6698
1 | 1000 | 707 | 0.04 | 15 | 15 | 7 | 1.3335e-12 | 5spot_SharedNeighbor | CO2 | Porous | Wet | R245fa | MinimizeLCOE_Brownfield | IgnoreSilica | 0.27986 | 0.028759 | 0.00013586 | 4 | 8794053.9732 | 31263712.3711 | 179278.6851 | 637353.064 | 28.0844 | 0.85575 | 28.5119 | 7896.2113 | 0 | 8263.0187 | 0 | 0 | 0 | 0 | 6302.0997 | 16396.7708 | 11191.133 | 50049.2336 | 961560.8286 | 3767508.2258 | 3767508.2258 | 5798963.8404 | 2644637.3607 | 0 | 4779118.288 | 16990227.7149 | 1333.5214 | 0.00054345 | 8794053.9732 | 31263712.3711 | 179278.6851 | 637353.064
1 | 1000 | 707 | 0.04 | 15 | 15 | 7 | 1.7783e-12 | 5spot_SharedNeighbor | CO2 | Porous | Wet | R245fa | MinimizeLCOE_Brownfield | IgnoreSilica | 0.27986 | 0.02876 | 0.00013586 | 4 | 8794210.4638 | 31264271.75 | 179281.8754 | 637364.4677 | 28.0843 | 0.85574 | 27.8697 | 7896.1171 | 0 | 8262.9043 | 0 | 0 | 0 | 0 | 6302.0183 | 16396.559 | 11190.9884 | 50048.587 | 961560.8286 | 3767508.2258 | 3767508.2258 | 5798963.8404 | 2644637.3607 | 0 | 4779117.6414 | 16990227.0684 | 1778.2794 | 0.00054344 | 8794210.4638 | 31264271.75 | 179281.8754 | 637364.4677
1 | 1000 | 707 | 0.04 | 15 | 15 | 7 | 2.3714e-12 | 5spot_SharedNeighbor | CO2 | Porous | Wet | R245fa | MinimizeLCOE_Brownfield | IgnoreSilica | 0.27986 | 0.02876 | 0.00013586 | 4 | 8794332.6375 | 31264708.4625 | 179284.366 | 637373.3707 | 28.0843 | 0.85573 | 27.7603 | 7896.0434 | 0 | 8262.8149 | 0 | 0 | 0 | 0 | 6301.9548 | 16396.3936 | 11190.8755 | 50048.0823 | 961560.8286 | 3767508.2258 | 3767508.2258 | 5798963.8404 | 2644637.3607 | 0 | 4779117.1367 | 16990226.5636 | 2371.3737 | 0.00054343 | 8794332.6375 | 31264708.4625 | 179284.366 | 637373.3707
1 | 1000 | 707 | 0.04 | 15 | 15 | 7 | 3.1623e-12 | 5spot_SharedNeighbor | CO2 | Porous | Wet | R245fa | MinimizeLCOE_Brownfield | IgnoreSilica | 0.27986 | 0.02876 | 0.00013586 | 4 | 8794427.0167 | 31265045.8228 | 179286.2901 | 637380.2482 | 28.0842 | 0.85573 | 28.0602 | 7895.9866 | 0 | 8262.7459 | 0 | 0 | 0 | 0 | 6301.9057 | 16396.2659 | 11190.7884 | 50047.6924 | 961560.8286 | 3767508.2258 | 3767508.2258 | 5798963.8404 | 2644637.3607 | 0 | 4779116.7468 | 16990226.1738 | 3162.2777 | 0.00054343 | 8794427.0167 | 31265045.8228 | 179286.2901 | 637380.2482
1 | 1000 | 707 | 0.04 | 15 | 15 | 7 | 4.217e-12 | 5spot_SharedNeighbor | CO2 | Porous | Wet | R245fa | MinimizeLCOE_Brownfield | IgnoreSilica | 0.27986 | 0.02876 | 0.00013586 | 4 | 8794499.3653 | 31265304.4347 | 179287.765 | 637385.5204 | 28.0842 | 0.85572 | 28.0263 | 7895.943 | 0 | 8262.693 | 0 | 0 | 0 | 0 | 6301.868 | 16396.168 | 11190.7215 | 50047.3935 | 961560.8286 | 3767508.2258 | 3767508.2258 | 5798963.8404 | 2644637.3607 | 0 | 4779116.4479 | 16990225.8749 | 4216.965 | 0.00054342 | 8794499.3653 | 31265304.4347 | 179287.765 | 637385.5204
1 | 1000 | 707 | 0.04 | 15 | 15 | 7 | 5.6234e-12 | 5spot_SharedNeighbor | CO2 | Porous | Wet | R245fa | MinimizeLCOE_Brownfield | IgnoreSilica | 0.27986 | 0.02876 | 0.00013585 | 4 | 8794554.5142 | 31265501.5655 | 179288.8893 | 637389.5391 | 28.0842 | 0.85572 | 27.6677 | 7895.9098 | 0 | 8262.6527 | 0 | 0 | 0 | 0 | 6301.8394 | 16396.0933 | 11190.6706 | 50047.1657 | 961560.8286 | 3767508.2258 | 3767508.2258 | 5798963.8404 | 2644637.3607 | 0 | 4779116.2201 | 16990225.6471 | 5623.4133 | 0.00054342 | 8794554.5142 | 31265501.5655 | 179288.8893 | 637389.5391
1 | 1000 | 707 | 0.04 | 15 | 15 | 7 | 7.4989e-12 | 5spot_SharedNeighbor | CO2 | Porous | Wet | R245fa | MinimizeLCOE_Brownfield | IgnoreSilica | 0.27986 | 0.02876 | 0.00013585 | 4 | 8794596.3771 | 31265651.2054 | 179289.7427 | 637392.5897 | 28.0841 | 0.85571 | 27.7078 | 7895.8845 | 0 | 8262.6221 | 0 | 0 | 0 | 0 | 6301.8176 | 16396.0367 | 11190.6319 | 50046.9928 | 961560.8286 | 3767508.2258 | 3767508.2258 | 5798963.8404 | 2644637.3607 | 0 | 4779116.0472 | 16990225.4741 | 7498.9421 | 0.00054342 | 8794596.3771 | 31265651.2054 | 179289.7427 | 637392.5897
1 | 1000 | 707 | 0.04 | 15 | 15 | 7 | 1e-11 | 5spot_SharedNeighbor | CO2 | Porous | Wet | R245fa | MinimizeLCOE_Brownfield | IgnoreSilica | 0.27986 | 0.028761 | 0.00013585 | 4 | 8794628.057 | 31265764.4457 | 179290.3886 | 637394.8983 | 28.0841 | 0.85571 | 27.862 | 7895.8655 | 0 | 8262.5989 | 0 | 0 | 0 | 0 | 6301.8011 | 16395.9938 | 11190.6027 | 50046.8619 | 961560.8286 | 3767508.2258 | 3767508.2258 | 5798963.8404 | 2644637.3607 | 0 | 4779115.9163 | 16990225.3433 | 10000 | 0.00054341 | 8794628.057 | 31265764.4457 | 179290.3886 | 637394.8983
1 | 1000 | 707 | 0.04 | 15 | 15 | 7 | 1.3335e-11 | 5spot_SharedNeighbor | CO2 | Porous | Wet | R245fa | MinimizeLCOE_Brownfield | IgnoreSilica | 0.27986 | 0.028761 | 0.00013585 | 4 | 8794651.9753 | 31265849.9421 | 179290.8762 | 637396.6413 | 28.0841 | 0.85571 | 1297.829 | 7895.8511 | 0 | 8262.5814 | 0 | 0 | 0 | 0 | 6301.7887 | 16395.9614 | 11190.5806 | 50046.7631 | 961560.8286 | 3767508.2258 | 3767508.2258 | 5798963.8404 | 2644637.3607 | 0 | 4779115.8175 | 16990225.2444 | 13335.2143 | 0.00054341 | 8794651.9753 | 31265849.9421 | 179290.8762 | 637396.6413
1 | 1000 | 707 | 0.04 | 15 | 15 | 7 | 1.7783e-11 | 5spot_SharedNeighbor | CO2 | Porous | Wet | R245fa | MinimizeLCOE_Brownfield | IgnoreSilica | 0.27986 | 0.028761 | 0.00013585 | 4 | 8794670.0024 | 31265914.3807 | 179291.2437 | 637397.9549 | 28.0841 | 0.85571 | 28.8665 | 7895.8402 | 0 | 8262.5682 | 0 | 0 | 0 | 0 | 6301.7793 | 16395.937 | 11190.5639 | 50046.6886 | 961560.8286 | 3767508.2258 | 3767508.2258 | 5798963.8404 | 2644637.3607 | 0 | 4779115.743 | 16990225.17 | 17782.7941 | 0.00054341 | 8794670.0024 | 31265914.3807 | 179291.2437 | 637397.9549
1 | 1000 | 707 | 0.04 | 15 | 15 | 7 | 2.3714e-11 | 5spot_SharedNeighbor | CO2 | Porous | Wet | R245fa | MinimizeLCOE_Brownfield | IgnoreSilica | 0.27986 | 0.028761 | 0.00013585 | 4 | 8794683.5726 | 31265962.8875 | 179291.5203 | 637398.9438 | 28.0841 | 0.85571 | 28.3378 | 7895.832 | 0 | 8262.5583 | 0 | 0 | 0 | 0 | 6301.7722 | 16395.9187 | 11190.5514 | 50046.6326 | 961560.8286 | 3767508.2258 | 3767508.2258 | 5798963.8404 | 2644637.3607 | 0 | 4779115.687 | 16990225.1139 | 23713.7371 | 0.00054341 | 8794683.5726 | 31265962.8875 | 179291.5203 | 637398.9438
1 | 1000 | 707 | 0.04 | 15 | 15 | 7 | 3.1623e-11 | 5spot_SharedNeighbor | CO2 | Porous | Wet | R245fa | MinimizeLCOE_Brownfield | IgnoreSilica | 0.27986 | 0.028761 | 0.00013585 | 4 | 8794693.778 | 31265999.3669 | 179291.7284 | 637399.6875 | 28.0841 | 0.85571 | 28.5565 | 7895.8259 | 0 | 8262.5508 | 0 | 0 | 0 | 0 | 6301.7669 | 16395.9048 | 11190.542 | 50046.5904 | 961560.8286 | 3767508.2258 | 3767508.2258 | 5798963.8404 | 2644637.3607 | 0 | 4779115.6448 | 16990225.0718 | 31622.7766 | 0.00054341 | 8794693.778 | 31265999.3669 | 179291.7284 | 637399.6875
1 | 1000 | 707 | 0.04 | 15 | 15 | 7 | 4.217e-11 | 5spot_SharedNeighbor | CO2 | Porous | Wet | R245fa | MinimizeLCOE_Brownfield | IgnoreSilica | 0.27986 | 0.028761 | 0.00013585 | 4 | 8794701.4475 | 31266026.7818 | 179291.8847 | 637400.2464 | 28.0841 | 0.85571 | 28.8165 | 7895.8212 | 0 | 8262.5452 | 0 | 0 | 0 | 0 | 6301.7629 | 16395.8945 | 11190.5349 | 50046.5587 | 961560.8286 | 3767508.2258 | 3767508.2258 | 5798963.8404 | 2644637.3607 | 0 | 4779115.6131 | 16990225.0401 | 42169.6503 | 0.00054341 | 8794701.4475 | 31266026.7818 | 179291.8847 | 637400.2464
1 | 1000 | 707 | 0.04 | 15 | 15 | 7 | 5.6234e-11 | 5spot_SharedNeighbor | CO2 | Porous | Wet | R245fa | MinimizeLCOE_Brownfield | IgnoreSilica | 0.27986 | 0.028761 | 0.00013585 | 4 | 8794707.2075 | 31266047.3709 | 179292.0021 | 637400.6661 | 28.0841 | 0.85571 | 28.637 | 7895.8178 | 0 | 8262.541 | 0 | 0 | 0 | 0 | 6301.7599 | 16395.8867 | 11190.5296 | 50046.5349 | 961560.8286 | 3767508.2258 | 3767508.2258 | 5798963.8404 | 2644637.3607 | 0 | 4779115.5894 | 16990225.0163 | 56234.1325 | 0.00054341 | 8794707.2075 | 31266047.3709 | 179292.0021 | 637400.6661
1 | 1000 | 707 | 0.04 | 15 | 15 | 7 | 7.4989e-11 | 5spot_SharedNeighbor | CO2 | Porous | Wet | R245fa | MinimizeLCOE_Brownfield | IgnoreSilica | 0.27986 | 0.028761 | 0.00013585 | 4 | 8794711.5322 | 31266062.8297 | 179292.0903 | 637400.9813 | 28.0841 | 0.85571 | 28.5111 | 7895.8152 | 0 | 8262.5379 | 0 | 0 | 0 | 0 | 6301.7577 | 16395.8808 | 11190.5256 | 50046.5171 | 961560.8286 | 3767508.2258 | 3767508.2258 | 5798963.8404 | 2644637.3607 | 0 | 4779115.5715 | 16990224.9984 | 74989.4209 | 0.00054341 | 8794711.5322 | 31266062.8297 | 179292.0903 | 637400.9813
1 | 1000 | 707 | 0.04 | 15 | 15 | 7 | 1e-10 | 5spot_SharedNeighbor | CO2 | Porous | Wet | R245fa | MinimizeLCOE_Brownfield | IgnoreSilica | 0.27986 | 0.028761 | 0.00013585 | 4 | 8794714.7783 | 31266074.4329 | 179292.1565 | 637401.2178 | 28.0841 | 0.85571 | 28.0779 | 7895.8132 | 0 | 8262.5355 | 0 | 0 | 0 | 0 | 6301.756 | 16395.8764 | 11190.5226 | 50046.5037 | 961560.8286 | 3767508.2258 | 3767508.2258 | 5798963.8404 | 2644637.3607 | 0 | 4779115.5581 | 16990224.985 | 100000 | 0.00054341 | 8794714.7783 | 31266074.4329 | 179292.1565 | 637401.2178
1 | 1000 | 707 | 0.04 | 15 | 15 | 7 | 1.3335e-10 | 5spot_SharedNeighbor | CO2 | Porous | Wet | R245fa | MinimizeLCOE_Brownfield | IgnoreSilica | 0.27986 | 0.028761 | 0.00013585 | 4 | 8794717.2142 | 31266083.1402 | 179292.2061 | 637401.3953 | 28.0841 | 0.85571 | 28.4984 | 7895.8117 | 0 | 8262.5337 | 0 | 0 | 0 | 0 | 6301.7547 | 16395.8731 | 11190.5203 | 50046.4936 | 961560.8286 | 3767508.2258 | 3767508.2258 | 5798963.8404 | 2644637.3607 | 0 | 4779115.548 | 16990224.975 | 133352.1432 | 0.00054341 | 8794717.2142 | 31266083.1402 | 179292.2061 | 637401.3953
1 | 1000 | 707 | 0.04 | 15 | 15 | 7 | 1.7783e-10 | 5spot_SharedNeighbor | CO2 | Porous | Wet | R245fa | MinimizeLCOE_Brownfield | IgnoreSilica | 0.27986 | 0.028761 | 0.00013585 | 4 | 8794719.042 | 31266089.6737 | 179292.2434 | 637401.5285 | 28.0841 | 0.85571 | 1296.5439 | 7895.8106 | 0 | 8262.5324 | 0 | 0 | 0 | 0 | 6301.7538 | 16395.8707 | 11190.5186 | 50046.4861 | 961560.8286 | 3767508.2258 | 3767508.2258 | 5798963.8404 | 2644637.3607 | 0 | 4779115.5405 | 16990224.9674 | 177827.941 | 0.00054341 | 8794719.042 | 31266089.6737 | 179292.2434 | 637401.5285
1 | 1000 | 707 | 0.04 | 15 | 15 | 7 | 2.3714e-10 | 5spot_SharedNeighbor | CO2 | Porous | Wet | R245fa | MinimizeLCOE_Brownfield | IgnoreSilica | 0.27986 | 0.028761 | 0.00013585 | 4 | 8794720.4127 | 31266094.5733 | 179292.2714 | 637401.6284 | 28.0841 | 0.8557 | 27.4979 | 7895.8098 | 0 | 8262.5314 | 0 | 0 | 0 | 0 | 6301.7531 | 16395.8688 | 11190.5174 | 50046.4804 | 961560.8286 | 3767508.2258 | 3767508.2258 | 5798963.8404 | 2644637.3607 | 0 | 4779115.5348 | 16990224.9617 | 237137.3706 | 0.00054341 | 8794720.4127 | 31266094.5733 | 179292.2714 | 637401.6284
1 | 1000 | 707 | 0.04 | 15 | 15 | 7 | 3.1623e-10 | 5spot_SharedNeighbor | CO2 | Porous | Wet | R245fa | MinimizeLCOE_Brownfield | IgnoreSilica | 0.27986 | 0.028761 | 0.00013585 | 4 | 8794721.4411 | 31266098.249 | 179292.2923 | 637401.7033 | 28.0841 | 0.8557 | 28.0141 | 7895.8092 | 0 | 8262.5306 | 0 | 0 | 0 | 0 | 6301.7525 | 16395.8674 | 11190.5164 | 50046.4762 | 961560.8286 | 3767508.2258 | 3767508.2258 | 5798963.8404 | 2644637.3607 | 0 | 4779115.5306 | 16990224.9575 | 316227.766 | 0.00054341 | 8794721.4411 | 31266098.249 | 179292.2923 | 637401.7033
1 | 1000 | 707 | 0.04 | 15 | 15 | 7 | 4.217e-10 | 5spot_SharedNeighbor | CO2 | Porous | Wet | R245fa | MinimizeLCOE_Brownfield | IgnoreSilica | 0.27986 | 0.028761 | 0.00013585 | 4 | 8794722.2124 | 31266101.0061 | 179292.308 | 637401.7595 | 28.0841 | 0.8557 | 27.7282 | 7895.8087 | 0 | 8262.53 | 0 | 0 | 0 | 0 | 6301.7521 | 16395.8664 | 11190.5157 | 50046.473 | 961560.8286 | 3767508.2258 | 3767508.2258 | 5798963.8404 | 2644637.3607 | 0 | 4779115.5274 | 16990224.9543 | 421696.5034 | 0.00054341 | 8794722.2124 | 31266101.0061 | 179292.308 | 637401.7595
1 | 1000 | 707 | 0.04 | 15 | 15 | 7 | 5.6234e-10 | 5spot_SharedNeighbor | CO2 | Porous | Wet | R245fa | MinimizeLCOE_Brownfield | IgnoreSilica | 0.27986 | 0.028761 | 0.00013585 | 4 | 8794722.7912 | 31266103.0752 | 179292.3198 | 637401.8017 | 28.0841 | 0.8557 | 28.0873 | 7895.8084 | 0 | 8262.5296 | 0 | 0 | 0 | 0 | 6301.7518 | 16395.8656 | 11190.5152 | 50046.4706 | 961560.8286 | 3767508.2258 | 3767508.2258 | 5798963.8404 | 2644637.3607 | 0 | 4779115.525 | 16990224.9519 | 562341.3252 | 0.00054341 | 8794722.7912 | 31266103.0752 | 179292.3198 | 637401.8017
1 | 1000 | 707 | 0.04 | 15 | 15 | 7 | 7.4989e-10 | 5spot_SharedNeighbor | CO2 | Porous | Wet | R245fa | MinimizeLCOE_Brownfield | IgnoreSilica | 0.27986 | 0.028761 | 0.00013585 | 4 | 8794723.2251 | 31266104.6261 | 179292.3287 | 637401.8333 | 28.0841 | 0.8557 | 28.0523 | 7895.8081 | 0 | 8262.5293 | 0 | 0 | 0 | 0 | 6301.7516 | 16395.865 | 11190.5148 | 50046.4688 | 961560.8286 | 3767508.2258 | 3767508.2258 | 5798963.8404 | 2644637.3607 | 0 | 4779115.5232 | 16990224.9501 | 749894.2093 | 0.00054341 | 8794723.2251 | 31266104.6261 | 179292.3287 | 637401.8333
1 | 1000 | 707 | 0.04 | 15 | 15 | 7 | 1e-09 | 5spot_SharedNeighbor | CO2 | Porous | Wet | R245fa | MinimizeLCOE_Brownfield | IgnoreSilica | 0.27986 | 0.028761 | 0.00013585 | 4 | 8794723.5501 | 31266105.788 | 179292.3353 | 637401.857 | 28.0841 | 0.8557 | 28.9992 | 7895.8079 | 0 | 8262.5291 | 0 | 0 | 0 | 0 | 6301.7514 | 16395.8646 | 11190.5145 | 50046.4674 | 961560.8286 | 3767508.2258 | 3767508.2258 | 5798963.8404 | 2644637.3607 | 0 | 4779115.5218 | 16990224.9488 | 1000000 | 0.00054341 | 8794723.5501 | 31266105.788 | 179292.3353 | 637401.857
1 | 1000 | 707 | 0.04 | 15 | 15 | 7 | 1.3335e-09 | 5spot_SharedNeighbor | CO2 | Porous | Wet | R245fa | MinimizeLCOE_Brownfield | IgnoreSilica | 0.27986 | 0.028761 | 0.00013585 | 4 | 8794723.7943 | 31266106.6607 | 179292.3403 | 637401.8748 | 28.0841 | 0.8557 | 27.7857 | 7895.8078 | 0 | 8262.5289 | 0 | 0 | 0 | 0 | 6301.7513 | 16395.8642 | 11190.5142 | 50046.4664 | 961560.8286 | 3767508.2258 | 3767508.2258 | 5798963.8404 | 2644637.3607 | 0 | 4779115.5208 | 16990224.9478 | 1333521.4322 | 0.00054341 | 8794723.7943 | 31266106.6607 | 179292.3403 | 637401.8748
1 | 1000 | 707 | 0.04 | 15 | 15 | 7 | 1.7783e-09 | 5spot_SharedNeighbor | CO2 | Porous | Wet | R245fa | MinimizeLCOE_Brownfield | IgnoreSilica | 0.27986 | 0.028761 | 0.00013585 | 4 | 8794723.9772 | 31266107.3144 | 179292.344 | 637401.8881 | 28.0841 | 0.8557 | 27.6319 | 7895.8077 | 0 | 8262.5288 | 0 | 0 | 0 | 0 | 6301.7512 | 16395.864 | 11190.5141 | 50046.4657 | 961560.8286 | 3767508.2258 | 3767508.2258 | 5798963.8404 | 2644637.3607 | 0 | 4779115.5201 | 16990224.947 | 1778279.41 | 0.00054341 | 8794723.9772 | 31266107.3144 | 179292.344 | 637401.8881
1 | 1000 | 707 | 0.04 | 15 | 15 | 7 | 2.3714e-09 | 5spot_SharedNeighbor | CO2 | Porous | Wet | R245fa | MinimizeLCOE_Brownfield | IgnoreSilica | 0.27986 | 0.028761 | 0.00013585 | 4 | 8794724.1147 | 31266107.8062 | 179292.3468 | 637401.8982 | 28.0841 | 0.8557 | 1298.6011 | 7895.8076 | 0 | 8262.5287 | 0 | 0 | 0 | 0 | 6301.7511 | 16395.8638 | 11190.5139 | 50046.4651 | 961560.8286 | 3767508.2258 | 3767508.2258 | 5798963.8404 | 2644637.3607 | 0 | 4779115.5195 | 16990224.9464 | 2371373.7057 | 0.00054341 | 8794724.1147 | 31266107.8062 | 179292.3468 | 637401.8982
1 | 1000 | 707 | 0.04 | 15 | 15 | 7 | 3.1623e-09 | 5spot_SharedNeighbor | CO2 | Porous | Wet | R245fa | MinimizeLCOE_Brownfield | IgnoreSilica | 0.27986 | 0.028761 | 0.00013585 | 4 | 8794724.2176 | 31266108.1739 | 179292.3489 | 637401.9057 | 28.0841 | 0.8557 | 28.7236 | 7895.8075 | 0 | 8262.5286 | 0 | 0 | 0 | 0 | 6301.7511 | 16395.8636 | 11190.5138 | 50046.4647 | 961560.8286 | 3767508.2258 | 3767508.2258 | 5798963.8404 | 2644637.3607 | 0 | 4779115.5191 | 16990224.946 | 3162277.6602 | 0.00054341 | 8794724.2176 | 31266108.1739 | 179292.3489 | 637401.9057
1 | 1000 | 707 | 0.04 | 15 | 15 | 7 | 4.217e-09 | 5spot_SharedNeighbor | CO2 | Porous | Wet | R245fa | MinimizeLCOE_Brownfield | IgnoreSilica | 0.27986 | 0.028761 | 0.00013585 | 4 | 8794724.2945 | 31266108.4489 | 179292.3505 | 637401.9113 | 28.0841 | 0.8557 | 28.2221 | 7895.8075 | 0 | 8262.5285 | 0 | 0 | 0 | 0 | 6301.751 | 16395.8635 | 11190.5138 | 50046.4644 | 961560.8286 | 3767508.2258 | 3767508.2258 | 5798963.8404 | 2644637.3607 | 0 | 4779115.5188 | 16990224.9457 | 4216965.0343 | 0.00054341 | 8794724.2945 | 31266108.4489 | 179292.3505 | 637401.9113
1 | 1000 | 707 | 0.04 | 15 | 15 | 7 | 5.6234e-09 | 5spot_SharedNeighbor | CO2 | Porous | Wet | R245fa | MinimizeLCOE_Brownfield | IgnoreSilica | 0.27986 | 0.028761 | 0.00013585 | 4 | 8794724.3524 | 31266108.6556 | 179292.3517 | 637401.9155 | 28.0841 | 0.8557 | 27.6944 | 7895.8074 | 0 | 8262.5285 | 0 | 0 | 0 | 0 | 6301.751 | 16395.8635 | 11190.5137 | 50046.4641 | 961560.8286 | 3767508.2258 | 3767508.2258 | 5798963.8404 | 2644637.3607 | 0 | 4779115.5185 | 16990224.9455 | 5623413.2519 | 0.00054341 | 8794724.3524 | 31266108.6556 | 179292.3517 | 637401.9155
1 | 1000 | 707 | 0.04 | 15 | 15 | 7 | 7.4989e-09 | 5spot_SharedNeighbor | CO2 | Porous | Wet | R245fa | MinimizeLCOE_Brownfield | IgnoreSilica | 0.27986 | 0.028761 | 0.00013585 | 4 | 8794724.3958 | 31266108.8108 | 179292.3526 | 637401.9187 | 28.0841 | 0.8557 | 28.036 | 7895.8074 | 0 | 8262.5284 | 0 | 0 | 0 | 0 | 6301.751 | 16395.8634 | 11190.5137 | 50046.4639 | 961560.8286 | 3767508.2258 | 3767508.2258 | 5798963.8404 | 2644637.3607 | 0 | 4779115.5184 | 16990224.9453 | 7498942.0933 | 0.00054341 | 8794724.3958 | 31266108.8108 | 179292.3526 | 637401.9187
1 | 1000 | 707 | 0.04 | 15 | 15 | 7 | 1e-08 | 5spot_SharedNeighbor | CO2 | Porous | Wet | R245fa | MinimizeLCOE_Brownfield | IgnoreSilica | 0.27986 | 0.028761 | 0.00013585 | 4 | 8794724.4287 | 31266108.9284 | 179292.3532 | 637401.921 | 28.0841 | 0.8557 | 27.9858 | 7895.8074 | 0 | 8262.5284 | 0 | 0 | 0 | 0 | 6301.751 | 16395.8634 | 11190.5136 | 50046.4638 | 961560.8286 | 3767508.2258 | 3767508.2258 | 5798963.8404 | 2644637.3607 | 0 | 4779115.5182 | 16990224.9452 | 10000000 | 0.00054341 | 8794724.4287 | 31266108.9284 | 179292.3532 | 637401.921
1 | 1100 | 707 | 0.04 | 15 | 15 | 7 | 1e-13 | 5spot_SharedNeighbor | CO2 | Porous | Wet | R245fa | MinimizeLCOE_Brownfield | IgnoreSilica | 0.55509 | 0.060843 | 0.00021981 | 4 | 6018155.1951 | 20586529.5494 | 122688.2338 | 419684.2502 | 31.0231 | 1.2193 | 32.6968 | 26449.1162 | 0 | 47895.021 | 0 | 0 | 0 | 0 | 28994.2135 | 75436.9961 | 51487.2999 | 230262.6467 | 961560.8286 | 4099666.5474 | 4099666.5474 | 5959114.5985 | 2750527.5283 | 0 | 5291490.0227 | 18100798.6969 | 100 | 0.00087925 | 6018155.1951 | 20586529.5494 | 122688.2338 | 419684.2502
1 | 1100 | 707 | 0.04 | 15 | 15 | 7 | 1.3335e-13 | 5spot_SharedNeighbor | CO2 | Porous | Wet | R245fa | MinimizeLCOE_Brownfield | IgnoreSilica | 0.75975 | 0.087602 | 0.0003473 | 4 | 3861168.7109 | 13081889.5845 | 78715.1468 | 266692.0137 | 31.579 | 1.2518 | 29.1678 | 33936.9474 | 0 | 63192.3644 | 0 | 0 | 0 | 589.2936 | 38110.2561 | 99155.069 | 67675.372 | 302659.3026 | 961560.8286 | 4099666.5474 | 4099666.5474 | 5959114.5985 | 2750527.5283 | 0 | 5363886.6786 | 18173195.3528 | 133.3521 | 0.0013892 | 3861168.7109 | 13081889.5845 | 78715.1468 | 266692.0137
1 | 1100 | 707 | 0.04 | 15 | 15 | 7 | 1.7783e-13 | 5spot_SharedNeighbor | CO2 | Porous | Wet | R245fa | MinimizeLCOE_Brownfield | IgnoreSilica | 0.99609 | 0.11867 | 0.00051447 | 4 | 2642507.0168 | 8866983.271 | 53871.0798 | 180765.4475 | 31.9901 | 1.2732 | 34.4276 | 41816.8124 | 0 | 79829.7987 | 0 | 0 | 0 | 0 | 47442.1783 | 123434.8162 | 84246.7984 | 376770.404 | 961560.8286 | 4099666.5474 | 4099666.5474 | 5959114.5985 | 2750527.5283 | 0 | 5437997.78 | 18247306.4542 | 177.8279 | 0.0020579 | 2642507.0168 | 8866983.271 | 53871.0798 | 180765.4475
1 | 1100 | 707 | 0.04 | 15 | 15 | 7 | 2.3714e-13 | 5spot_SharedNeighbor | CO2 | Porous | Wet | R245fa | MinimizeLCOE_Brownfield | IgnoreSilica | 1.3445 | 0.16449 | 0.00075629 | 4 | 1832088.4514 | 6066321.6778 | 37349.6012 | 123670.1727 | 32.3689 | 1.2914 | 35.8724 | 52419.6324 | 0 | 102932.8619 | 0 | 0 | 0 | 0 | 60587.4728 | 157636.176 | 107589.9292 | 481166.0723 | 961560.8286 | 4099666.5474 | 4099666.5474 | 5959114.5985 | 2750527.5283 | 0 | 5542393.4483 | 18351702.1225 | 237.1374 | 0.0030252 | 1832088.4514 | 6066321.6778 | 37349.6012 | 123670.1727
1 | 1100 | 707 | 0.04 | 15 | 15 | 7 | 3.1623e-13 | 5spot_SharedNeighbor | CO2 | Porous | Wet | R245fa | MinimizeLCOE_Brownfield | IgnoreSilica | 1.7875 | 0.22293 | 0.0010655 | 4 | 1329454.5335 | 4334852.3303 | 27102.7289 | 88371.8281 | 32.6605 | 1.3041 | 137.3551 | 64711.659 | 0 | 130636.2441 | 0 | 0 | 0 | 0 | 76185.6822 | 198219.5173 | 135288.8935 | 605041.9961 | 961560.8286 | 4099666.5474 | 4099666.5474 | 5959114.5985 | 2750527.5283 | 0 | 5666269.3721 | 18475578.0463 | 316.2278 | 0.0042621 | 1329454.5335 | 4334852.3303 | 27102.7289 | 88371.8281
1 | 1100 | 707 | 0.04 | 15 | 15 | 7 | 4.217e-13 | 5spot_SharedNeighbor | CO2 | Porous | Wet | R245fa | MinimizeLCOE_Brownfield | IgnoreSilica | 2.371 | 0.29992 | 0.0014765 | 4 | 985187.9201 | 3153995.239 | 20084.3883 | 64298.459 | 32.8907 | 1.3137 | 1433.5258 | 79517.3695 | 0 | 165035.9298 | 0 | 0 | 0 | 0 | 95375.7867 | 248148.2328 | 169366.2678 | 757443.5867 | 961560.8286 | 4099666.5474 | 4099666.5474 | 5959114.5985 | 2750527.5283 | 0 | 5818670.9628 | 18627979.6369 | 421.6965 | 0.0059062 | 985187.9201 | 3153995.239 | 20084.3883 | 64298.459
1 | 1100 | 707 | 0.04 | 15 | 15 | 7 | 5.6234e-13 | 5spot_SharedNeighbor | CO2 | Porous | Wet | R245fa | MinimizeLCOE_Brownfield | IgnoreSilica | 3.1684 | 0.40521 | 0.0020398 | 4 | 737008.8782 | 2306955.9043 | 15024.9229 | 47030.4165 | 33.0756 | 1.3211 | 259.782 | 98020.5315 | 0 | 209374.4192 | 0 | 0 | 0 | 0 | 119884.0308 | 311913.6565 | 212887.4798 | 952080.1179 | 961560.8286 | 4099666.5474 | 4099666.5474 | 5959114.5985 | 2750527.5283 | 0 | 6013307.4939 | 18822616.1681 | 562.3413 | 0.0081591 | 737008.8782 | 2306955.9043 | 15024.9229 | 47030.4165
1 | 1100 | 707 | 0.04 | 15 | 15 | 7 | 7.4989e-13 | 5spot_SharedNeighbor | CO2 | Porous | Wet | R245fa | MinimizeLCOE_Brownfield | IgnoreSilica | 4.2286 | 0.54526 | 0.0027882 | 4 | 560848.6569 | 1709358.0615 | 11433.6585 | 34847.5762 | 33.2168 | 1.3264 | 43.8366 | 120513.7062 | 0 | 264959.9055 | 0 | 0 | 0 | 0 | 150334.7086 | 391140.0738 | 266961.1375 | 1193909.5317 | 961560.8286 | 4099666.5474 | 4099666.5474 | 5959114.5985 | 2750527.5283 | 0 | 6255136.9078 | 19064445.5819 | 749.8942 | 0.011153 | 560848.6569 | 1709358.0615 | 11433.6585 | 34847.5762
1 | 1100 | 707 | 0.04 | 15 | 15 | 7 | 1e-12 | 5spot_SharedNeighbor | CO2 | Porous | Wet | R245fa | MinimizeLCOE_Brownfield | IgnoreSilica | 5.6318 | 0.73066 | 0.0037744 | 4 | 434142.8077 | 1282581.7984 | 8850.5884 | 26147.1648 | 33.3216 | 1.33 | 33.0415 | 147755.1661 | 0 | 334363.6312 | 0 | 0 | 0 | 0 | 188026.3309 | 489205.9435 | 333893.1086 | 1493244.1803 | 961560.8286 | 4099666.5474 | 4099666.5474 | 5959114.5985 | 2750527.5283 | 0 | 6554471.5564 | 19363780.2305 | 1000 | 0.015098 | 434142.8077 | 1282581.7984 | 8850.5884 | 26147.1648
1 | 1100 | 707 | 0.04 | 15 | 15 | 7 | 1.3335e-12 | 5spot_SharedNeighbor | CO2 | Porous | Wet | R245fa | MinimizeLCOE_Brownfield | IgnoreSilica | 7.5273 | 0.98106 | 0.005098 | 4 | 339965.723 | 968117.8002 | 6930.6611 | 19736.3908 | 33.3978 | 1.3323 | 40.6281 | 181427.9097 | 0 | 422775.3451 | 0 | 0 | 0 | 0 | 235639.2694 | 613085.0426 | 418443.1392 | 1871370.706 | 961560.8286 | 4099666.5474 | 4099666.5474 | 5959114.5985 | 2750527.5283 | 0 | 6932598.082 | 19741906.7562 | 1333.5214 | 0.020392 | 339965.723 | 968117.8002 | 6930.6611 | 19736.3908
1 | 1100 | 707 | 0.04 | 15 | 15 | 7 | 1.7783e-12 | 5spot_SharedNeighbor | CO2 | Porous | Wet | R245fa | MinimizeLCOE_Brownfield | IgnoreSilica | 10.0286 | 1.3117 | 0.0068054 | 4 | 271827.2275 | 742382.347 | 5541.5657 | 15134.4683 | 33.4465 | 1.3325 | 47.8054 | 222048.4067 | 0 | 532933.6601 | 0 | 0 | 0 | 0 | 294443.0061 | 766080.3033 | 522865.5483 | 2338370.9246 | 961560.8286 | 4099666.5474 | 4099666.5474 | 5959114.5985 | 2750527.5283 | 0 | 7399598.3006 | 20208906.9748 | 1778.2794 | 0.027222 | 271827.2275 | 742382.347 | 5541.5657 | 15134.4683
1 | 1100 | 707 | 0.04 | 15 | 15 | 7 | 2.3714e-12 | 5spot_SharedNeighbor | CO2 | Porous | Wet | R245fa | MinimizeLCOE_Brownfield | IgnoreSilica | 13.3616 | 1.7523 | 0.0090095 | 4 | 221482.527 | 576921.7412 | 4515.2209 | 11761.33 | 33.4671 | 1.3308 | 40.497 | 271487.5339 | 0 | 671462.0105 | 0 | 0 | 0 | 0 | 367750.3223 | 956810.9027 | 653043.1016 | 2920553.8711 | 961560.8286 | 4099666.5474 | 4099666.5474 | 5959114.5985 | 2750527.5283 | 0 | 7981781.2472 | 20791089.9213 | 2371.3737 | 0.036038 | 221482.527 | 576921.7412 | 4515.2209 | 11761.33
1 | 1100 | 707 | 0.04 | 15 | 15 | 7 | 3.1623e-12 | 5spot_SharedNeighbor | CO2 | Porous | Wet | R245fa | MinimizeLCOE_Brownfield | IgnoreSilica | 17.805 | 2.3396 | 0.011768 | 4 | 184983.6746 | 457101.9313 | 3771.1424 | 9318.6411 | 33.4542 | 1.3258 | 28.4044 | 331477.6352 | 0 | 845833.6535 | 0 | 0 | 0 | 0 | 459151.4026 | 1194617.7646 | 815351.1713 | 3646431.6272 | 961560.8286 | 4099666.5474 | 4099666.5474 | 5959114.5985 | 2750527.5283 | 0 | 8707659.0032 | 21516967.6774 | 3162.2777 | 0.047073 | 184983.6746 | 457101.9313 | 3771.1424 | 9318.6411
1 | 1100 | 707 | 0.04 | 15 | 15 | 7 | 4.217e-12 | 5spot_SharedNeighbor | CO2 | Porous | Wet | R245fa | MinimizeLCOE_Brownfield | IgnoreSilica | 23.717 | 3.1207 | 0.015028 | 4 | 159866.7179 | 372963.5864 | 3259.0993 | 7603.3672 | 33.3931 | 1.316 | 33.0484 | 403665.8785 | 0 | 1064861.9087 | 0 | 0 | 0 | 0 | 572725.837 | 1490115.1457 | 1017034.2058 | 4548402.9757 | 961560.8286 | 4099666.5474 | 4099666.5474 | 5959114.5985 | 2750527.5283 | 0 | 9609630.3518 | 22418939.0259 | 4216.965 | 0.06011 | 159866.7179 | 372963.5864 | 3259.0993 | 7603.3672
1 | 1100 | 707 | 0.04 | 15 | 15 | 7 | 5.6234e-12 | 5spot_SharedNeighbor | CO2 | Porous | Wet | R245fa | MinimizeLCOE_Brownfield | IgnoreSilica | 31.5368 | 4.1549 | 0.018305 | 4 | 146442.1726 | 321383.4582 | 2985.4218 | 6551.8365 | 33.2585 | 1.2969 | 49.6789 | 488921.7062 | 0 | 1338942.4008 | 0 | 0 | 0 | 0 | 712867.0017 | 1854733.7093 | 1265893.8676 | 5661358.6856 | 961560.8286 | 4099666.5474 | 4099666.5474 | 5959114.5985 | 2750527.5283 | 0 | 10722586.0617 | 23531894.7358 | 5623.4133 | 0.073221 | 146442.1726 | 321383.4582 | 2985.4218 | 6551.8365
1 | 1100 | 707 | 0.04 | 15 | 15 | 7 | 7.4989e-12 | 5spot_SharedNeighbor | CO2 | Porous | Wet | R245fa | MinimizeLCOE_Brownfield | IgnoreSilica | 35.5191 | 4.6813 | 0.019434 | 4 | 144866.8068 | 309649.2127 | 2953.3058 | 6312.618 | 33.1685 | 1.2851 | 53.994 | 528583.875 | 0 | 1473172.9232 | 0 | 0 | 0 | 0 | 780685.1513 | 2031182.6231 | 1386323.8769 | 6199948.4495 | 961560.8286 | 4099666.5474 | 4099666.5474 | 5959114.5985 | 2750527.5283 | 0 | 11261175.8256 | 24070484.4998 | 7498.9421 | 0.077735 | 144866.8068 | 309649.2127 | 2953.3058 | 6312.618
1 | 1100 | 707 | 0.04 | 15 | 15 | 7 | 1e-11 | 5spot_SharedNeighbor | CO2 | Porous | Wet | R245fa | MinimizeLCOE_Brownfield | IgnoreSilica | 35.5191 | 4.6812 | 0.019438 | 4 | 144836.5806 | 309586.2559 | 2952.6896 | 6311.3346 | 33.1682 | 1.2851 | 53.9053 | 528584.1631 | 0 | 1473136.1997 | 0 | 0 | 0 | 0 | 780670.9415 | 2031145.6522 | 1386298.6435 | 6199835.6001 | 961560.8286 | 4099666.5474 | 4099666.5474 | 5959114.5985 | 2750527.5283 | 0 | 11261062.9762 | 24070371.6504 | 10000 | 0.07775 | 144836.5806 | 309586.2559 | 2952.6896 | 6311.3346
1 | 1100 | 707 | 0.04 | 15 | 15 | 7 | 1.3335e-11 | 5spot_SharedNeighbor | CO2 | Porous | Wet | R245fa | MinimizeLCOE_Brownfield | IgnoreSilica | 35.5191 | 4.6811 | 0.01944 | 4 | 144813.8576 | 309539.0079 | 2952.2264 | 6310.3714 | 33.1681 | 1.2851 | 53.778 | 528583.9791 | 0 | 1473107.2004 | 0 | 0 | 0 | 0 | 780659.56 | 2031116.0398 | 1386278.4325 | 6199745.2118 | 961560.8286 | 4099666.5474 | 4099666.5474 | 5959114.5985 | 2750527.5283 | 0 | 11260972.5878 | 24070281.262 | 13335.2143 | 0.077762 | 144813.8576 | 309539.0079 | 2952.2264 | 6310.3714
1 | 1100 | 707 | 0.04 | 15 | 15 | 7 | 1.7783e-11 | 5spot_SharedNeighbor | CO2 | Porous | Wet | R245fa | MinimizeLCOE_Brownfield | IgnoreSilica | 35.5191 | 4.681 | 0.019441 | 4 | 144806.1738 | 309523.2671 | 2952.0697 | 6310.0505 | 33.1679 | 1.2851 | 53.3678 | 528582.7456 | 0 | 1473093.3533 | 0 | 0 | 0 | 0 | 780653.6786 | 2031100.7376 | 1386267.9884 | 6199698.5035 | 961560.8286 | 4099666.5474 | 4099666.5474 | 5959114.5985 | 2750527.5283 | 0 | 11260925.8795 | 24070234.5537 | 17782.7941 | 0.077766 | 144806.1738 | 309523.2671 | 2952.0697 | 6310.0505
1 | 1100 | 707 | 0.04 | 15 | 15 | 7 | 2.3714e-11 | 5spot_SharedNeighbor | CO2 | Porous | Wet | R245fa | MinimizeLCOE_Brownfield | IgnoreSilica | 35.5191 | 4.681 | 0.019441 | 4 | 144810.249 | 309532.1441 | 2952.1528 | 6310.2314 | 33.1679 | 1.2851 | 1322.41 | 528580.7769 | 0 | 1473091.6519 | 0 | 0 | 0 | 0 | 780652.2472 | 2031097.0135 | 1386265.4466 | 6199687.1361 | 961560.8286 | 4099666.5474 | 4099666.5474 | 5959114.5985 | 2750527.5283 | 0 | 11260914.5122 | 24070223.1864 | 23713.7371 | 0.077763 | 144810.249 | 309532.1441 | 2952.1528 | 6310.2314
1 | 1100 | 707 | 0.04 | 15 | 15 | 7 | 3.1623e-11 | 5spot_SharedNeighbor | CO2 | Porous | Wet | R245fa | MinimizeLCOE_Brownfield | IgnoreSilica | 35.5191 | 4.681 | 0.019439 | 4 | 144821.004 | 309554.9815 | 2952.3721 | 6310.697 | 33.1678 | 1.2851 | 53.5184 | 528578.5097 | 0 | 1473097.2595 | 0 | 0 | 0 | 0 | 780653.55 | 2031100.403 | 1386267.76 | 6199697.4821 | 961560.8286 | 4099666.5474 | 4099666.5474 | 5959114.5985 | 2750527.5283 | 0 | 11260924.8581 | 24070233.5323 | 31622.7766 | 0.077758 | 144821.004 | 309554.9815 | 2952.3721 | 6310.697
1 | 1100 | 707 | 0.04 | 15 | 15 | 7 | 4.217e-11 | 5spot_SharedNeighbor | CO2 | Porous | Wet | R245fa | MinimizeLCOE_Brownfield | IgnoreSilica | 35.4996 | 4.6785 | 0.019433 | 4 | 144834.3964 | 309621.1924 | 2952.6451 | 6312.0468 | 33.1683 | 1.2852 | 52.59 | 528388.3483 | 0 | 1472458.1726 | 0 | 0 | 0 | 0 | 780330.1432 | 2030258.9648 | 1385693.4611 | 6197129.09 | 961560.8286 | 4099666.5474 | 4099666.5474 | 5959114.5985 | 2750527.5283 | 0 | 11258356.4661 | 24067665.1403 | 42169.6503 | 0.077733 | 144834.3964 | 309621.1924 | 2952.6451 | 6312.0468
1 | 1100 | 707 | 0.04 | 15 | 15 | 7 | 5.6234e-11 | 5spot_SharedNeighbor | CO2 | Porous | Wet | R245fa | MinimizeLCOE_Brownfield | IgnoreSilica | 35.4996 | 4.6785 | 0.019431 | 4 | 144847.8795 | 309649.6607 | 2952.9199 | 6312.6272 | 33.1683 | 1.2852 | 52.1922 | 528386.3287 | 0 | 1472468.0326 | 0 | 0 | 0 | 0 | 780333.2009 | 2030266.9204 | 1385698.891 | 6197153.3735 | 961560.8286 | 4099666.5474 | 4099666.5474 | 5959114.5985 | 2750527.5283 | 0 | 11258380.7495 | 24067689.4237 | 56234.1325 | 0.077726 | 144847.8795 | 309649.6607 | 2952.9199 | 6312.6272
1 | 1100 | 707 | 0.04 | 15 | 15 | 7 | 7.4989e-11 | 5spot_SharedNeighbor | CO2 | Porous | Wet | R245fa | MinimizeLCOE_Brownfield | IgnoreSilica | 35.4996 | 4.6786 | 0.01943 | 4 | 144860.1319 | 309675.5087 | 2953.1697 | 6313.1541 | 33.1683 | 1.2851 | 52.5546 | 528384.6004 | 0 | 1472477.3587 | 0 | 0 | 0 | 0 | 780336.1641 | 2030274.6299 | 1385704.1529 | 6197176.906 | 961560.8286 | 4099666.5474 | 4099666.5474 | 5959114.5985 | 2750527.5283 | 0 | 11258404.282 | 24067712.9562 | 74989.4209 | 0.077719 | 144860.1319 | 309675.5087 | 2953.1697 | 6313.1541
1 | 1100 | 707 | 0.04 | 15 | 15 | 7 | 1e-10 | 5spot_SharedNeighbor | CO2 | Porous | Wet | R245fa | MinimizeLCOE_Brownfield | IgnoreSilica | 35.4996 | 4.6786 | 0.019428 | 4 | 144870.6133 | 309697.6099 | 2953.3834 | 6313.6047 | 33.1683 | 1.2851 | 51.7079 | 528383.1756 | 0 | 1472485.5201 | 0 | 0 | 0 | 0 | 780338.7913 | 2030281.4655 | 1385708.8183 | 6197197.7708 | 961560.8286 | 4099666.5474 | 4099666.5474 | 5959114.5985 | 2750527.5283 | 0 | 11258425.1469 | 24067733.821 | 100000 | 0.077714 | 144870.6133 | 309697.6099 | 2953.3834 | 6313.6047
1 | 1100 | 707 | 0.04 | 15 | 15 | 7 | 1.3335e-10 | 5spot_SharedNeighbor | CO2 | Porous | Wet | R245fa | MinimizeLCOE_Brownfield | IgnoreSilica | 35.4996 | 4.6786 | 0.019427 | 4 | 144879.2395 | 309715.7935 | 2953.5593 | 6313.9754 | 33.1683 | 1.2851 | 52.6215 | 528382.0311 | 0 | 1472492.3322 | 0 | 0 | 0 | 0 | 780341.0017 | 2030287.2164 | 1385712.7434 | 6197215.3246 | 961560.8286 | 4099666.5474 | 4099666.5474 | 5959114.5985 | 2750527.5283 | 0 | 11258442.7007 | 24067751.3748 | 133352.1432 | 0.077709 | 144879.2395 | 309715.7935 | 2953.5593 | 6313.9754
1 | 1100 | 707 | 0.04 | 15 | 15 | 7 | 1.7783e-10 | 5spot_SharedNeighbor | CO2 | Porous | Wet | R245fa | MinimizeLCOE_Brownfield | IgnoreSilica | 35.4996 | 4.6786 | 0.019426 | 4 | 144886.1559 | 309730.3701 | 2953.7003 | 6314.2725 | 33.1683 | 1.2851 | 52.2544 | 528381.1283 | 0 | 1472497.8448 | 0 | 0 | 0 | 0 | 780342.7995 | 2030291.8941 | 1385715.936 | 6197229.6029 | 961560.8286 | 4099666.5474 | 4099666.5474 | 5959114.5985 | 2750527.5283 | 0 | 11258456.9789 | 24067765.6531 | 177827.941 | 0.077706 | 144886.1559 | 309730.3701 | 2953.7003 | 6314.2725
1 | 1100 | 707 | 0.04 | 15 | 15 | 7 | 2.3714e-10 | 5spot_SharedNeighbor | CO2 | Porous | Wet | R245fa | MinimizeLCOE_Brownfield | IgnoreSilica | 35.4802 | 4.6761 | 0.019421 | 4 | 144891.5992 | 309779.7678 | 2953.8112 | 6315.2796 | 33.1688 | 1.2852 | 50.9029 | 528192.4738 | 0 | 1471854.0477 | 0 | 0 | 0 | 0 | 780018.1434 | 2029447.2054 | 1385139.4186 | 6194651.2889 | 961560.8286 | 4099666.5474 | 4099666.5474 | 5959114.5985 | 2750527.5283 | 0 | 11255878.665 | 24065187.3391 | 237137.3706 | 0.077685 | 144891.5992 | 309779.7678 | 2953.8112 | 6315.2796
1 | 1100 | 707 | 0.04 | 15 | 15 | 7 | 3.1623e-10 | 5spot_SharedNeighbor | CO2 | Porous | Wet | R245fa | MinimizeLCOE_Brownfield | IgnoreSilica | 35.4802 | 4.6761 | 0.019421 | 4 | 144895.826 | 309788.6745 | 2953.8974 | 6315.4612 | 33.1688 | 1.2851 | 50.0507 | 528191.9338 | 0 | 1471857.4554 | 0 | 0 | 0 | 0 | 780019.2618 | 2029450.1153 | 1385141.4047 | 6194660.1712 | 961560.8286 | 4099666.5474 | 4099666.5474 | 5959114.5985 | 2750527.5283 | 0 | 11255887.5472 | 24065196.2214 | 316227.766 | 0.077683 | 144895.826 | 309788.6745 | 2953.8974 | 6315.4612
1 | 1100 | 707 | 0.04 | 15 | 15 | 7 | 4.217e-10 | 5spot_SharedNeighbor | CO2 | Porous | Wet | R245fa | MinimizeLCOE_Brownfield | IgnoreSilica | 35.4802 | 4.6761 | 0.01942 | 4 | 144899.0804 | 309795.5319 | 2953.9637 | 6315.6009 | 33.1688 | 1.2851 | 51.3801 | 528191.5205 | 0 | 1471860.0875 | 0 | 0 | 0 | 0 | 780020.1271 | 2029452.3667 | 1385142.9413 | 6194667.0432 | 961560.8286 | 4099666.5474 | 4099666.5474 | 5959114.5985 | 2750527.5283 | 0 | 11255894.4193 | 24065203.0934 | 421696.5034 | 0.077681 | 144899.0804 | 309795.5319 | 2953.9637 | 6315.6009
1 | 1100 | 707 | 0.04 | 15 | 15 | 7 | 5.6234e-10 | 5spot_SharedNeighbor | CO2 | Porous | Wet | R245fa | MinimizeLCOE_Brownfield | IgnoreSilica | 35.4802 | 4.6761 | 0.01942 | 4 | 144901.5692 | 309800.7756 | 2954.0145 | 6315.7078 | 33.1688 | 1.2851 | 50.5288 | 528191.2058 | 0 | 1471862.1049 | 0 | 0 | 0 | 0 | 780020.7912 | 2029454.0944 | 1385144.1205 | 6194672.3168 | 961560.8286 | 4099666.5474 | 4099666.5474 | 5959114.5985 | 2750527.5283 | 0 | 11255899.6928 | 24065208.367 | 562341.3252 | 0.07768 | 144901.5692 | 309800.7756 | 2954.0145 | 6315.7078
1 | 1100 | 707 | 0.04 | 15 | 15 | 7 | 7.4989e-10 | 5spot_SharedNeighbor | CO2 | Porous | Wet | R245fa | MinimizeLCOE_Brownfield | IgnoreSilica | 35.4802 | 4.6761 | 0.01942 | 4 | 144903.4629 | 309804.7654 | 2954.0531 | 6315.7892 | 33.1688 | 1.2851 | 50.084 | 528190.9671 | 0 | 1471863.6425 | 0 | 0 | 0 | 0 | 780021.2977 | 2029455.4123 | 1385145.02 | 6194676.3396 | 961560.8286 | 4099666.5474 | 4099666.5474 | 5959114.5985 | 2750527.5283 | 0 | 11255903.7156 | 24065212.3898 | 749894.2093 | 0.077679 | 144903.4629 | 309804.7654 | 2954.0531 | 6315.7892
1 | 1100 | 707 | 0.04 | 15 | 15 | 7 | 1e-09 | 5spot_SharedNeighbor | CO2 | Porous | Wet | R245fa | MinimizeLCOE_Brownfield | IgnoreSilica | 35.4802 | 4.6761 | 0.019419 | 4 | 144904.8984 | 309807.7899 | 2954.0824 | 6315.8508 | 33.1688 | 1.2851 | 49.4043 | 528190.7865 | 0 | 1471864.8095 | 0 | 0 | 0 | 0 | 780021.6824 | 2029456.4133 | 1385145.7032 | 6194679.3949 | 961560.8286 | 4099666.5474 | 4099666.5474 | 5959114.5985 | 2750527.5283 | 0 | 11255906.7709 | 24065215.4451 | 1000000 | 0.077678 | 144904.8984 | 309807.7899 | 2954.0824 | 6315.8508
1 | 1100 | 707 | 0.04 | 15 | 15 | 7 | 1.3335e-09 | 5spot_SharedNeighbor | CO2 | Porous | Wet | R245fa | MinimizeLCOE_Brownfield | IgnoreSilica | 35.4802 | 4.6761 | 0.019419 | 4 | 144905.9837 | 309810.0764 | 2954.1045 | 6315.8975 | 33.1688 | 1.2851 | 50.4914 | 528190.6503 | 0 | 1471865.6925 | 0 | 0 | 0 | 0 | 780021.9737 | 2029457.171 | 1385146.2204 | 6194681.7079 | 961560.8286 | 4099666.5474 | 4099666.5474 | 5959114.5985 | 2750527.5283 | 0 | 11255909.0839 | 24065217.7581 | 1333521.4322 | 0.077677 | 144905.9837 | 309810.0764 | 2954.1045 | 6315.8975
1 | 1100 | 707 | 0.04 | 15 | 15 | 7 | 1.7783e-09 | 5spot_SharedNeighbor | CO2 | Porous | Wet | R245fa | MinimizeLCOE_Brownfield | IgnoreSilica | 35.4802 | 4.6761 | 0.019419 | 4 | 144906.8025 | 309811.8013 | 2954.1212 | 6315.9326 | 33.1688 | 1.2851 | 50.7533 | 528190.5476 | 0 | 1471866.3592 | 0 | 0 | 0 | 0 | 780022.1936 | 2029457.7433 | 1385146.611 | 6194683.4547 | 961560.8286 | 4099666.5474 | 4099666.5474 | 5959114.5985 | 2750527.5283 | 0 | 11255910.8307 | 24065219.5049 | 1778279.41 | 0.077677 | 144906.8025 | 309811.8013 | 2954.1212 | 6315.9326
1 | 1100 | 707 | 0.04 | 15 | 15 | 7 | 2.3714e-09 | 5spot_SharedNeighbor | CO2 | Porous | Wet | R245fa | MinimizeLCOE_Brownfield | IgnoreSilica | 35.4802 | 4.6761 | 0.019419 | 4 | 144907.4193 | 309813.1007 | 2954.1337 | 6315.9591 | 33.1688 | 1.2851 | 50.0295 | 528190.4703 | 0 | 1471866.8616 | 0 | 0 | 0 | 0 | 780022.3595 | 2029458.1747 | 1385146.9054 | 6194684.7715 | 961560.8286 | 4099666.5474 | 4099666.5474 | 5959114.5985 | 2750527.5283 | 0 | 11255912.1476 | 24065220.8217 | 2371373.7057 | 0.077677 | 144907.4193 | 309813.1007 | 2954.1337 | 6315.9591
1 | 1100 | 707 | 0.04 | 15 | 15 | 7 | 3.1623e-09 | 5spot_SharedNeighbor | CO2 | Porous | Wet | R245fa | MinimizeLCOE_Brownfield | IgnoreSilica | 35.4802 | 4.6761 | 0.019419 | 4 | 144907.8834 | 309814.0785 | 2954.1432 | 6315.979 | 33.1688 | 1.2851 | 51.052 | 528190.4122 | 0 | 1471867.2398 | 0 | 0 | 0 | 0 | 780022.4843 | 2029458.4995 | 1385147.1271 | 6194685.7629 | 961560.8286 | 4099666.5474 | 4099666.5474 | 5959114.5985 | 2750527.5283 | 0 | 11255913.139 | 24065221.8132 | 3162277.6602 | 0.077676 | 144907.8834 | 309814.0785 | 2954.1432 | 6315.979
1 | 1100 | 707 | 0.04 | 15 | 15 | 7 | 4.217e-09 | 5spot_SharedNeighbor | CO2 | Porous | Wet | R245fa | MinimizeLCOE_Brownfield | IgnoreSilica | 35.4802 | 4.6761 | 0.019419 | 4 | 144908.2323 | 309814.8135 | 2954.1503 | 6315.994 | 33.1688 | 1.2851 | 1319.2407 | 528190.3686 | 0 | 1471867.5242 | 0 | 0 | 0 | 0 | 780022.5782 | 2029458.7438 | 1385147.2938 | 6194686.5086 | 961560.8286 | 4099666.5474 | 4099666.5474 | 5959114.5985 | 2750527.5283 | 0 | 11255913.8846 | 24065222.5588 | 4216965.0343 | 0.077676 | 144908.2323 | 309814.8135 | 2954.1503 | 6315.994
1 | 1100 | 707 | 0.04 | 15 | 15 | 7 | 5.6234e-09 | 5spot_SharedNeighbor | CO2 | Porous | Wet | R245fa | MinimizeLCOE_Brownfield | IgnoreSilica | 35.4802 | 4.6761 | 0.019419 | 4 | 144908.4944 | 309815.3658 | 2954.1557 | 6316.0053 | 33.1688 | 1.2851 | 51.1336 | 528190.3358 | 0 | 1471867.7379 | 0 | 0 | 0 | 0 | 780022.6487 | 2029458.9274 | 1385147.4192 | 6194687.069 | 961560.8286 | 4099666.5474 | 4099666.5474 | 5959114.5985 | 2750527.5283 | 0 | 11255914.445 | 24065223.1192 | 5623413.2519 | 0.077676 | 144908.4944 | 309815.3658 | 2954.1557 | 6316.0053
1 | 1100 | 707 | 0.04 | 15 | 15 | 7 | 7.4989e-09 | 5spot_SharedNeighbor | CO2 | Porous | Wet | R245fa | MinimizeLCOE_Brownfield | IgnoreSilica | 35.4802 | 4.6761 | 0.019419 | 4 | 144908.6913 | 309815.7805 | 2954.1597 | 6316.0137 | 33.1688 | 1.2851 | 51.0488 | 528190.3112 | 0 | 1471867.8984 | 0 | 0 | 0 | 0 | 780022.7017 | 2029459.0653 | 1385147.5133 | 6194687.4899 | 961560.8286 | 4099666.5474 | 4099666.5474 | 5959114.5985 | 2750527.5283 | 0 | 11255914.866 | 24065223.5402 | 7498942.0933 | 0.077676 | 144908.6913 | 309815.7805 | 2954.1597 | 6316.0137
1 | 1100 | 707 | 0.04 | 15 | 15 | 7 | 1e-08 | 5spot_SharedNeighbor | CO2 | Porous | Wet | R245fa | MinimizeLCOE_Brownfield | IgnoreSilica | 35.4802 | 4.6761 | 0.019419 | 4 | 144908.8391 | 309816.0918 | 2954.1627 | 6316.0201 | 33.1688 | 1.2851 | 51.3257 | 528190.2927 | 0 | 1471868.0189 | 0 | 0 | 0 | 0 | 780022.7415 | 2029459.1688 | 1385147.584 | 6194687.806 | 961560.8286 | 4099666.5474 | 4099666.5474 | 5959114.5985 | 2750527.5283 | 0 | 11255915.182 | 24065223.8562 | 10000000 | 0.077676 | 144908.8391 | 309816.0918 | 2954.1627 | 6316.0201
1 | 1200 | 707 | 0.04 | 15 | 15 | 7 | 1e-13 | 5spot_SharedNeighbor | CO2 | Porous | Wet | R245fa | MinimizeLCOE_Brownfield | IgnoreSilica | 0.53564 | 0.053875 | 0.00056366 | 4 | 2492598.6735 | 8445315.5893 | 50814.9954 | 172169.1814 | 32.5757 | 1.4868 | 30.2152 | 27879.3416 | 0 | 43372.7907 | 0 | 0 | 0 | 0 | 27788.3316 | 72299.5387 | 49345.9208 | 220685.9234 | 961560.8286 | 4437684.9599 | 4437684.9599 | 6124832.4428 | 2858761.7322 | 0 | 5619931.7119 | 19041210.8469 | 100 | 0.0022546 | 2492598.6735 | 8445315.5893 | 50814.9954 | 172169.1814
1 | 1200 | 707 | 0.04 | 15 | 15 | 7 | 1.3335e-13 | 5spot_SharedNeighbor | CO2 | Porous | Wet | R245fa | MinimizeLCOE_Brownfield | IgnoreSilica | 0.72086 | 0.077232 | 0.000833 | 4 | 1706685.0557 | 5734656.8473 | 34793.0833 | 116908.7365 | 33.1692 | 1.5328 | 26.2983 | 35576.9304 | 0 | 56868.127 | 0 | 0 | 0 | 366.6825 | 36196.5786 | 94176.0726 | 64277.1046 | 287461.4958 | 961560.8286 | 4437684.9599 | 4437684.9599 | 6124832.4428 | 2858761.7322 | 0 | 5686707.2843 | 19107986.4193 | 133.3521 | 0.003332 | 1706685.0557 | 5734656.8473 | 34793.0833 | 116908.7365
1 | 1200 | 707 | 0.04 | 15 | 15 | 7 | 1.7783e-13 | 5spot_SharedNeighbor | CO2 | Porous | Wet | R245fa | MinimizeLCOE_Brownfield | IgnoreSilica | 0.95719 | 0.10712 | 0.0011927 | 4 | 1208124.8366 | 4021441.6761 | 24629.2589 | 81982.528 | 33.6603 | 1.5663 | 31.6015 | 44526.1758 | 0 | 73082.7084 | 0 | 0 | 0 | 0 | 45867.4648 | 119337.7348 | 81450.4561 | 364264.5399 | 961560.8286 | 4437684.9599 | 4437684.9599 | 6124832.4428 | 2858761.7322 | 0 | 5763510.3284 | 19184789.4634 | 177.8279 | 0.0047706 | 1208124.8366 | 4021441.6761 | 24629.2589 | 81982.528
1 | 1200 | 707 | 0.04 | 15 | 15 | 7 | 2.3714e-13 | 5spot_SharedNeighbor | CO2 | Porous | Wet | R245fa | MinimizeLCOE_Brownfield | IgnoreSilica | 1.2667 | 0.1463 | 0.0016657 | 4 | 879330.0044 | 2893724.292 | 17926.3315 | 58992.4837 | 34.0697 | 1.5916 | 31.3197 | 55233.4737 | 0 | 93109.2449 | 0 | 0 | 0 | 0 | 57853.6602 | 150523.3565 | 102735.2838 | 459455.0192 | 961560.8286 | 4437684.9599 | 4437684.9599 | 6124832.4428 | 2858761.7322 | 0 | 5858700.8077 | 19279979.9427 | 237.1374 | 0.0066627 | 879330.0044 | 2893724.292 | 17926.3315 | 58992.4837
1 | 1200 | 707 | 0.04 | 15 | 15 | 7 | 3.1623e-13 | 5spot_SharedNeighbor | CO2 | Porous | Wet | R245fa | MinimizeLCOE_Brownfield | IgnoreSilica | 1.7098 | 0.20239 | 0.0023293 | 4 | 642821.2082 | 2083289.7042 | 13104.7798 | 42470.6785 | 34.4281 | 1.612 | 131.8846 | 69204.3708 | 0 | 120100.4671 | 0 | 0 | 0 | 1223.0397 | 74305.8723 | 193328.6374 | 131950.7675 | 590113.1548 | 961560.8286 | 4437684.9599 | 4437684.9599 | 6124832.4428 | 2858761.7322 | 0 | 5989358.9433 | 19410638.0783 | 316.2278 | 0.0093173 | 642821.2082 | 2083289.7042 | 13104.7798 | 42470.6785
1 | 1200 | 707 | 0.04 | 15 | 15 | 7 | 4.217e-13 | 5spot_SharedNeighbor | CO2 | Porous | Wet | R245fa | MinimizeLCOE_Brownfield | IgnoreSilica | 2.2738 | 0.274 | 0.0032227 | 4 | 475996.0269 | 1517140.5625 | 9703.8228 | 30928.9625 | 34.7 | 1.6265 | 180.9333 | 85419.7051 | 0 | 152457.6144 | 0 | 0 | 0 | 0 | 92772.1546 | 241374.1161 | 164742.794 | 736766.3842 | 961560.8286 | 4437684.9599 | 4437684.9599 | 6124832.4428 | 2858761.7322 | 0 | 6136012.1727 | 19557291.3077 | 421.6965 | 0.012891 | 475996.0269 | 1517140.5625 | 9703.8228 | 30928.9625
1 | 1200 | 707 | 0.04 | 15 | 15 | 7 | 5.6234e-13 | 5spot_SharedNeighbor | CO2 | Porous | Wet | R245fa | MinimizeLCOE_Brownfield | IgnoreSilica | 3.0322 | 0.3702 | 0.0043926 | 4 | 360098.4478 | 1123956.6995 | 7341.0939 | 22913.3776 | 34.9165 | 1.6376 | 256.0761 | 105353.7992 | 0 | 193459.8353 | 0 | 0 | 0 | 748.6897 | 116829.3064 | 303965.8903 | 207462.966 | 927820.4869 | 961560.8286 | 4437684.9599 | 4437684.9599 | 6124832.4428 | 2858761.7322 | 0 | 6327066.2755 | 19748345.4104 | 562.3413 | 0.01757 | 360098.4478 | 1123956.6995 | 7341.0939 | 22913.3776
1 | 1200 | 707 | 0.04 | 15 | 15 | 7 | 7.4989e-13 | 5spot_SharedNeighbor | CO2 | Porous | Wet | R245fa | MinimizeLCOE_Brownfield | IgnoreSilica | 4.0265 | 0.49643 | 0.0059491 | 4 | 275499.5765 | 839505.8251 | 5616.4315 | 17114.4618 | 35.0817 | 1.6457 | 34.1053 | 129266.1872 | 0 | 244172.1409 | 0 | 0 | 0 | 0 | 145640.948 | 378927.8716 | 258626.0585 | 1156633.2062 | 961560.8286 | 4437684.9599 | 4437684.9599 | 6124832.4428 | 2858761.7322 | 0 | 6555878.9947 | 19977158.1297 | 749.8942 | 0.023796 | 275499.5765 | 839505.8251 | 5616.4315 | 17114.4618
1 | 1200 | 707 | 0.04 | 15 | 15 | 7 | 1e-12 | 5spot_SharedNeighbor | CO2 | Porous | Wet | R245fa | MinimizeLCOE_Brownfield | IgnoreSilica | 5.3734 | 0.66744 | 0.0080421 | 4 | 212892.3418 | 630109.7267 | 4340.0983 | 12845.6391 | 35.2093 | 1.6515 | 41.5624 | 158918.1142 | 0 | 308977.8878 | 0 | 0 | 0 | 0 | 182479.4408 | 474774.0732 | 324043.0606 | 1449192.5766 | 961560.8286 | 4437684.9599 | 4437684.9599 | 6124832.4428 | 2858761.7322 | 0 | 6848438.3652 | 20269717.5001 | 1000 | 0.032169 | 212892.3418 | 630109.7267 | 4340.0983 | 12845.6391
1 | 1200 | 707 | 0.04 | 15 | 15 | 7 | 1.3335e-12 | 5spot_SharedNeighbor | CO2 | Porous | Wet | R245fa | MinimizeLCOE_Brownfield | IgnoreSilica | 7.1763 | 0.89632 | 0.010837 | 4 | 166424.4154 | 476037.991 | 3392.7868 | 9704.6783 | 35.3033 | 1.6554 | 50.1581 | 195236.0863 | 0 | 390767.0507 | 0 | 0 | 0 | 0 | 228541.2234 | 594617.3831 | 405838.5822 | 1815000.3258 | 961560.8286 | 4437684.9599 | 4437684.9599 | 6124832.4428 | 2858761.7322 | 0 | 7214246.1143 | 20635525.2493 | 1333.5214 | 0.043348 | 166424.4154 | 476037.991 | 3392.7868 | 9704.6783
1 | 1200 | 707 | 0.04 | 15 | 15 | 7 | 1.7783e-12 | 5spot_SharedNeighbor | CO2 | Porous | Wet | R245fa | MinimizeLCOE_Brownfield | IgnoreSilica | 9.5681 | 1.2002 | 0.014514 | 4 | 132078.286 | 363252.1733 | 2692.5945 | 7405.3869 | 35.367 | 1.657 | 44.3137 | 239317.932 | 0 | 493212.6035 | 0 | 0 | 0 | 0 | 285686.9089 | 743298.7344 | 507316.6595 | 2268832.8382 | 961560.8286 | 4437684.9599 | 4437684.9599 | 6124832.4428 | 2858761.7322 | 0 | 7668078.6268 | 21089357.7617 | 1778.2794 | 0.058057 | 132078.286 | 363252.1733 | 2692.5945 | 7405.3869
1 | 1200 | 707 | 0.04 | 15 | 15 | 7 | 2.3714e-12 | 5spot_SharedNeighbor | CO2 | Porous | Wet | R245fa | MinimizeLCOE_Brownfield | IgnoreSilica | 12.7502 | 1.6043 | 0.019355 | 4 | 106331.5128 | 279685.4402 | 2167.7117 | 5701.766 | 35.4015 | 1.6566 | 40.6166 | 292949.093 | 0 | 621756.0171 | 0 | 0 | 0 | 0 | 356734.993 | 928151.2753 | 633482.317 | 2833073.6953 | 961560.8286 | 4437684.9599 | 4437684.9599 | 6124832.4428 | 2858761.7322 | 0 | 8232319.4839 | 21653598.6188 | 2371.3737 | 0.077421 | 106331.5128 | 279685.4402 | 2167.7117 | 5701.766
1 | 1200 | 707 | 0.04 | 15 | 15 | 7 | 3.1623e-12 | 5spot_SharedNeighbor | CO2 | Porous | Wet | R245fa | MinimizeLCOE_Brownfield | IgnoreSilica | 16.9742 | 2.1408 | 0.025641 | 4 | 87093.4002 | 217951.2878 | 1775.5168 | 4443.2318 | 35.4036 | 1.653 | 42.4574 | 357928.6697 | 0 | 782882.7382 | 0 | 0 | 0 | 0 | 444916.4491 | 1157581.3356 | 790073.0475 | 3533382.24 | 961560.8286 | 4437684.9599 | 4437684.9599 | 6124832.4428 | 2858761.7322 | 0 | 8932628.0286 | 22353907.1635 | 3162.2777 | 0.10256 | 87093.4002 | 217951.2878 | 1775.5168 | 4443.2318
1 | 1200 | 707 | 0.04 | 15 | 15 | 7 | 4.217e-12 | 5spot_SharedNeighbor | CO2 | Porous | Wet | R245fa | MinimizeLCOE_Brownfield | IgnoreSilica | 22.6085 | 2.8561 | 0.0337 | 4 | 72737.4334 | 172301.1864 | 1482.851 | 3512.5927 | 35.3624 | 1.6448 | 51.1861 | 436695.1351 | 0 | 985798.1636 | 0 | 0 | 0 | 0 | 554772.3865 | 1443403.9501 | 985152.855 | 4405822.4902 | 961560.8286 | 4437684.9599 | 4437684.9599 | 6124832.4428 | 2858761.7322 | 0 | 9805068.2787 | 23226347.4137 | 4216.965 | 0.1348 | 72737.4334 | 172301.1864 | 1482.851 | 3512.5927
1 | 1200 | 707 | 0.04 | 15 | 15 | 7 | 5.6234e-12 | 5spot_SharedNeighbor | CO2 | Porous | Wet | R245fa | MinimizeLCOE_Brownfield | IgnoreSilica | 30.0675 | 3.8035 | 0.043584 | 4 | 62422.7755 | 139407.7582 | 1272.5727 | 2842.0157 | 35.2559 | 1.6285 | 52.9204 | 530673.8741 | 0 | 1239704.7677 | 0 | 0 | 0 | 0 | 690447.6703 | 1796403.2079 | 1226082.1018 | 5483311.6218 | 961560.8286 | 4437684.9599 | 4437684.9599 | 6124832.4428 | 2858761.7322 | 0 | 10882557.4103 | 24303836.5453 | 5623.4133 | 0.17434 | 62422.7755 | 139407.7582 | 1272.5727 | 2842.0157
1 | 1200 | 707 | 0.04 | 15 | 15 | 7 | 7.4989e-12 | 5spot_SharedNeighbor | CO2 | Porous | Wet | R245fa | MinimizeLCOE_Brownfield | IgnoreSilica | 39.9238 | 5.0555 | 0.054794 | 4 | 55693.9486 | 116929.0445 | 1135.3965 | 2383.7567 | 35.0414 | 1.5983 | 48.6125 | 640804.9147 | 0 | 1557124.6989 | 0 | 0 | 0 | 0 | 857192.5493 | 2230239.179 | 1522184.0665 | 6807545.4084 | 961560.8286 | 4437684.9599 | 4437684.9599 | 6124832.4428 | 2858761.7322 | 0 | 12206791.197 | 25628070.3319 | 7498.9421 | 0.21918 | 55693.9486 | 116929.0445 | 1135.3965 | 2383.7567
1 | 1200 | 707 | 0.04 | 15 | 15 | 7 | 1e-11 | 5spot_SharedNeighbor | CO2 | Porous | Wet | R245fa | MinimizeLCOE_Brownfield | IgnoreSilica | 52.8131 | 6.6906 | 0.065136 | 4 | 52987.6748 | 104500.1533 | 1080.2254 | 2130.377 | 34.6376 | 1.5446 | 52.7216 | 764311.9483 | 0 | 1949830.4172 | 0 | 0 | 0 | 0 | 1058515.5226 | 2754040.2583 | 1879689.0662 | 8406387.2125 | 961560.8286 | 4437684.9599 | 4437684.9599 | 6124832.4428 | 2858761.7322 | 0 | 13805633.0011 | 27226912.136 | 10000 | 0.26054 | 52987.6748 | 104500.1533 | 1080.2254 | 2130.377
1 | 1200 | 707 | 0.04 | 15 | 15 | 7 | 1.3335e-11 | 5spot_SharedNeighbor | CO2 | Porous | Wet | R245fa | MinimizeLCOE_Brownfield | IgnoreSilica | 52.9586 | 6.7096 | 0.065167 | 4 | 53029.6848 | 104517.7776 | 1081.0819 | 2130.7363 | 34.6304 | 1.5435 | 58.2852 | 765498.3576 | 0 | 1954290.7039 | 0 | 0 | 0 | 0 | 1060717.734 | 2759769.9607 | 1883599.7058 | 8423876.4621 | 961560.8286 | 4437684.9599 | 4437684.9599 | 6124832.4428 | 2858761.7322 | 0 | 13823122.2506 | 27244401.3856 | 13335.2143 | 0.26067 | 53029.6848 | 104517.7776 | 1081.0819 | 2130.7363
1 | 1200 | 707 | 0.04 | 15 | 15 | 7 | 1.7783e-11 | 5spot_SharedNeighbor | CO2 | Porous | Wet | R245fa | MinimizeLCOE_Brownfield | IgnoreSilica | 52.9003 | 6.7018 | 0.065119 | 4 | 53039.9537 | 104565.5553 | 1081.2912 | 2131.7103 | 34.6309 | 1.5437 | 52.3987 | 764934.392 | 0 | 1952469.3677 | 0 | 0 | 0 | 0 | 1059787.4663 | 2757349.5949 | 1881947.7564 | 8416488.5772 | 961560.8286 | 4437684.9599 | 4437684.9599 | 6124832.4428 | 2858761.7322 | 0 | 13815734.3657 | 27237013.5007 | 17782.7941 | 0.26048 | 53039.9537 | 104565.5553 | 1081.2912 | 2131.7103
1 | 1200 | 707 | 0.04 | 15 | 15 | 7 | 2.3714e-11 | 5spot_SharedNeighbor | CO2 | Porous | Wet | R245fa | MinimizeLCOE_Brownfield | IgnoreSilica | 52.864 | 6.6969 | 0.065086 | 4 | 53049.5067 | 104601.8432 | 1081.4859 | 2132.4501 | 34.6308 | 1.5438 | 1328.091 | 764570.4619 | 0 | 1951322.9962 | 0 | 0 | 0 | 0 | 1059198.4487 | 2755817.0919 | 1880901.7916 | 8411810.7903 | 961560.8286 | 4437684.9599 | 4437684.9599 | 6124832.4428 | 2858761.7322 | 0 | 13811056.5788 | 27232335.7138 | 23713.7371 | 0.26034 | 53049.5067 | 104601.8432 | 1081.4859 | 2132.4501
1 | 1200 | 707 | 0.04 | 15 | 15 | 7 | 3.1623e-11 | 5spot_SharedNeighbor | CO2 | Porous | Wet | R245fa | MinimizeLCOE_Brownfield | IgnoreSilica | 52.8271 | 6.692 | 0.065053 | 4 | 53058.5309 | 104637.0213 | 1081.6699 | 2133.1672 | 34.631 | 1.5439 | 54.2156 | 764209.3864 | 0 | 1950181.1415 | 0 | 0 | 0 | 0 | 1058612.3059 | 2754292.0687 | 1879860.9319 | 8407155.8344 | 961560.8286 | 4437684.9599 | 4437684.9599 | 6124832.4428 | 2858761.7322 | 0 | 13806401.623 | 27227680.7579 | 31622.7766 | 0.26021 | 53058.5309 | 104637.0213 | 1081.6699 | 2133.1672
1 | 1200 | 707 | 0.04 | 15 | 15 | 7 | 4.217e-11 | 5spot_SharedNeighbor | CO2 | Porous | Wet | R245fa | MinimizeLCOE_Brownfield | IgnoreSilica | 52.7882 | 6.687 | 0.06502 | 4 | 53066.7309 | 104671.2136 | 1081.8371 | 2133.8643 | 34.6316 | 1.544 | 50.9717 | 763837.9623 | 0 | 1948995.8862 | 0 | 0 | 0 | 0 | 1058005.2009 | 2752712.5061 | 1878782.848 | 8402334.4036 | 961560.8286 | 4437684.9599 | 4437684.9599 | 6124832.4428 | 2858761.7322 | 0 | 13801580.1922 | 27222859.3271 | 42169.6503 | 0.26008 | 53066.7309 | 104671.2136 | 1081.8371 | 2133.8643
1 | 1200 | 707 | 0.04 | 15 | 15 | 7 | 5.6234e-11 | 5spot_SharedNeighbor | CO2 | Porous | Wet | R245fa | MinimizeLCOE_Brownfield | IgnoreSilica | 52.7734 | 6.685 | 0.065002 | 4 | 53073.8609 | 104692.4019 | 1081.9824 | 2134.2962 | 34.6314 | 1.544 | 59.5303 | 763682.5085 | 0 | 1948536.3004 | 0 | 0 | 0 | 0 | 1057765.3355 | 2752088.4254 | 1878356.9001 | 8400429.4698 | 961560.8286 | 4437684.9599 | 4437684.9599 | 6124832.4428 | 2858761.7322 | 0 | 13799675.2584 | 27220954.3933 | 56234.1325 | 0.26001 | 53073.8609 | 104692.4019 | 1081.9824 | 2134.2962
1 | 1200 | 707 | 0.04 | 15 | 15 | 7 | 7.4989e-11 | 5spot_SharedNeighbor | CO2 | Porous | Wet | R245fa | MinimizeLCOE_Brownfield | IgnoreSilica | 52.7493 | 6.6819 | 0.064981 | 4 | 53079.8408 | 104715.2897 | 1082.1043 | 2134.7628 | 34.6317 | 1.5441 | 57.7585 | 763452.0447 | 0 | 1947809.6638 | 0 | 0 | 0 | 0 | 1057392.0663 | 2751117.2556 | 1877694.0568 | 8397465.0872 | 961560.8286 | 4437684.9599 | 4437684.9599 | 6124832.4428 | 2858761.7322 | 0 | 13796710.8758 | 27217990.0107 | 74989.4209 | 0.25992 | 53079.8408 | 104715.2897 | 1082.1043 | 2134.7628
1 | 1200 | 707 | 0.04 | 15 | 15 | 7 | 1e-10 | 5spot_SharedNeighbor | CO2 | Porous | Wet | R245fa | MinimizeLCOE_Brownfield | IgnoreSilica | 52.7345 | 6.68 | 0.064966 | 4 | 53084.7161 | 104731.777 | 1082.2037 | 2135.0989 | 34.6318 | 1.5441 | 55.7917 | 763306.7573 | 0 | 1947362.4818 | 0 | 0 | 0 | 0 | 1057161.0032 | 2750516.0768 | 1877283.7399 | 8395630.059 | 961560.8286 | 4437684.9599 | 4437684.9599 | 6124832.4428 | 2858761.7322 | 0 | 13794875.8475 | 27216154.9824 | 100000 | 0.25987 | 53084.7161 | 104731.777 | 1082.2037 | 2135.0989
1 | 1200 | 707 | 0.04 | 15 | 15 | 7 | 1.3335e-10 | 5spot_SharedNeighbor | CO2 | Porous | Wet | R245fa | MinimizeLCOE_Brownfield | IgnoreSilica | 52.7151 | 6.6775 | 0.06495 | 4 | 53088.6082 | 104748.3107 | 1082.2831 | 2135.436 | 34.6322 | 1.5442 | 55.1996 | 763124.8886 | 0 | 1946780.9139 | 0 | 0 | 0 | 0 | 1056863.263 | 2749741.4178 | 1876755.0192 | 8393265.5024 | 961560.8286 | 4437684.9599 | 4437684.9599 | 6124832.4428 | 2858761.7322 | 0 | 13792511.2909 | 27213790.4259 | 133352.1432 | 0.2598 | 53088.6082 | 104748.3107 | 1082.2831 | 2135.436
1 | 1200 | 707 | 0.04 | 15 | 15 | 7 | 1.7783e-10 | 5spot_SharedNeighbor | CO2 | Porous | Wet | R245fa | MinimizeLCOE_Brownfield | IgnoreSilica | 52.7151 | 6.6775 | 0.064947 | 4 | 53091.6652 | 104754.4906 | 1082.3454 | 2135.562 | 34.6319 | 1.5441 | 54.9632 | 763115.1587 | 0 | 1946777.8731 | 0 | 0 | 0 | 0 | 1056858.2824 | 2749728.4593 | 1876746.1747 | 8393225.9481 | 961560.8286 | 4437684.9599 | 4437684.9599 | 6124832.4428 | 2858761.7322 | 0 | 13792471.7367 | 27213750.8716 | 177827.941 | 0.25979 | 53091.6652 | 104754.4906 | 1082.3454 | 2135.562
1 | 1200 | 707 | 0.04 | 15 | 15 | 7 | 2.3714e-10 | 5spot_SharedNeighbor | CO2 | Porous | Wet | R245fa | MinimizeLCOE_Brownfield | IgnoreSilica | 52.6956 | 6.675 | 0.064933 | 4 | 53094.0399 | 104767.9399 | 1082.3938 | 2135.8362 | 34.6325 | 1.5442 | 51.6848 | 762938.5389 | 0 | 1946199.2462 | 0 | 0 | 0 | 0 | 1056563.7362 | 2748962.1106 | 1876223.126 | 8390886.7579 | 961560.8286 | 4437684.9599 | 4437684.9599 | 6124832.4428 | 2858761.7322 | 0 | 13790132.5464 | 27211411.6814 | 237137.3706 | 0.25973 | 53094.0399 | 104767.9399 | 1082.3938 | 2135.8362
1 | 1200 | 707 | 0.04 | 15 | 15 | 7 | 3.1623e-10 | 5spot_SharedNeighbor | CO2 | Porous | Wet | R245fa | MinimizeLCOE_Brownfield | IgnoreSilica | 52.7003 | 6.6756 | 0.064933 | 4 | 53095.866 | 104769.5619 | 1082.431 | 2135.8692 | 34.6322 | 1.5442 | 61.9587 | 762973.1836 | 0 | 1946335.3253 | 0 | 0 | 0 | 0 | 1056630.3185 | 2749135.344 | 1876341.3614 | 8391415.5329 | 961560.8286 | 4437684.9599 | 4437684.9599 | 6124832.4428 | 2858761.7322 | 0 | 13790661.3214 | 27211940.4564 | 316227.766 | 0.25973 | 53095.866 | 104769.5619 | 1082.431 | 2135.8692
1 | 1200 | 707 | 0.04 | 15 | 15 | 7 | 4.217e-10 | 5spot_SharedNeighbor | CO2 | Porous | Wet | R245fa | MinimizeLCOE_Brownfield | IgnoreSilica | 52.7003 | 6.6756 | 0.064931 | 4 | 53097.2636 | 104772.3786 | 1082.4595 | 2135.9267 | 34.632 | 1.5442 | 61.2025 | 762968.9075 | 0 | 1946334.5182 | 0 | 0 | 0 | 0 | 1056628.336 | 2749130.1861 | 1876337.841 | 8391399.7888 | 961560.8286 | 4437684.9599 | 4437684.9599 | 6124832.4428 | 2858761.7322 | 0 | 13790645.5774 | 27211924.7123 | 421696.5034 | 0.25972 | 53097.2636 | 104772.3786 | 1082.4595 | 2135.9267
1 | 1200 | 707 | 0.04 | 15 | 15 | 7 | 5.6234e-10 | 5spot_SharedNeighbor | CO2 | Porous | Wet | R245fa | MinimizeLCOE_Brownfield | IgnoreSilica | 52.6808 | 6.6731 | 0.064919 | 4 | 53098.3272 | 104783.1794 | 1082.4812 | 2136.1468 | 34.6327 | 1.5442 | 59.9304 | 762796.4828 | 0 | 1945757.2788 | 0 | 0 | 0 | 0 | 1056335.967 | 2748369.5018 | 1875818.6584 | 8389077.8888 | 961560.8286 | 4437684.9599 | 4437684.9599 | 6124832.4428 | 2858761.7322 | 0 | 13788323.6773 | 27209602.8123 | 562341.3252 | 0.25968 | 53098.3272 | 104783.1794 | 1082.4812 | 2136.1468
1 | 1200 | 707 | 0.04 | 15 | 15 | 7 | 7.4989e-10 | 5spot_SharedNeighbor | CO2 | Porous | Wet | R245fa | MinimizeLCOE_Brownfield | IgnoreSilica | 52.6808 | 6.6731 | 0.064918 | 4 | 53099.1324 | 104784.8008 | 1082.4976 | 2136.1799 | 34.6326 | 1.5442 | 60.4132 | 762794.0505 | 0 | 1945756.9193 | 0 | 0 | 0 | 0 | 1056334.8782 | 2748366.6691 | 1875816.7249 | 8389069.2421 | 961560.8286 | 4437684.9599 | 4437684.9599 | 6124832.4428 | 2858761.7322 | 0 | 13788315.0306 | 27209594.1656 | 749894.2093 | 0.25967 | 53099.1324 | 104784.8008 | 1082.4976 | 2136.1799
1 | 1200 | 707 | 0.04 | 15 | 15 | 7 | 1e-09 | 5spot_SharedNeighbor | CO2 | Porous | Wet | R245fa | MinimizeLCOE_Brownfield | IgnoreSilica | 52.6808 | 6.6731 | 0.064917 | 4 | 53099.7413 | 104786.0265 | 1082.51 | 2136.2049 | 34.6326 | 1.5442 | 60.397 | 762792.2184 | 0 | 1945756.6717 | 0 | 0 | 0 | 0 | 1056334.0671 | 2748364.5587 | 1875815.2846 | 8389062.8005 | 961560.8286 | 4437684.9599 | 4437684.9599 | 6124832.4428 | 2858761.7322 | 0 | 13788308.589 | 27209587.724 | 1000000 | 0.25967 | 53099.7413 | 104786.0265 | 1082.51 | 2136.2049
1 | 1200 | 707 | 0.04 | 15 | 15 | 7 | 1.3335e-09 | 5spot_SharedNeighbor | CO2 | Porous | Wet | R245fa | MinimizeLCOE_Brownfield | IgnoreSilica | 52.6808 | 6.6731 | 0.064916 | 4 | 53100.2008 | 104786.9512 | 1082.5194 | 2136.2237 | 34.6325 | 1.5442 | 62.3646 | 762790.8398 | 0 | 1945756.4984 | 0 | 0 | 0 | 0 | 1056333.4619 | 2748362.9841 | 1875814.2099 | 8389057.9942 | 961560.8286 | 4437684.9599 | 4437684.9599 | 6124832.4428 | 2858761.7322 | 0 | 13788303.7827 | 27209582.9176 | 1333521.4322 | 0.25967 | 53100.2008 | 104786.9512 | 1082.5194 | 2136.2237
1 | 1200 | 707 | 0.04 | 15 | 15 | 7 | 1.7783e-09 | 5spot_SharedNeighbor | CO2 | Porous | Wet | R245fa | MinimizeLCOE_Brownfield | IgnoreSilica | 52.6808 | 6.6731 | 0.064916 | 4 | 53100.547 | 104787.6478 | 1082.5265 | 2136.2379 | 34.6325 | 1.5442 | 61.9404 | 762789.8034 | 0 | 1945756.3755 | 0 | 0 | 0 | 0 | 1056333.0098 | 2748361.8078 | 1875813.407 | 8389054.4036 | 961560.8286 | 4437684.9599 | 4437684.9599 | 6124832.4428 | 2858761.7322 | 0 | 13788300.1921 | 27209579.3271 | 1778279.41 | 0.25966 | 53100.547 | 104787.6478 | 1082.5265 | 2136.2379
1 | 1200 | 707 | 0.04 | 15 | 15 | 7 | 2.3714e-09 | 5spot_SharedNeighbor | CO2 | Porous | Wet | R245fa | MinimizeLCOE_Brownfield | IgnoreSilica | 52.6808 | 6.6731 | 0.064916 | 4 | 53100.8075 | 104788.172 | 1082.5318 | 2136.2486 | 34.6325 | 1.5442 | 62.0041 | 762789.0248 | 0 | 1945756.2873 | 0 | 0 | 0 | 0 | 1056332.6717 | 2748360.9282 | 1875812.8067 | 8389051.7188 | 961560.8286 | 4437684.9599 | 4437684.9599 | 6124832.4428 | 2858761.7322 | 0 | 13788297.5073 | 27209576.6423 | 2371373.7057 | 0.25966 | 53100.8075 | 104788.172 | 1082.5318 | 2136.2486
1 | 1200 | 707 | 0.04 | 15 | 15 | 7 | 3.1623e-09 | 5spot_SharedNeighbor | CO2 | Porous | Wet | R245fa | MinimizeLCOE_Brownfield | IgnoreSilica | 52.6808 | 6.6731 | 0.064915 | 4 | 53101.0034 | 104788.5661 | 1082.5358 | 2136.2567 | 34.6325 | 1.5442 | 60.7199 | 762788.4401 | 0 | 1945756.2235 | 0 | 0 | 0 | 0 | 1056332.4188 | 2748360.2701 | 1875812.3575 | 8389049.7099 | 961560.8286 | 4437684.9599 | 4437684.9599 | 6124832.4428 | 2858761.7322 | 0 | 13788295.4984 | 27209574.6333 | 3162277.6602 | 0.25966 | 53101.0034 | 104788.5661 | 1082.5358 | 2136.2567
1 | 1200 | 707 | 0.04 | 15 | 15 | 7 | 4.217e-09 | 5spot_SharedNeighbor | CO2 | Porous | Wet | R245fa | MinimizeLCOE_Brownfield | IgnoreSilica | 52.6808 | 6.6731 | 0.064915 | 4 | 53101.1505 | 104788.8621 | 1082.5388 | 2136.2627 | 34.6325 | 1.5442 | 61.3871 | 762788.0011 | 0 | 1945756.1768 | 0 | 0 | 0 | 0 | 1056332.2294 | 2748359.7773 | 1875812.0212 | 8389048.2058 | 961560.8286 | 4437684.9599 | 4437684.9599 | 6124832.4428 | 2858761.7322 | 0 | 13788293.9944 | 27209573.1293 | 4216965.0343 | 0.25966 | 53101.1505 | 104788.8621 | 1082.5388 | 2136.2627
1 | 1200 | 707 | 0.04 | 15 | 15 | 7 | 5.6234e-09 | 5spot_SharedNeighbor | CO2 | Porous | Wet | R245fa | MinimizeLCOE_Brownfield | IgnoreSilica | 52.6808 | 6.6731 | 0.064915 | 4 | 53101.2611 | 104789.0845 | 1082.541 | 2136.2672 | 34.6325 | 1.5442 | 60.659 | 762787.6717 | 0 | 1945756.1425 | 0 | 0 | 0 | 0 | 1056332.0875 | 2748359.4083 | 1875811.7693 | 8389047.0793 | 961560.8286 | 4437684.9599 | 4437684.9599 | 6124832.4428 | 2858761.7322 | 0 | 13788292.8679 | 27209572.0028 | 5623413.2519 | 0.25966 | 53101.2611 | 104789.0845 | 1082.541 | 2136.2672
1 | 1200 | 707 | 0.04 | 15 | 15 | 7 | 7.4989e-09 | 5spot_SharedNeighbor | CO2 | Porous | Wet | R245fa | MinimizeLCOE_Brownfield | IgnoreSilica | 52.6808 | 6.6731 | 0.064915 | 4 | 53101.344 | 104789.2514 | 1082.5427 | 2136.2706 | 34.6324 | 1.5442 | 61.8783 | 762787.4245 | 0 | 1945756.1172 | 0 | 0 | 0 | 0 | 1056331.9813 | 2748359.1318 | 1875811.5806 | 8389046.2354 | 961560.8286 | 4437684.9599 | 4437684.9599 | 6124832.4428 | 2858761.7322 | 0 | 13788292.0239 | 27209571.1589 | 7498942.0933 | 0.25966 | 53101.344 | 104789.2514 | 1082.5427 | 2136.2706
1 | 1200 | 707 | 0.04 | 15 | 15 | 7 | 1e-08 | 5spot_SharedNeighbor | CO2 | Porous | Wet | R245fa | MinimizeLCOE_Brownfield | IgnoreSilica | 52.6808 | 6.6731 | 0.064915 | 4 | 53101.4063 | 104789.3767 | 1082.544 | 2136.2732 | 34.6324 | 1.5442 | 63.0993 | 762787.239 | 0 | 1945756.0985 | 0 | 0 | 0 | 0 | 1056331.9016 | 2748358.9246 | 1875811.4392 | 8389045.6029 | 961560.8286 | 4437684.9599 | 4437684.9599 | 6124832.4428 | 2858761.7322 | 0 | 13788291.3915 | 27209570.5264 | 10000000 | 0.25966 | 53101.4063 | 104789.3767 | 1082.544 | 2136.2732
1 | 1300 | 707 | 0.04 | 15 | 15 | 7 | 1e-13 | 5spot_SharedNeighbor | CO2 | Porous | Wet | R245fa | MinimizeLCOE_Brownfield | IgnoreSilica | 0.51156 | 0.047094 | 0.00080046 | 4 | 1860672.0573 | 6247857.197 | 37932.3166 | 127371.0198 | 34.1248 | 1.7529 | 27.2057 | 28677.2457 | 0 | 39206.2644 | 0 | 0 | 0 | 1349.194 | 27000.7546 | 70250.4249 | 47947.3585 | 214431.2421 | 961560.8286 | 4781563.4633 | 4781563.4633 | 6296117.3735 | 2969339.9724 | 0 | 5957555.534 | 20004576.3432 | 100 | 0.0032018 | 1860672.0573 | 6247857.197 | 37932.3166 | 127371.0198
1 | 1300 | 707 | 0.04 | 15 | 15 | 7 | 1.3335e-13 | 5spot_SharedNeighbor | CO2 | Porous | Wet | R245fa | MinimizeLCOE_Brownfield | IgnoreSilica | 0.68196 | 0.068204 | 0.0011859 | 4 | 1269059.8618 | 4230375.9411 | 25871.5018 | 86241.9356 | 34.8231 | 1.8163 | 22.6523 | 36648.5979 | 0 | 51491.6591 | 0 | 0 | 0 | 1186.9039 | 34837.5928 | 90640.2702 | 61863.8469 | 276668.8708 | 961560.8286 | 4781563.4633 | 4781563.4633 | 6296117.3735 | 2969339.9724 | 0 | 6019793.1627 | 20066813.9719 | 133.3521 | 0.0047435 | 1269059.8618 | 4230375.9411 | 25871.5018 | 86241.9356
1 | 1300 | 707 | 0.04 | 15 | 15 | 7 | 1.7783e-13 | 5spot_SharedNeighbor | CO2 | Porous | Wet | R245fa | MinimizeLCOE_Brownfield | IgnoreSilica | 0.90348 | 0.095709 | 0.0017128 | 4 | 889210.4377 | 2939545.752 | 18127.7575 | 59926.6162 | 35.4209 | 1.8641 | 37.4391 | 46110.4732 | 0 | 66547.9455 | 0 | 0 | 0 | 0 | 43936.7833 | 114314.4974 | 78021.9934 | 348931.6928 | 961560.8286 | 4781563.4633 | 4781563.4633 | 6296117.3735 | 2969339.9724 | 0 | 6092055.9847 | 20139076.7939 | 177.8279 | 0.0068511 | 889210.4377 | 2939545.752 | 18127.7575 | 59926.6162
1 | 1300 | 707 | 0.04 | 15 | 15 | 7 | 2.3714e-13 | 5spot_SharedNeighbor | CO2 | Porous | Wet | R245fa | MinimizeLCOE_Brownfield | IgnoreSilica | 1.2041 | 0.13294 | 0.0024131 | 4 | 641086.5655 | 2096380.537 | 13069.4168 | 42737.5528 | 35.9398 | 1.9014 | 88.7131 | 57830.8544 | 0 | 85804.0761 | 0 | 0 | 0 | 0 | 56017.6229 | 145746.364 | 99474.8882 | 444873.8056 | 961560.8286 | 4781563.4633 | 4781563.4633 | 6296117.3735 | 2969339.9724 | 0 | 6187998.0975 | 20235018.9068 | 237.1374 | 0.0096524 | 641086.5655 | 2096380.537 | 13069.4168 | 42737.5528
1 | 1300 | 707 | 0.04 | 15 | 15 | 7 | 3.1623e-13 | 5spot_SharedNeighbor | CO2 | Porous | Wet | R245fa | MinimizeLCOE_Brownfield | IgnoreSilica | 1.6125 | 0.18356 | 0.003374 | 4 | 467489.608 | 1508322.5191 | 9530.408 | 30749.1947 | 36.3752 | 1.9301 | 125.1557 | 72342.5089 | 0 | 110428.5879 | 0 | 0 | 0 | 0 | 71280.7278 | 185457.8319 | 126578.7811 | 566088.4376 | 961560.8286 | 4781563.4633 | 4781563.4633 | 6296117.3735 | 2969339.9724 | 0 | 6309212.7295 | 20356233.5388 | 316.2278 | 0.013496 | 467489.608 | 1508322.5191 | 9530.408 | 30749.1947
1 | 1300 | 707 | 0.04 | 15 | 15 | 7 | 4.217e-13 | 5spot_SharedNeighbor | CO2 | Porous | Wet | R245fa | MinimizeLCOE_Brownfield | IgnoreSilica | 2.1571 | 0.25105 | 0.004642 | 4 | 348099.875 | 1104618.519 | 7096.4868 | 22519.1426 | 36.7247 | 1.9516 | 173.7336 | 89979.7953 | 0 | 141330.4237 | 0 | 0 | 0 | 1278.4828 | 90709.5937 | 236007.7557 | 161080.1428 | 720386.194 | 961560.8286 | 4781563.4633 | 4781563.4633 | 6296117.3735 | 2969339.9724 | 0 | 6463510.4859 | 20510531.2952 | 421.6965 | 0.018568 | 348099.875 | 1104618.519 | 7096.4868 | 22519.1426
1 | 1300 | 707 | 0.04 | 15 | 15 | 7 | 5.6234e-13 | 5spot_SharedNeighbor | CO2 | Porous | Wet | R245fa | MinimizeLCOE_Brownfield | IgnoreSilica | 2.8766 | 0.34035 | 0.0063449 | 4 | 261994.903 | 815472.9072 | 5341.1205 | 16624.5182 | 36.9986 | 1.9676 | 234.2684 | 111257.0918 | 0 | 179792.7228 | 0 | 0 | 0 | 1527.9589 | 114105.3317 | 296878.6667 | 202625.7903 | 906187.5621 | 961560.8286 | 4781563.4633 | 4781563.4633 | 6296117.3735 | 2969339.9724 | 0 | 6649311.854 | 20696332.6633 | 562.3413 | 0.02538 | 261994.903 | 815472.9072 | 5341.1205 | 16624.5182
1 | 1300 | 707 | 0.04 | 15 | 15 | 7 | 7.4989e-13 | 5spot_SharedNeighbor | CO2 | Porous | Wet | R245fa | MinimizeLCOE_Brownfield | IgnoreSilica | 3.8265 | 0.45828 | 0.0086325 | 4 | 199023.5795 | 605827.8832 | 4057.3649 | 12350.6208 | 37.2106 | 1.9796 | 45.1875 | 136942.3175 | 0 | 227636.571 | 0 | 0 | 0 | 0 | 142185.7665 | 369938.1982 | 252490.4217 | 1129193.275 | 961560.8286 | 4781563.4633 | 4781563.4633 | 6296117.3735 | 2969339.9724 | 0 | 6872317.5669 | 20919338.3762 | 749.8942 | 0.03453 | 199023.5795 | 605827.8832 | 4057.3649 | 12350.6208
1 | 1300 | 707 | 0.04 | 15 | 15 | 7 | 1e-12 | 5spot_SharedNeighbor | CO2 | Porous | Wet | R245fa | MinimizeLCOE_Brownfield | IgnoreSilica | 5.0982 | 0.61624 | 0.011656 | 4 | 153501.1853 | 454775.2124 | 3129.3293 | 9271.2078 | 37.3738 | 1.988 | 1288.4501 | 168416.1016 | 0 | 288094.548 | 0 | 0 | 0 | 0 | 178039.1534 | 463221.3562 | 316158.0939 | 1413929.2531 | 961560.8286 | 4781563.4633 | 4781563.4633 | 6296117.3735 | 2969339.9724 | 0 | 7157053.545 | 21204074.3542 | 1000 | 0.046625 | 153501.1853 | 454775.2124 | 3129.3293 | 9271.2078
1 | 1300 | 707 | 0.04 | 15 | 15 | 7 | 1.3335e-12 | 5spot_SharedNeighbor | CO2 | Porous | Wet | R245fa | MinimizeLCOE_Brownfield | IgnoreSilica | 6.8102 | 0.82894 | 0.01571 | 4 | 119623.2691 | 343153.7135 | 2438.6821 | 6995.6526 | 37.4969 | 1.9938 | 45.1392 | 207192.3005 | 0 | 364859.3666 | 0 | 0 | 0 | 777.9855 | 223403.5645 | 581250.2485 | 396715.2381 | 1774198.7036 | 961560.8286 | 4781563.4633 | 4781563.4633 | 6296117.3735 | 2969339.9724 | 0 | 7517322.9955 | 21564343.8048 | 1333.5214 | 0.062842 | 119623.2691 | 343153.7135 | 2438.6821 | 6995.6526
1 | 1300 | 707 | 0.04 | 15 | 15 | 7 | 1.7783e-12 | 5spot_SharedNeighbor | CO2 | Porous | Wet | R245fa | MinimizeLCOE_Brownfield | IgnoreSilica | 9.0734 | 1.1099 | 0.021083 | 4 | 94348.8411 | 260920.824 | 1923.4287 | 5319.2239 | 37.5839 | 1.9977 | 47.8603 | 254113.0057 | 0 | 460493.1831 | 0 | 0 | 0 | 0 | 278696.4136 | 725110.8998 | 494903.0886 | 2213316.5908 | 961560.8286 | 4781563.4633 | 4781563.4633 | 6296117.3735 | 2969339.9724 | 0 | 7956440.8827 | 22003461.692 | 1778.2794 | 0.08433 | 94348.8411 | 260920.824 | 1923.4287 | 5319.2239
1 | 1300 | 707 | 0.04 | 15 | 15 | 7 | 2.3714e-12 | 5spot_SharedNeighbor | CO2 | Porous | Wet | R245fa | MinimizeLCOE_Brownfield | IgnoreSilica | 12.0943 | 1.4852 | 0.028188 | 4 | 75450.3409 | 200032.3788 | 1538.1573 | 4077.9306 | 37.6385 | 1.9986 | 52.0168 | 311431.3883 | 0 | 581017.8076 | 0 | 0 | 0 | 0 | 348055.1864 | 905568.1991 | 618068.9034 | 2764141.4848 | 961560.8286 | 4781563.4633 | 4781563.4633 | 6296117.3735 | 2969339.9724 | 0 | 8507265.7767 | 22554286.586 | 2371.3737 | 0.11275 | 75450.3409 | 200032.3788 | 1538.1573 | 4077.9306
1 | 1300 | 707 | 0.04 | 15 | 15 | 7 | 3.1623e-12 | 5spot_SharedNeighbor | CO2 | Porous | Wet | R245fa | MinimizeLCOE_Brownfield | IgnoreSilica | 16.1117 | 1.9841 | 0.037532 | 4 | 61225.0213 | 154792.9614 | 1248.1549 | 3155.6639 | 37.6595 | 1.9966 | 38.1777 | 381102.8986 | 0 | 732260.753 | 0 | 0 | 0 | 0 | 434211.8241 | 1129730.0973 | 771064.005 | 3448369.5781 | 961560.8286 | 4781563.4633 | 4781563.4633 | 6296117.3735 | 2969339.9724 | 0 | 9191493.87 | 23238514.6793 | 3162.2777 | 0.15013 | 61225.0213 | 154792.9614 | 1248.1549 | 3155.6639
1 | 1300 | 707 | 0.04 | 15 | 15 | 7 | 4.217e-12 | 5spot_SharedNeighbor | CO2 | Porous | Wet | R245fa | MinimizeLCOE_Brownfield | IgnoreSilica | 21.4512 | 2.6473 | 0.049684 | 4 | 50523.5352 | 121205.1593 | 1029.9906 | 2470.9311 | 37.6389 | 1.9899 | 41.9615 | 465500.4206 | 0 | 922099.18 | 0 | 0 | 0 | 0 | 541163.8442 | 1407997.3147 | 960987.0987 | 4297747.8582 | 961560.8286 | 4781563.4633 | 4781563.4633 | 6296117.3735 | 2969339.9724 | 0 | 10040872.1501 | 24087892.9594 | 4216.965 | 0.19874 | 50523.5352 | 121205.1593 | 1029.9906 | 2470.9311
1 | 1300 | 707 | 0.04 | 15 | 15 | 7 | 5.6234e-12 | 5spot_SharedNeighbor | CO2 | Porous | Wet | R245fa | MinimizeLCOE_Brownfield | IgnoreSilica | 28.5354 | 3.5276 | 0.065172 | 4 | 42551.0613 | 96435.7715 | 867.4609 | 1965.9736 | 37.5587 | 1.9755 | 47.9319 | 566967.5507 | 0 | 1160164.6218 | 0 | 0 | 0 | 0 | 673581.5473 | 1752521.0154 | 1196131.6037 | 5349366.3388 | 961560.8286 | 4781563.4633 | 4781563.4633 | 6296117.3735 | 2969339.9724 | 0 | 11092490.6307 | 25139511.4399 | 5623.4133 | 0.26069 | 42551.0613 | 96435.7715 | 867.4609 | 1965.9736
1 | 1300 | 707 | 0.04 | 15 | 15 | 7 | 7.4989e-12 | 5spot_SharedNeighbor | CO2 | Porous | Wet | R245fa | MinimizeLCOE_Brownfield | IgnoreSilica | 37.8775 | 4.6882 | 0.084139 | 4 | 36794.0479 | 78531.7111 | 750.0964 | 1600.9752 | 37.3843 | 1.9489 | 45.5479 | 686900.9025 | 0 | 1456965.4891 | 0 | 0 | 0 | 0 | 836107.8927 | 2175381.2275 | 1484742.3874 | 6640097.8992 | 961560.8286 | 4781563.4633 | 4781563.4633 | 6296117.3735 | 2969339.9724 | 0 | 12383222.1911 | 26430243.0003 | 7498.9421 | 0.33656 | 36794.0479 | 78531.7111 | 750.0964 | 1600.9752
1 | 1300 | 707 | 0.04 | 15 | 15 | 7 | 1e-11 | 5spot_SharedNeighbor | CO2 | Porous | Wet | R245fa | MinimizeLCOE_Brownfield | IgnoreSilica | 50.0823 | 6.2029 | 0.1055 | 4 | 33044.813 | 66331.8712 | 673.6632 | 1352.2649 | 37.0493 | 1.9012 | 46.2002 | 824236.7244 | 0 | 1823809.2236 | 0 | 0 | 0 | 0 | 1032737.9197 | 2686972.2234 | 1833913.7543 | 8201669.8454 | 961560.8286 | 4781563.4633 | 4781563.4633 | 6296117.3735 | 2969339.9724 | 0 | 13944794.1373 | 27991814.9466 | 10000 | 0.422 | 33044.813 | 66331.8712 | 673.6632 | 1352.2649
1 | 1300 | 707 | 0.04 | 15 | 15 | 7 | 1.3335e-11 | 5spot_SharedNeighbor | CO2 | Porous | Wet | R245fa | MinimizeLCOE_Brownfield | IgnoreSilica | 65.883 | 8.1581 | 0.12503 | 4 | 31586.0981 | 59672.5505 | 643.9253 | 1216.5057 | 36.4263 | 1.8158 | 46.5934 | 972601.0172 | 0 | 2273562.6663 | 0 | 0 | 0 | 0 | 1266003.8366 | 3293882.2896 | 2248142.3452 | 10054192.1549 | 961560.8286 | 4781563.4633 | 4781563.4633 | 6296117.3735 | 2969339.9724 | 0 | 15797316.4468 | 29844337.256 | 13335.2143 | 0.50014 | 31586.0981 | 59672.5505 | 643.9253 | 1216.5057
1 | 1300 | 707 | 0.04 | 15 | 15 | 7 | 1.7783e-11 | 5spot_SharedNeighbor | CO2 | Porous | Wet | R245fa | MinimizeLCOE_Brownfield | IgnoreSilica | 65.824 | 8.1505 | 0.12488 | 4 | 31608.8791 | 59728.8171 | 644.3898 | 1217.6527 | 36.4241 | 1.8156 | 61.8433 | 971894.2704 | 0 | 2271869.9914 | 0 | 0 | 0 | 0 | 1265068.0621 | 3291447.5964 | 2246480.617 | 10046760.5373 | 961560.8286 | 4781563.4633 | 4781563.4633 | 6296117.3735 | 2969339.9724 | 0 | 15789884.8292 | 29836905.6385 | 17782.7941 | 0.49954 | 31608.8791 | 59728.8171 | 644.3898 | 1217.6527
1 | 1300 | 707 | 0.04 | 15 | 15 | 7 | 2.3714e-11 | 5spot_SharedNeighbor | CO2 | Porous | Wet | R245fa | MinimizeLCOE_Brownfield | IgnoreSilica | 65.7313 | 8.1382 | 0.12475 | 4 | 31621.1468 | 59772.4308 | 644.6398 | 1218.5419 | 36.4244 | 1.8159 | 62.5079 | 970955.8484 | 0 | 2269108.2102 | 0 | 0 | 0 | 0 | 1263624.9829 | 3287693.0003 | 2243918.028 | 10035300.0698 | 961560.8286 | 4781563.4633 | 4781563.4633 | 6296117.3735 | 2969339.9724 | 0 | 15778424.3617 | 29825445.171 | 23713.7371 | 0.49898 | 31621.1468 | 59772.4308 | 644.6398 | 1218.5419
1 | 1300 | 707 | 0.04 | 15 | 15 | 7 | 3.1623e-11 | 5spot_SharedNeighbor | CO2 | Porous | Wet | R245fa | MinimizeLCOE_Brownfield | IgnoreSilica | 65.6628 | 8.129 | 0.12464 | 4 | 31631.4515 | 59807.1901 | 644.8499 | 1219.2505 | 36.4244 | 1.8161 | 64.3435 | 970247.6263 | 0 | 2267053.607 | 0 | 0 | 0 | 0 | 1262547.481 | 3284889.5614 | 2242004.6234 | 10026742.8992 | 961560.8286 | 4781563.4633 | 4781563.4633 | 6296117.3735 | 2969339.9724 | 0 | 15769867.1911 | 29816888.0003 | 31622.7766 | 0.49855 | 31631.4515 | 59807.1901 | 644.8499 | 1219.2505
1 | 1300 | 707 | 0.04 | 15 | 15 | 7 | 4.217e-11 | 5spot_SharedNeighbor | CO2 | Porous | Wet | R245fa | MinimizeLCOE_Brownfield | IgnoreSilica | 65.5922 | 8.1198 | 0.12454 | 4 | 31640.0477 | 59838.7998 | 645.0252 | 1219.8949 | 36.4251 | 1.8163 | 56.7141 | 969548.4102 | 0 | 2264980.0719 | 0 | 0 | 0 | 0 | 1261466.108 | 3282076.0508 | 2240084.3446 | 10018154.9856 | 961560.8286 | 4781563.4633 | 4781563.4633 | 6296117.3735 | 2969339.9724 | 0 | 15761279.2775 | 29808300.0867 | 42169.6503 | 0.49814 | 31640.0477 | 59838.7998 | 645.0252 | 1219.8949
1 | 1300 | 707 | 0.04 | 15 | 15 | 7 | 5.6234e-11 | 5spot_SharedNeighbor | CO2 | Porous | Wet | R245fa | MinimizeLCOE_Brownfield | IgnoreSilica | 65.5339 | 8.1122 | 0.12445 | 4 | 31647.0988 | 59864.7762 | 645.1689 | 1220.4244 | 36.4257 | 1.8165 | 52.2545 | 968973.6511 | 0 | 2263275.1357 | 0 | 0 | 0 | 0 | 1260577.0269 | 3279762.844 | 2238505.5334 | 10011094.1911 | 961560.8286 | 4781563.4633 | 4781563.4633 | 6296117.3735 | 2969339.9724 | 0 | 15754218.483 | 29801239.2922 | 56234.1325 | 0.49781 | 31647.0988 | 59864.7762 | 645.1689 | 1220.4244
1 | 1300 | 707 | 0.04 | 15 | 15 | 7 | 7.4989e-11 | 5spot_SharedNeighbor | CO2 | Porous | Wet | R245fa | MinimizeLCOE_Brownfield | IgnoreSilica | 65.4996 | 8.1076 | 0.1244 | 4 | 31652.7776 | 59883.1215 | 645.2847 | 1220.7984 | 36.4257 | 1.8166 | 58.2095 | 968618.7771 | 0 | 2262260.1176 | 0 | 0 | 0 | 0 | 1260042.7689 | 3278372.8144 | 2237556.8097 | 10006851.2877 | 961560.8286 | 4781563.4633 | 4781563.4633 | 6296117.3735 | 2969339.9724 | 0 | 15749975.5796 | 29796996.3888 | 74989.4209 | 0.49759 | 31652.7776 | 59883.1215 | 645.2847 | 1220.7984
1 | 1300 | 707 | 0.04 | 15 | 15 | 7 | 1e-10 | 5spot_SharedNeighbor | CO2 | Porous | Wet | R245fa | MinimizeLCOE_Brownfield | IgnoreSilica | 65.4756 | 8.1044 | 0.12436 | 4 | 31657.2802 | 59897.0275 | 645.3765 | 1221.0819 | 36.4256 | 1.8166 | 56.6449 | 968364.2963 | 0 | 2261544.4441 | 0 | 0 | 0 | 0 | 1259664.4087 | 3277388.3989 | 2236884.9258 | 10003846.4738 | 961560.8286 | 4781563.4633 | 4781563.4633 | 6296117.3735 | 2969339.9724 | 0 | 15746970.7657 | 29793991.5749 | 100000 | 0.49742 | 31657.2802 | 59897.0275 | 645.3765 | 1221.0819
1 | 1300 | 707 | 0.04 | 15 | 15 | 7 | 1.3335e-10 | 5spot_SharedNeighbor | CO2 | Porous | Wet | R245fa | MinimizeLCOE_Brownfield | IgnoreSilica | 65.4413 | 8.1 | 0.12431 | 4 | 31660.8043 | 59910.9862 | 645.4483 | 1221.3665 | 36.4262 | 1.8167 | 52.6726 | 968037.0138 | 0 | 2260559.5802 | 0 | 0 | 0 | 0 | 1259152.6717 | 3276056.9639 | 2235976.1941 | 9999782.4238 | 961560.8286 | 4781563.4633 | 4781563.4633 | 6296117.3735 | 2969339.9724 | 0 | 15742906.7157 | 29789927.5249 | 133352.1432 | 0.49724 | 31660.8043 | 59910.9862 | 645.4483 | 1221.3665
1 | 1300 | 707 | 0.04 | 15 | 15 | 7 | 1.7783e-10 | 5spot_SharedNeighbor | CO2 | Porous | Wet | R245fa | MinimizeLCOE_Brownfield | IgnoreSilica | 65.4218 | 8.0975 | 0.12428 | 4 | 31663.5343 | 59920.3722 | 645.504 | 1221.5578 | 36.4264 | 1.8168 | 51.4412 | 967843.1188 | 0 | 2259994.3469 | 0 | 0 | 0 | 0 | 1258856.6116 | 3275286.6764 | 2235450.4571 | 9997431.2109 | 961560.8286 | 4781563.4633 | 4781563.4633 | 6296117.3735 | 2969339.9724 | 0 | 15740555.5028 | 29787576.312 | 177827.941 | 0.49712 | 31663.5343 | 59920.3722 | 645.504 | 1221.5578
1 | 1300 | 707 | 0.04 | 15 | 15 | 7 | 2.3714e-10 | 5spot_SharedNeighbor | CO2 | Porous | Wet | R245fa | MinimizeLCOE_Brownfield | IgnoreSilica | 65.407 | 8.0956 | 0.12426 | 4 | 31665.6325 | 59927.5562 | 645.5467 | 1221.7043 | 36.4265 | 1.8168 | 60.3452 | 967695.3996 | 0 | 2259564.2386 | 0 | 0 | 0 | 0 | 1258631.2589 | 3274700.3549 | 2235050.2806 | 9995641.5327 | 961560.8286 | 4781563.4633 | 4781563.4633 | 6296117.3735 | 2969339.9724 | 0 | 15738765.8246 | 29785786.6339 | 237137.3706 | 0.49703 | 31665.6325 | 59927.5562 | 645.5467 | 1221.7043
1 | 1300 | 707 | 0.04 | 15 | 15 | 7 | 3.1623e-10 | 5spot_SharedNeighbor | CO2 | Porous | Wet | R245fa | MinimizeLCOE_Brownfield | IgnoreSilica | 65.405 | 8.0953 | 0.12425 | 4 | 31667.235 | 59931.1793 | 645.5794 | 1221.7782 | 36.4262 | 1.8168 | 59.8195 | 967660.2579 | 0 | 2259493.2508 | 0 | 0 | 0 | 0 | 1258589.8684 | 3274592.6653 | 2234976.7802 | 9995312.8225 | 961560.8286 | 4781563.4633 | 4781563.4633 | 6296117.3735 | 2969339.9724 | 0 | 15738437.1144 | 29785457.9237 | 316227.766 | 0.49699 | 31667.235 | 59931.1793 | 645.5794 | 1221.7782
1 | 1300 | 707 | 0.04 | 15 | 15 | 7 | 4.217e-10 | 5spot_SharedNeighbor | CO2 | Porous | Wet | R245fa | MinimizeLCOE_Brownfield | IgnoreSilica | 65.405 | 8.0952 | 0.12424 | 4 | 31668.4544 | 59933.6253 | 645.6043 | 1221.828 | 36.4258 | 1.8168 | 58.4405 | 967646.476 | 0 | 2259482.1896 | 0 | 0 | 0 | 0 | 1258580.1796 | 3274567.457 | 2234959.575 | 9995235.8773 | 961560.8286 | 4781563.4633 | 4781563.4633 | 6296117.3735 | 2969339.9724 | 0 | 15738360.1692 | 29785380.9784 | 421696.5034 | 0.49697 | 31668.4544 | 59933.6253 | 645.6043 | 1221.828
1 | 1300 | 707 | 0.04 | 15 | 15 | 7 | 5.6234e-10 | 5spot_SharedNeighbor | CO2 | Porous | Wet | R245fa | MinimizeLCOE_Brownfield | IgnoreSilica | 65.3876 | 8.0931 | 0.12422 | 4 | 31669.3779 | 59938.9681 | 645.6231 | 1221.9369 | 36.4264 | 1.8168 | 58.4574 | 967490.6399 | 0 | 2258991.8006 | 0 | 0 | 0 | 0 | 1258328.1518 | 3273911.7324 | 2234512.0295 | 9993234.3542 | 961560.8286 | 4781563.4633 | 4781563.4633 | 6296117.3735 | 2969339.9724 | 0 | 15736358.6461 | 29783379.4554 | 562341.3252 | 0.4969 | 31669.3779 | 59938.9681 | 645.6231 | 1221.9369
1 | 1300 | 707 | 0.04 | 15 | 15 | 7 | 7.4989e-10 | 5spot_SharedNeighbor | CO2 | Porous | Wet | R245fa | MinimizeLCOE_Brownfield | IgnoreSilica | 65.3876 | 8.093 | 0.12422 | 4 | 31670.0761 | 59940.3675 | 645.6373 | 1221.9655 | 36.4262 | 1.8168 | 58.0747 | 967482.8021 | 0 | 2258985.642 | 0 | 0 | 0 | 0 | 1258322.6932 | 3273897.5302 | 2234502.3362 | 9993191.0037 | 961560.8286 | 4781563.4633 | 4781563.4633 | 6296117.3735 | 2969339.9724 | 0 | 15736315.2956 | 29783336.1049 | 749894.2093 | 0.49688 | 31670.0761 | 59940.3675 | 645.6373 | 1221.9655
1 | 1300 | 707 | 0.04 | 15 | 15 | 7 | 1e-09 | 5spot_SharedNeighbor | CO2 | Porous | Wet | R245fa | MinimizeLCOE_Brownfield | IgnoreSilica | 65.383 | 8.0924 | 0.12421 | 4 | 31670.6029 | 59942.3512 | 645.6481 | 1222.0059 | 36.4263 | 1.8168 | 58.4576 | 967438.2415 | 0 | 2258852.8755 | 0 | 0 | 0 | 0 | 1258253.5356 | 3273717.5964 | 2234379.5277 | 9992641.7768 | 961560.8286 | 4781563.4633 | 4781563.4633 | 6296117.3735 | 2969339.9724 | 0 | 15735766.0687 | 29782786.8779 | 1000000 | 0.49686 | 31670.6029 | 59942.3512 | 645.6481 | 1222.0059
1 | 1300 | 707 | 0.04 | 15 | 15 | 7 | 1.3335e-09 | 5spot_SharedNeighbor | CO2 | Porous | Wet | R245fa | MinimizeLCOE_Brownfield | IgnoreSilica | 65.383 | 8.0924 | 0.12421 | 4 | 31670.9997 | 59943.1462 | 645.6562 | 1222.0221 | 36.4262 | 1.8168 | 59.6612 | 967433.8038 | 0 | 2258849.4306 | 0 | 0 | 0 | 0 | 1258250.4614 | 3273709.598 | 2234374.0686 | 9992617.3624 | 961560.8286 | 4781563.4633 | 4781563.4633 | 6296117.3735 | 2969339.9724 | 0 | 15735741.6543 | 29782762.4635 | 1333521.4322 | 0.49685 | 31670.9997 | 59943.1462 | 645.6562 | 1222.0221
1 | 1300 | 707 | 0.04 | 15 | 15 | 7 | 1.7783e-09 | 5spot_SharedNeighbor | CO2 | Porous | Wet | R245fa | MinimizeLCOE_Brownfield | IgnoreSilica | 65.383 | 8.0924 | 0.12421 | 4 | 31671.2984 | 59943.7443 | 645.6623 | 1222.0343 | 36.4261 | 1.8168 | 57.0022 | 967430.4683 | 0 | 2258846.8513 | 0 | 0 | 0 | 0 | 1258248.1547 | 3273703.5962 | 2234369.9723 | 9992599.0428 | 961560.8286 | 4781563.4633 | 4781563.4633 | 6296117.3735 | 2969339.9724 | 0 | 15735723.3347 | 29782744.144 | 1778279.41 | 0.49684 | 31671.2984 | 59943.7443 | 645.6623 | 1222.0343
1 | 1300 | 707 | 0.04 | 15 | 15 | 7 | 2.3714e-09 | 5spot_SharedNeighbor | CO2 | Porous | Wet | R245fa | MinimizeLCOE_Brownfield | IgnoreSilica | 65.383 | 8.0924 | 0.12421 | 4 | 31671.5229 | 59944.194 | 645.6668 | 1222.0435 | 36.4261 | 1.8168 | 56.5456 | 967427.9626 | 0 | 2258844.9195 | 0 | 0 | 0 | 0 | 1258246.424 | 3273699.0935 | 2234366.8991 | 9992585.2987 | 961560.8286 | 4781563.4633 | 4781563.4633 | 6296117.3735 | 2969339.9724 | 0 | 15735709.5906 | 29782730.3999 | 2371373.7057 | 0.49684 | 31671.5229 | 59944.194 | 645.6668 | 1222.0435
1 | 1300 | 707 | 0.04 | 15 | 15 | 7 | 3.1623e-09 | 5spot_SharedNeighbor | CO2 | Porous | Wet | R245fa | MinimizeLCOE_Brownfield | IgnoreSilica | 65.3681 | 8.0906 | 0.1242 | 4 | 31671.6915 | 59947.5026 | 645.6703 | 1222.1109 | 36.4267 | 1.8169 | 56.3729 | 967302.3694 | 0 | 2258433.3603 | 0 | 0 | 0 | 0 | 1258036.9346 | 3273154.0449 | 2233994.8922 | 9990921.6013 | 961560.8286 | 4781563.4633 | 4781563.4633 | 6296117.3735 | 2969339.9724 | 0 | 15734045.8932 | 29781066.7025 | 3162277.6602 | 0.49679 | 31671.6915 | 59947.5026 | 645.6703 | 1222.1109
1 | 1300 | 707 | 0.04 | 15 | 15 | 7 | 4.217e-09 | 5spot_SharedNeighbor | CO2 | Porous | Wet | R245fa | MinimizeLCOE_Brownfield | IgnoreSilica | 65.3681 | 8.0906 | 0.1242 | 4 | 31671.8181 | 59947.7561 | 645.6729 | 1222.1161 | 36.4267 | 1.8169 | 56.4597 | 967300.9589 | 0 | 2258432.2775 | 0 | 0 | 0 | 0 | 1258035.9622 | 3273151.515 | 2233993.1655 | 9990913.879 | 961560.8286 | 4781563.4633 | 4781563.4633 | 6296117.3735 | 2969339.9724 | 0 | 15734038.1709 | 29781058.9802 | 4216965.0343 | 0.49678 | 31671.8181 | 59947.7561 | 645.6729 | 1222.1161
1 | 1300 | 707 | 0.04 | 15 | 15 | 7 | 5.6234e-09 | 5spot_SharedNeighbor | CO2 | Porous | Wet | R245fa | MinimizeLCOE_Brownfield | IgnoreSilica | 65.3681 | 8.0906 | 0.1242 | 4 | 31671.9131 | 59947.9464 | 645.6748 | 1222.12 | 36.4267 | 1.8169 | 56.8703 | 967299.9005 | 0 | 2258431.4659 | 0 | 0 | 0 | 0 | 1258035.2329 | 3273149.6174 | 2233991.8704 | 9990908.087 | 961560.8286 | 4781563.4633 | 4781563.4633 | 6296117.3735 | 2969339.9724 | 0 | 15734032.3789 | 29781053.1881 | 5623413.2519 | 0.49678 | 31671.9131 | 59947.9464 | 645.6748 | 1222.12
1 | 1300 | 707 | 0.04 | 15 | 15 | 7 | 7.4989e-09 | 5spot_SharedNeighbor | CO2 | Porous | Wet | R245fa | MinimizeLCOE_Brownfield | IgnoreSilica | 65.3681 | 8.0906 | 0.1242 | 4 | 31671.9844 | 59948.0892 | 645.6762 | 1222.1229 | 36.4266 | 1.8169 | 56.2524 | 967299.1063 | 0 | 2258430.8575 | 0 | 0 | 0 | 0 | 1258034.6859 | 3273148.1942 | 2233990.899 | 9990903.7429 | 961560.8286 | 4781563.4633 | 4781563.4633 | 6296117.3735 | 2969339.9724 | 0 | 15734028.0348 | 29781048.8441 | 7498942.0933 | 0.49678 | 31671.9844 | 59948.0892 | 645.6762 | 1222.1229
1 | 1300 | 707 | 0.04 | 15 | 15 | 7 | 1e-08 | 5spot_SharedNeighbor | CO2 | Porous | Wet | R245fa | MinimizeLCOE_Brownfield | IgnoreSilica | 65.3681 | 8.0906 | 0.12419 | 4 | 31672.0379 | 59948.1963 | 645.6773 | 1222.1251 | 36.4266 | 1.8169 | 56.4122 | 967298.5105 | 0 | 2258430.4014 | 0 | 0 | 0 | 0 | 1258034.2756 | 3273147.1269 | 2233990.1706 | 9990900.485 | 961560.8286 | 4781563.4633 | 4781563.4633 | 6296117.3735 | 2969339.9724 | 0 | 15734024.7769 | 29781045.5862 | 10000000 | 0.49678 | 31672.0379 | 59948.1963 | 645.6773 | 1222.1251
1 | 1400 | 707 | 0.04 | 15 | 15 | 7 | 1e-13 | 5spot_SharedNeighbor | CO2 | Porous | Wet | R245fa | MinimizeLCOE_Brownfield | IgnoreSilica | 0.47729 | 0.039772 | 0.00096247 | 4 | 1634962.7943 | 5449762.6063 | 33330.928 | 111100.7821 | 35.5462 | 2.0155 | 26.29 | 28591.8128 | 0 | 34774.1786 | 0 | 0 | 0 | 1708.7264 | 25379.1399 | 66031.3162 | 45067.7301 | 201552.904 | 961560.8286 | 5131302.0575 | 5131302.0575 | 6472969.3905 | 3082262.2491 | 0 | 6294415.7901 | 20980949.4872 | 100 | 0.0038499 | 1634962.7943 | 5449762.6063 | 33330.928 | 111100.7821
1 | 1400 | 707 | 0.04 | 15 | 15 | 7 | 1.3335e-13 | 5spot_SharedNeighbor | CO2 | Porous | Wet | R245fa | MinimizeLCOE_Brownfield | IgnoreSilica | 0.62825 | 0.058483 | 0.0014436 | 4 | 1099259.1026 | 3642628.0806 | 22409.8837 | 74259.9004 | 36.3827 | 2.1 | 27.8715 | 36540.6067 | 0 | 45707.6695 | 0 | 0 | 0 | 0 | 32076.8277 | 83457.3258 | 56961.3398 | 254743.7695 | 961560.8286 | 5131302.0575 | 5131302.0575 | 6472969.3905 | 3082262.2491 | 0 | 6347606.6556 | 21034140.3527 | 133.3521 | 0.0057744 | 1099259.1026 | 3642628.0806 | 22409.8837 | 74259.9004
1 | 1400 | 707 | 0.04 | 15 | 15 | 7 | 1.7783e-13 | 5spot_SharedNeighbor | CO2 | Porous | Wet | R245fa | MinimizeLCOE_Brownfield | IgnoreSilica | 0.84513 | 0.085075 | 0.0021089 | 4 | 761762.308 | 2502808.7748 | 15529.555 | 51023.1422 | 37.1805 | 2.1705 | 31.6752 | 46977.7136 | 0 | 60522.4151 | 0 | 0 | 0 | 0 | 41925.0502 | 109080.3806 | 74449.6011 | 332955.1606 | 961560.8286 | 5131302.0575 | 5131302.0575 | 6472969.3905 | 3082262.2491 | 0 | 6425818.0467 | 21112351.7438 | 177.8279 | 0.0084355 | 761762.308 | 2502808.7748 | 15529.555 | 51023.1422
1 | 1400 | 707 | 0.04 | 15 | 15 | 7 | 2.3714e-13 | 5spot_SharedNeighbor | CO2 | Porous | Wet | R245fa | MinimizeLCOE_Brownfield | IgnoreSilica | 1.1458 | 0.12179 | 0.0030034 | 4 | 543815.7917 | 1766305.4661 | 11086.4205 | 36008.526 | 37.8782 | 2.2252 | 82.919 | 60122.1282 | 0 | 79812.4297 | 0 | 0 | 0 | 2235.4699 | 55446.3108 | 144259.9271 | 98460.3645 | 440336.6301 | 961560.8286 | 5131302.0575 | 5131302.0575 | 6472969.3905 | 3082262.2491 | 0 | 6533199.5163 | 21219733.2133 | 237.1374 | 0.012014 | 543815.7917 | 1766305.4661 | 11086.4205 | 36008.526
1 | 1400 | 707 | 0.04 | 15 | 15 | 7 | 3.1623e-13 | 5spot_SharedNeighbor | CO2 | Porous | Wet | R245fa | MinimizeLCOE_Brownfield | IgnoreSilica | 1.5153 | 0.16739 | 0.0042209 | 4 | 393334.9952 | 1263196.798 | 8018.6659 | 25751.9753 | 38.4117 | 2.2633 | 114.4804 | 74842.9335 | 0 | 102123.159 | 0 | 0 | 0 | 0 | 69016.7761 | 179567.4941 | 122558.5044 | 548108.8671 | 961560.8286 | 5131302.0575 | 5131302.0575 | 6472969.3905 | 3082262.2491 | 0 | 6640971.7532 | 21327505.4503 | 316.2278 | 0.016884 | 393334.9952 | 1263196.798 | 8018.6659 | 25751.9753
1 | 1400 | 707 | 0.04 | 15 | 15 | 7 | 4.217e-13 | 5spot_SharedNeighbor | CO2 | Porous | Wet | R245fa | MinimizeLCOE_Brownfield | IgnoreSilica | 2.0209 | 0.22958 | 0.0058354 | 4 | 290771.4727 | 919971.0796 | 5927.7698 | 18754.8548 | 38.8612 | 2.2931 | 1410.891 | 93244.1083 | 0 | 130893.9114 | 0 | 0 | 0 | 0 | 87413.8277 | 227432.8486 | 155227.5924 | 694212.2883 | 961560.8286 | 5131302.0575 | 5131302.0575 | 6472969.3905 | 3082262.2491 | 0 | 6787075.1745 | 21473608.8715 | 421.6965 | 0.023342 | 290771.4727 | 919971.0796 | 5927.7698 | 18754.8548
1 | 1400 | 707 | 0.04 | 15 | 15 | 7 | 5.6234e-13 | 5spot_SharedNeighbor | CO2 | Porous | Wet | R245fa | MinimizeLCOE_Brownfield | IgnoreSilica | 2.7009 | 0.31327 | 0.0080163 | 4 | 217365.7086 | 675387.5987 | 4431.294 | 13768.6897 | 39.2228 | 2.3158 | 40.1026 | 115828.2451 | 0 | 167325.1534 | 0 | 0 | 0 | 0 | 110429.8254 | 287315.7534 | 196098.9055 | 876997.8827 | 961560.8286 | 5131302.0575 | 5131302.0575 | 6472969.3905 | 3082262.2491 | 0 | 6969860.7689 | 21656394.4659 | 562.3413 | 0.032065 | 217365.7086 | 675387.5987 | 4431.294 | 13768.6897
1 | 1400 | 707 | 0.04 | 15 | 15 | 7 | 7.4989e-13 | 5spot_SharedNeighbor | CO2 | Porous | Wet | R245fa | MinimizeLCOE_Brownfield | IgnoreSilica | 3.6024 | 0.42427 | 0.010914 | 4 | 164815.1836 | 501216.1318 | 3359.9804 | 10217.9688 | 39.5047 | 2.3326 | 44.7724 | 143177.2148 | 0 | 212818.673 | 0 | 0 | 0 | 0 | 138838.3963 | 361229.0274 | 246546.2337 | 1102609.5451 | 961560.8286 | 5131302.0575 | 5131302.0575 | 6472969.3905 | 3082262.2491 | 0 | 7195472.4313 | 21882006.1283 | 749.8942 | 0.043658 | 164815.1836 | 501216.1318 | 3359.9804 | 10217.9688
1 | 1400 | 707 | 0.04 | 15 | 15 | 7 | 1e-12 | 5spot_SharedNeighbor | CO2 | Porous | Wet | R245fa | MinimizeLCOE_Brownfield | IgnoreSilica | 4.8157 | 0.57367 | 0.01482 | 4 | 126149.996 | 373892.2882 | 2571.7383 | 7622.3 | 39.7245 | 2.3452 | 37.869 | 176829.8092 | 0 | 270501.2057 | 0 | 0 | 0 | 0 | 174459.0958 | 453906.7808 | 309800.7048 | 1385497.5963 | 961560.8286 | 5131302.0575 | 5131302.0575 | 6472969.3905 | 3082262.2491 | 0 | 7478360.4824 | 22164894.1795 | 1000 | 0.059281 | 126149.996 | 373892.2882 | 2571.7383 | 7622.3
1 | 1400 | 707 | 0.04 | 15 | 15 | 7 | 1.3335e-12 | 5spot_SharedNeighbor | CO2 | Porous | Wet | R245fa | MinimizeLCOE_Brownfield | IgnoreSilica | 6.4204 | 0.77136 | 0.01998 | 4 | 97939.415 | 281706.3502 | 1996.6274 | 5742.965 | 39.888 | 2.3538 | 49.3758 | 217537.4985 | 0 | 342439.6813 | 0 | 0 | 0 | 0 | 218391.1001 | 568208.8443 | 387814.2118 | 1734391.3361 | 961560.8286 | 5131302.0575 | 5131302.0575 | 6472969.3905 | 3082262.2491 | 0 | 7827254.2222 | 22513787.9193 | 1333.5214 | 0.079919 | 97939.415 | 281706.3502 | 1996.6274 | 5742.965
1 | 1400 | 707 | 0.04 | 15 | 15 | 7 | 1.7783e-12 | 5spot_SharedNeighbor | CO2 | Porous | Wet | R245fa | MinimizeLCOE_Brownfield | IgnoreSilica | 8.5741 | 1.0368 | 0.026882 | 4 | 76882.5936 | 213468.1785 | 1567.3557 | 4351.8376 | 40.0095 | 2.3594 | 41.3472 | 267558.413 | 0 | 433514.8757 | 0 | 0 | 0 | 849.5161 | 273749.8939 | 712241.07 | 486119.1654 | 2174032.9341 | 961560.8286 | 5131302.0575 | 5131302.0575 | 6472969.3905 | 3082262.2491 | 0 | 8266895.8202 | 22953429.5173 | 1778.2794 | 0.10753 | 76882.5936 | 213468.1785 | 1567.3557 | 4351.8376
1 | 1400 | 707 | 0.04 | 15 | 15 | 7 | 2.3714e-12 | 5spot_SharedNeighbor | CO2 | Porous | Wet | R245fa | MinimizeLCOE_Brownfield | IgnoreSilica | 11.4272 | 1.3884 | 0.036017 | 4 | 61113.526 | 163055.182 | 1245.8819 | 3324.1004 | 40.0912 | 2.3622 | 36.1451 | 328207.2249 | 0 | 547291.7927 | 0 | 0 | 0 | 0 | 341444.6168 | 888368.8531 | 606329.9964 | 2711642.4839 | 961560.8286 | 5131302.0575 | 5131302.0575 | 6472969.3905 | 3082262.2491 | 0 | 8804505.37 | 23491039.067 | 2371.3737 | 0.14407 | 61113.526 | 163055.182 | 1245.8819 | 3324.1004
1 | 1400 | 707 | 0.04 | 15 | 15 | 7 | 3.1623e-12 | 5spot_SharedNeighbor | CO2 | Porous | Wet | R245fa | MinimizeLCOE_Brownfield | IgnoreSilica | 15.2297 | 1.8569 | 0.048074 | 4 | 49298.9276 | 125673.6702 | 1005.0253 | 2562.0278 | 40.1358 | 2.3617 | 36.4706 | 402155.7498 | 0 | 690378.2116 | 0 | 0 | 0 | 1050.4783 | 426497.9315 | 1109660.131 | 757365.8407 | 3387108.343 | 961560.8286 | 5131302.0575 | 5131302.0575 | 6472969.3905 | 3082262.2491 | 0 | 9479971.2291 | 24166504.9262 | 3162.2777 | 0.1923 | 49298.9276 | 125673.6702 | 1005.0253 | 2562.0278
1 | 1400 | 707 | 0.04 | 15 | 15 | 7 | 4.217e-12 | 5spot_SharedNeighbor | CO2 | Porous | Wet | R245fa | MinimizeLCOE_Brownfield | IgnoreSilica | 20.2721 | 2.4782 | 0.063888 | 4 | 40339.6813 | 97809.7161 | 822.379 | 1993.9834 | 40.1383 | 2.3568 | 48.6735 | 491700.6845 | 0 | 869501.7762 | 0 | 0 | 0 | 0 | 530868.9597 | 1381212.1369 | 942705.6645 | 4215989.2218 | 961560.8286 | 5131302.0575 | 5131302.0575 | 6472969.3905 | 3082262.2491 | 0 | 10308852.1079 | 24995385.805 | 4216.965 | 0.25555 | 40339.6813 | 97809.7161 | 822.379 | 1993.9834
1 | 1400 | 707 | 0.04 | 15 | 15 | 7 | 5.6234e-12 | 5spot_SharedNeighbor | CO2 | Porous | Wet | R245fa | MinimizeLCOE_Brownfield | IgnoreSilica | 26.954 | 3.3014 | 0.084319 | 4 | 33615.1703 | 77159.5738 | 685.2907 | 1573.0023 | 40.0849 | 2.3449 | 49.8602 | 599632.447 | 0 | 1093728.0963 | 0 | 0 | 0 | 0 | 660410.6119 | 1718252.9433 | 1172742.9404 | 5244767.039 | 961560.8286 | 5131302.0575 | 5131302.0575 | 6472969.3905 | 3082262.2491 | 0 | 11337629.9251 | 26024163.6221 | 5623.4133 | 0.33728 | 33615.1703 | 77159.5738 | 685.2907 | 1573.0023
1 | 1400 | 707 | 0.04 | 15 | 15 | 7 | 7.4989e-12 | 5spot_SharedNeighbor | CO2 | Porous | Wet | R245fa | MinimizeLCOE_Brownfield | IgnoreSilica | 35.7976 | 4.3919 | 0.11014 | 4 | 28614.201 | 61949.5312 | 583.3392 | 1262.925 | 39.9457 | 2.3209 | 30.081 | 728524.5645 | 0 | 1374527.2308 | 0 | 0 | 0 | 0 | 820190.2002 | 2133966.6567 | 1456476.0919 | 6513684.7442 | 961560.8286 | 5131302.0575 | 5131302.0575 | 6472969.3905 | 3082262.2491 | 0 | 12606547.6303 | 27293081.3274 | 7498.9421 | 0.44057 | 28614.201 | 61949.5312 | 583.3392 | 1262.925
1 | 1400 | 707 | 0.04 | 15 | 15 | 7 | 1e-11 | 5spot_SharedNeighbor | CO2 | Porous | Wet | R245fa | MinimizeLCOE_Brownfield | IgnoreSilica | 47.3439 | 5.8142 | 0.14111 | 4 | 25058.12 | 51078.2857 | 510.8437 | 1041.2999 | 39.6676 | 2.2781 | 45.7141 | 878044.8815 | 0 | 1721246.4222 | 0 | 0 | 0 | 0 | 1013723.6085 | 2637500.8859 | 1800148.5498 | 8050664.3479 | 961560.8286 | 5131302.0575 | 5131302.0575 | 6472969.3905 | 3082262.2491 | 0 | 14143527.234 | 28830060.9311 | 10000 | 0.56443 | 25058.12 | 51078.2857 | 510.8437 | 1041.2999
1 | 1400 | 707 | 0.04 | 15 | 15 | 7 | 1.3335e-11 | 5spot_SharedNeighbor | CO2 | Porous | Wet | R245fa | MinimizeLCOE_Brownfield | IgnoreSilica | 62.2406 | 7.6443 | 0.17457 | 4 | 22868.2166 | 43900.2452 | 466.1995 | 894.9659 | 39.1454 | 2.2019 | 50.2004 | 1043877.8683 | 0 | 2144711.3212 | 0 | 0 | 0 | 0 | 1243549.7839 | 3235461.4506 | 2208268.9221 | 9875869.3462 | 961560.8286 | 5131302.0575 | 5131302.0575 | 6472969.3905 | 3082262.2491 | 0 | 15968732.2323 | 30655265.9294 | 13335.2143 | 0.69829 | 22868.2166 | 43900.2452 | 466.1995 | 894.9659
1 | 1400 | 707 | 0.04 | 15 | 15 | 7 | 1.7783e-11 | 5spot_SharedNeighbor | CO2 | Porous | Wet | R245fa | MinimizeLCOE_Brownfield | IgnoreSilica | 76.6936 | 9.4102 | 0.19748 | 4 | 22272.2888 | 40865.18 | 454.0507 | 833.092 | 38.4506 | 2.1041 | 52.4503 | 1176760.8648 | 0 | 2536215.2761 | 0 | 0 | 0 | 0 | 1448060.695 | 3767556.8902 | 2571434.9931 | 11500028.7193 | 961560.8286 | 5131302.0575 | 5131302.0575 | 6472969.3905 | 3082262.2491 | 0 | 17592891.6054 | 32279425.3025 | 17782.7941 | 0.7899 | 22272.2888 | 40865.18 | 454.0507 | 833.092
1 | 1400 | 707 | 0.04 | 15 | 15 | 7 | 2.3714e-11 | 5spot_SharedNeighbor | CO2 | Porous | Wet | R245fa | MinimizeLCOE_Brownfield | IgnoreSilica | 76.564 | 9.3928 | 0.19719 | 4 | 22284.1806 | 40903.9805 | 454.2932 | 833.883 | 38.4506 | 2.1045 | 68.2539 | 1175366.5323 | 0 | 2532429.2286 | 0 | 0 | 0 | 0 | 1446040.3468 | 3762300.3587 | 2567847.3023 | 11483983.7688 | 961560.8286 | 5131302.0575 | 5131302.0575 | 6472969.3905 | 3082262.2491 | 0 | 17576846.6549 | 32263380.352 | 23713.7371 | 0.78876 | 22284.1806 | 40903.9805 | 454.2932 | 833.883
1 | 1400 | 707 | 0.04 | 15 | 15 | 7 | 3.1623e-11 | 5spot_SharedNeighbor | CO2 | Porous | Wet | R245fa | MinimizeLCOE_Brownfield | IgnoreSilica | 76.454 | 9.378 | 0.19695 | 4 | 22293.8849 | 40936.1823 | 454.491 | 834.5394 | 38.4509 | 2.1048 | 67.8843 | 1174192.5732 | 0 | 2529223.0262 | 0 | 0 | 0 | 0 | 1444332.0838 | 3757855.8087 | 2564813.8057 | 11470417.2977 | 961560.8286 | 5131302.0575 | 5131302.0575 | 6472969.3905 | 3082262.2491 | 0 | 17563280.1838 | 32249813.8809 | 31622.7766 | 0.78781 | 22293.8849 | 40936.1823 | 454.491 | 834.5394
1 | 1400 | 707 | 0.04 | 15 | 15 | 7 | 4.217e-11 | 5spot_SharedNeighbor | CO2 | Porous | Wet | R245fa | MinimizeLCOE_Brownfield | IgnoreSilica | 76.3614 | 9.3657 | 0.19675 | 4 | 22301.7872 | 40962.7418 | 454.6521 | 835.0809 | 38.4514 | 2.1051 | 69.5572 | 1173214.2262 | 0 | 2526539.9087 | 0 | 0 | 0 | 0 | 1442904.1126 | 3754140.5206 | 2562278.0452 | 11459076.8132 | 961560.8286 | 5131302.0575 | 5131302.0575 | 6472969.3905 | 3082262.2491 | 0 | 17551939.6994 | 32238473.3964 | 42169.6503 | 0.78702 | 22301.7872 | 40962.7418 | 454.6521 | 835.0809
1 | 1400 | 707 | 0.04 | 15 | 15 | 7 | 5.6234e-11 | 5spot_SharedNeighbor | CO2 | Porous | Wet | R245fa | MinimizeLCOE_Brownfield | IgnoreSilica | 76.3102 | 9.3586 | 0.19663 | 4 | 22308.1498 | 40981.4235 | 454.7818 | 835.4617 | 38.4506 | 2.1052 | 63.4516 | 1172622.4446 | 0 | 2525008.7905 | 0 | 0 | 0 | 0 | 1442076.1817 | 3751986.4142 | 2560807.8233 | 11452501.6543 | 961560.8286 | 5131302.0575 | 5131302.0575 | 6472969.3905 | 3082262.2491 | 0 | 17545364.5404 | 32231898.2375 | 56234.1325 | 0.7865 | 22308.1498 | 40981.4235 | 454.7818 | 835.4617
1 | 1400 | 707 | 0.04 | 15 | 15 | 7 | 7.4989e-11 | 5spot_SharedNeighbor | CO2 | Porous | Wet | R245fa | MinimizeLCOE_Brownfield | IgnoreSilica | 76.2519 | 9.3509 | 0.1965 | 4 | 22313.2056 | 40998.2814 | 454.8849 | 835.8054 | 38.4509 | 2.1054 | 58.0391 | 1172007.8744 | 0 | 2523328.3126 | 0 | 0 | 0 | 0 | 1441181.113 | 3749657.629 | 2559218.3796 | 11445393.3086 | 961560.8286 | 5131302.0575 | 5131302.0575 | 6472969.3905 | 3082262.2491 | 0 | 17538256.1947 | 32224789.8918 | 74989.4209 | 0.786 | 22313.2056 | 40998.2814 | 454.8849 | 835.8054
1 | 1400 | 707 | 0.04 | 15 | 15 | 7 | 1e-10 | 5spot_SharedNeighbor | CO2 | Porous | Wet | R245fa | MinimizeLCOE_Brownfield | IgnoreSilica | 76.1982 | 9.3439 | 0.19639 | 4 | 22317.1747 | 41012.4125 | 454.9658 | 836.0935 | 38.4516 | 2.1056 | 62.95 | 1171461.4511 | 0 | 2521803.5183 | 0 | 0 | 0 | 0 | 1440373.3381 | 3747555.9644 | 2557783.9503 | 11438978.2222 | 961560.8286 | 5131302.0575 | 5131302.0575 | 6472969.3905 | 3082262.2491 | 0 | 17531841.1083 | 32218374.8054 | 100000 | 0.78558 | 22317.1747 | 41012.4125 | 454.9658 | 836.0935
1 | 1400 | 707 | 0.04 | 15 | 15 | 7 | 1.3335e-10 | 5spot_SharedNeighbor | CO2 | Porous | Wet | R245fa | MinimizeLCOE_Brownfield | IgnoreSilica | 76.1787 | 9.3411 | 0.19634 | 4 | 22320.2587 | 41020.8295 | 455.0287 | 836.2651 | 38.451 | 2.1056 | 63.3274 | 1171221.371 | 0 | 2521211.3292 | 0 | 0 | 0 | 0 | 1440048.7531 | 3746711.4609 | 2557207.5593 | 11436400.4734 | 961560.8286 | 5131302.0575 | 5131302.0575 | 6472969.3905 | 3082262.2491 | 0 | 17529263.3596 | 32215797.0566 | 133352.1432 | 0.78535 | 22320.2587 | 41020.8295 | 455.0287 | 836.2651
1 | 1400 | 707 | 0.04 | 15 | 15 | 7 | 1.7783e-10 | 5spot_SharedNeighbor | CO2 | Porous | Wet | R245fa | MinimizeLCOE_Brownfield | IgnoreSilica | 76.1445 | 9.3367 | 0.19627 | 4 | 22322.6351 | 41029.5229 | 455.0771 | 836.4423 | 38.4516 | 2.1057 | 69.2284 | 1170877.9277 | 0 | 2520246.0029 | 0 | 0 | 0 | 0 | 1439538.3329 | 3745383.4524 | 2556301.1662 | 11432346.8821 | 961560.8286 | 5131302.0575 | 5131302.0575 | 6472969.3905 | 3082262.2491 | 0 | 17525209.7682 | 32211743.4653 | 177827.941 | 0.78509 | 22322.6351 | 41029.5229 | 455.0771 | 836.4423
1 | 1400 | 707 | 0.04 | 15 | 15 | 7 | 2.3714e-10 | 5spot_SharedNeighbor | CO2 | Porous | Wet | R245fa | MinimizeLCOE_Brownfield | IgnoreSilica | 76.125 | 9.3341 | 0.19623 | 4 | 22324.4546 | 41035.3978 | 455.1142 | 836.5621 | 38.4516 | 2.1058 | 66.4536 | 1170671.1874 | 0 | 2519687.4645 | 0 | 0 | 0 | 0 | 1439239.8742 | 3744606.924 | 2555771.1696 | 11429976.6197 | 961560.8286 | 5131302.0575 | 5131302.0575 | 6472969.3905 | 3082262.2491 | 0 | 17522839.5058 | 32209373.2029 | 237137.3706 | 0.78492 | 22324.4546 | 41035.3978 | 455.1142 | 836.5621
1 | 1400 | 707 | 0.04 | 15 | 15 | 7 | 3.1623e-10 | 5spot_SharedNeighbor | CO2 | Porous | Wet | R245fa | MinimizeLCOE_Brownfield | IgnoreSilica | 76.1056 | 9.3316 | 0.19619 | 4 | 22325.8408 | 41040.4041 | 455.1425 | 836.6641 | 38.452 | 2.1059 | 63.5382 | 1170475.6731 | 0 | 2519139.84 | 0 | 0 | 0 | 0 | 1438950.0501 | 3743852.8611 | 2555256.5062 | 11427674.9305 | 961560.8286 | 5131302.0575 | 5131302.0575 | 6472969.3905 | 3082262.2491 | 0 | 17520537.8166 | 32207071.5137 | 316227.766 | 0.78476 | 22325.8408 | 41040.4041 | 455.1425 | 836.6641
1 | 1400 | 707 | 0.04 | 15 | 15 | 7 | 4.217e-10 | 5spot_SharedNeighbor | CO2 | Porous | Wet | R245fa | MinimizeLCOE_Brownfield | IgnoreSilica | 76.101 | 9.3309 | 0.19617 | 4 | 22326.8925 | 41043.0388 | 455.1639 | 836.7179 | 38.4516 | 2.1059 | 64.8431 | 1170410.8634 | 0 | 2518992.6503 | 0 | 0 | 0 | 0 | 1438867.3703 | 3743637.7453 | 2555109.6853 | 11427018.3146 | 961560.8286 | 5131302.0575 | 5131302.0575 | 6472969.3905 | 3082262.2491 | 0 | 17519881.2008 | 32206414.8978 | 421696.5034 | 0.7847 | 22326.8925 | 41043.0388 | 455.1639 | 836.7179
1 | 1400 | 707 | 0.04 | 15 | 15 | 7 | 5.6234e-10 | 5spot_SharedNeighbor | CO2 | Porous | Wet | R245fa | MinimizeLCOE_Brownfield | IgnoreSilica | 76.0861 | 9.329 | 0.19615 | 4 | 22327.6886 | 41046.3318 | 455.1801 | 836.785 | 38.452 | 2.1059 | 63.0651 | 1170268.6384 | 0 | 2518581.9619 | 0 | 0 | 0 | 0 | 1438651.7341 | 3743076.7041 | 2554726.7631 | 11425305.8017 | 961560.8286 | 5131302.0575 | 5131302.0575 | 6472969.3905 | 3082262.2491 | 0 | 17518168.6878 | 32204702.3849 | 562341.3252 | 0.78459 | 22327.6886 | 41046.3318 | 455.1801 | 836.785
1 | 1400 | 707 | 0.04 | 15 | 15 | 7 | 7.4989e-10 | 5spot_SharedNeighbor | CO2 | Porous | Wet | R245fa | MinimizeLCOE_Brownfield | IgnoreSilica | 76.0861 | 9.329 | 0.19614 | 4 | 22328.2893 | 41047.5323 | 455.1924 | 836.8095 | 38.4517 | 2.1059 | 63.2083 | 1170253.4816 | 0 | 2518568.1061 | 0 | 0 | 0 | 0 | 1438640.4192 | 3743047.265 | 2554706.6703 | 11425215.9423 | 961560.8286 | 5131302.0575 | 5131302.0575 | 6472969.3905 | 3082262.2491 | 0 | 17518078.8284 | 32204612.5255 | 749894.2093 | 0.78457 | 22328.2893 | 41047.5323 | 455.1924 | 836.8095
1 | 1400 | 707 | 0.04 | 15 | 15 | 7 | 1e-09 | 5spot_SharedNeighbor | CO2 | Porous | Wet | R245fa | MinimizeLCOE_Brownfield | IgnoreSilica | 76.0861 | 9.3289 | 0.19614 | 4 | 22328.7423 | 41048.4371 | 455.2016 | 836.8279 | 38.4515 | 2.1059 | 62.2473 | 1170242.0697 | 0 | 2518557.7089 | 0 | 0 | 0 | 0 | 1438631.9137 | 3743025.1354 | 2554691.5664 | 11425148.3941 | 961560.8286 | 5131302.0575 | 5131302.0575 | 6472969.3905 | 3082262.2491 | 0 | 17518011.2802 | 32204544.9773 | 1000000 | 0.78455 | 22328.7423 | 41048.4371 | 455.2016 | 836.8279
1 | 1400 | 707 | 0.04 | 15 | 15 | 7 | 1.3335e-09 | 5spot_SharedNeighbor | CO2 | Porous | Wet | R245fa | MinimizeLCOE_Brownfield | IgnoreSilica | 76.0861 | 9.3289 | 0.19613 | 4 | 22329.0833 | 41049.1183 | 455.2086 | 836.8418 | 38.4513 | 2.1059 | 62.1941 | 1170233.486 | 0 | 2518549.9085 | 0 | 0 | 0 | 0 | 1438625.5238 | 3743008.5104 | 2554680.2195 | 11425097.6482 | 961560.8286 | 5131302.0575 | 5131302.0575 | 6472969.3905 | 3082262.2491 | 0 | 17517960.5343 | 32204494.2314 | 1333521.4322 | 0.78454 | 22329.0833 | 41049.1183 | 455.2086 | 836.8418
1 | 1400 | 707 | 0.04 | 15 | 15 | 7 | 1.7783e-09 | 5spot_SharedNeighbor | CO2 | Porous | Wet | R245fa | MinimizeLCOE_Brownfield | IgnoreSilica | 76.0667 | 9.3265 | 0.19611 | 4 | 22329.3398 | 41051.8649 | 455.2138 | 836.8978 | 38.4522 | 2.106 | 61.0055 | 1170066.7853 | 0 | 2518029.3142 | 0 | 0 | 0 | 0 | 1438357.4788 | 3742311.1121 | 2554204.2308 | 11422968.9212 | 961560.8286 | 5131302.0575 | 5131302.0575 | 6472969.3905 | 3082262.2491 | 0 | 17515831.8074 | 32202365.5044 | 1778279.41 | 0.78443 | 22329.3398 | 41051.8649 | 455.2138 | 836.8978
1 | 1400 | 707 | 0.04 | 15 | 15 | 7 | 2.3714e-09 | 5spot_SharedNeighbor | CO2 | Porous | Wet | R245fa | MinimizeLCOE_Brownfield | IgnoreSilica | 76.0667 | 9.3265 | 0.19611 | 4 | 22329.5323 | 41052.2495 | 455.2177 | 836.9056 | 38.4521 | 2.106 | 60.2188 | 1170061.9453 | 0 | 2518024.9315 | 0 | 0 | 0 | 0 | 1438353.882 | 3742301.7539 | 2554197.8437 | 11422940.3563 | 961560.8286 | 5131302.0575 | 5131302.0575 | 6472969.3905 | 3082262.2491 | 0 | 17515803.2425 | 32202336.9395 | 2371373.7057 | 0.78442 | 22329.5323 | 41052.2495 | 455.2177 | 836.9056
1 | 1400 | 707 | 0.04 | 15 | 15 | 7 | 3.1623e-09 | 5spot_SharedNeighbor | CO2 | Porous | Wet | R245fa | MinimizeLCOE_Brownfield | IgnoreSilica | 76.0667 | 9.3265 | 0.1961 | 4 | 22329.677 | 41052.5384 | 455.2207 | 836.9115 | 38.452 | 2.106 | 61.0038 | 1170058.3112 | 0 | 2518021.6443 | 0 | 0 | 0 | 0 | 1438351.1827 | 3742294.7309 | 2554193.0503 | 11422918.9194 | 961560.8286 | 5131302.0575 | 5131302.0575 | 6472969.3905 | 3082262.2491 | 0 | 17515781.8055 | 32202315.5026 | 3162277.6602 | 0.78442 | 22329.677 | 41052.5384 | 455.2207 | 836.9115
1 | 1400 | 707 | 0.04 | 15 | 15 | 7 | 4.217e-09 | 5spot_SharedNeighbor | CO2 | Porous | Wet | R245fa | MinimizeLCOE_Brownfield | IgnoreSilica | 76.0667 | 9.3265 | 0.1961 | 4 | 22329.7856 | 41052.7553 | 455.2229 | 836.9159 | 38.452 | 2.106 | 61.5808 | 1170055.5834 | 0 | 2518019.1789 | 0 | 0 | 0 | 0 | 1438349.1573 | 3742289.4613 | 2554189.4537 | 11422902.8347 | 961560.8286 | 5131302.0575 | 5131302.0575 | 6472969.3905 | 3082262.2491 | 0 | 17515765.7208 | 32202299.4179 | 4216965.0343 | 0.78441 | 22329.7856 | 41052.7553 | 455.2229 | 836.9159
1 | 1400 | 707 | 0.04 | 15 | 15 | 7 | 5.6234e-09 | 5spot_SharedNeighbor | CO2 | Porous | Wet | R245fa | MinimizeLCOE_Brownfield | IgnoreSilica | 76.0667 | 9.3264 | 0.1961 | 4 | 22329.8672 | 41052.9181 | 455.2245 | 836.9193 | 38.4519 | 2.106 | 61.6079 | 1170053.5364 | 0 | 2518017.3299 | 0 | 0 | 0 | 0 | 1438347.6379 | 3742285.508 | 2554186.7555 | 11422890.7677 | 961560.8286 | 5131302.0575 | 5131302.0575 | 6472969.3905 | 3082262.2491 | 0 | 17515753.6539 | 32202287.3509 | 5623413.2519 | 0.78441 | 22329.8672 | 41052.9181 | 455.2245 | 836.9193
1 | 1400 | 707 | 0.04 | 15 | 15 | 7 | 7.4989e-09 | 5spot_SharedNeighbor | CO2 | Porous | Wet | R245fa | MinimizeLCOE_Brownfield | IgnoreSilica | 76.0667 | 9.3264 | 0.1961 | 4 | 22329.9284 | 41053.0402 | 455.2258 | 836.9218 | 38.4519 | 2.106 | 61.7023 | 1170052.0005 | 0 | 2518015.9433 | 0 | 0 | 0 | 0 | 1438346.4981 | 3742282.5425 | 2554184.7315 | 11422881.7159 | 961560.8286 | 5131302.0575 | 5131302.0575 | 6472969.3905 | 3082262.2491 | 0 | 17515744.602 | 32202278.2991 | 7498942.0933 | 0.78441 | 22329.9284 | 41053.0402 | 455.2258 | 836.9218
1 | 1400 | 707 | 0.04 | 15 | 15 | 7 | 1e-08 | 5spot_SharedNeighbor | CO2 | Porous | Wet | R245fa | MinimizeLCOE_Brownfield | IgnoreSilica | 76.0667 | 9.3264 | 0.1961 | 4 | 22329.9743 | 41053.1319 | 455.2267 | 836.9236 | 38.4519 | 2.106 | 61.2321 | 1170050.8483 | 0 | 2518014.9034 | 0 | 0 | 0 | 0 | 1438345.6431 | 3742280.3182 | 2554183.2133 | 11422874.9263 | 961560.8286 | 5131302.0575 | 5131302.0575 | 6472969.3905 | 3082262.2491 | 0 | 17515737.8125 | 32202271.5095 | 10000000 | 0.7844 | 22329.9743 | 41053.1319 | 455.2267 | 836.9236
1 | 1500 | 707 | 0.04 | 15 | 15 | 7 | 1e-13 | 5spot_SharedNeighbor | CO2 | Porous | Wet | R245fa | MinimizeLCOE_Brownfield | IgnoreSilica | 0.441 | 0.032612 | 0.0010492 | 4 | 1581292.4359 | 5236476.7982 | 32236.7852 | 106752.6624 | 36.7758 | 2.2718 | 23.2785 | 27950.0344 | 0 | 30498.847 | 0 | 0 | 0 | 2183.5681 | 23646.6553 | 61523.7466 | 41991.2212 | 187794.0727 | 961560.8286 | 5486900.7426 | 5486900.7426 | 6655388.4938 | 3197528.562 | 0 | 6636255.6439 | 21976073.4423 | 100 | 0.0041967 | 1581292.4359 | 5236476.7982 | 32236.7852 | 106752.6624
1 | 1500 | 707 | 0.04 | 15 | 15 | 7 | 1.3335e-13 | 5spot_SharedNeighbor | CO2 | Porous | Wet | R245fa | MinimizeLCOE_Brownfield | IgnoreSilica | 0.6062 | 0.052568 | 0.0016156 | 4 | 1037943.2596 | 3411650.4762 | 21159.8773 | 69551.1096 | 37.9817 | 2.4006 | 40.3394 | 37592.3807 | 0 | 42540.1645 | 0 | 0 | 0 | 3532.1665 | 32629.2375 | 84894.5829 | 57942.2973 | 259130.8294 | 961560.8286 | 5486900.7426 | 5486900.7426 | 6655388.4938 | 3197528.562 | 0 | 6707592.4006 | 22047410.199 | 133.3521 | 0.0064624 | 1037943.2596 | 3411650.4762 | 21159.8773 | 69551.1096
1 | 1500 | 707 | 0.04 | 15 | 15 | 7 | 1.7783e-13 | 5spot_SharedNeighbor | CO2 | Porous | Wet | R245fa | MinimizeLCOE_Brownfield | IgnoreSilica | 0.78679 | 0.075203 | 0.002391 | 4 | 707550.5109 | 2311470.7372 | 14424.3742 | 47122.4575 | 38.8588 | 2.4824 | 26.8532 | 47255.7413 | 0 | 54977.9989 | 0 | 0 | 0 | 605.2138 | 40107.1921 | 104350.6866 | 71221.4878 | 318518.3205 | 961560.8286 | 5486900.7426 | 5486900.7426 | 6655388.4938 | 3197528.562 | 0 | 6766979.8917 | 22106797.6901 | 177.8279 | 0.009564 | 707550.5109 | 2311470.7372 | 14424.3742 | 47122.4575
1 | 1500 | 707 | 0.04 | 15 | 15 | 7 | 2.3714e-13 | 5spot_SharedNeighbor | CO2 | Porous | Wet | R245fa | MinimizeLCOE_Brownfield | IgnoreSilica | 1.068 | 0.10956 | 0.0034594 | 4 | 496549.0619 | 1605109.4981 | 10122.8243 | 32722.3282 | 39.7525 | 2.5565 | 75.6544 | 61017.3237 | 0 | 73244.1281 | 0 | 0 | 0 | 2177.6763 | 53211.26 | 138444.7834 | 94491.4094 | 422586.581 | 961560.8286 | 5486900.7426 | 5486900.7426 | 6655388.4938 | 3197528.562 | 0 | 6871048.1522 | 22210865.9506 | 237.1374 | 0.013838 | 496549.0619 | 1605109.4981 | 10122.8243 | 32722.3282
1 | 1500 | 707 | 0.04 | 15 | 15 | 7 | 3.1623e-13 | 5spot_SharedNeighbor | CO2 | Porous | Wet | R245fa | MinimizeLCOE_Brownfield | IgnoreSilica | 1.418 | 0.15279 | 0.0048989 | 4 | 356217.4402 | 1139034.0381 | 7261.9743 | 23220.7495 | 40.4504 | 2.6088 | 108.2198 | 76625.4373 | 0 | 94635.6185 | 0 | 0 | 0 | 458.425 | 66970.5975 | 174243.7571 | 118924.9446 | 531858.78 | 961560.8286 | 5486900.7426 | 5486900.7426 | 6655388.4938 | 3197528.562 | 0 | 6980320.3512 | 22320138.1496 | 316.2278 | 0.019596 | 356217.4402 | 1139034.0381 | 7261.9743 | 23220.7495
1 | 1500 | 707 | 0.04 | 15 | 15 | 7 | 4.217e-13 | 5spot_SharedNeighbor | CO2 | Porous | Wet | R245fa | MinimizeLCOE_Brownfield | IgnoreSilica | 1.9042 | 0.21261 | 0.00684 | 4 | 260652.6123 | 821315.931 | 5313.7561 | 16743.6362 | 41.048 | 2.6501 | 151.8885 | 96394.7499 | 0 | 122598.0083 | 0 | 0 | 0 | 1533.6342 | 86005.293 | 223768.1303 | 152726.3469 | 683026.1624 | 961560.8286 | 5486900.7426 | 5486900.7426 | 6655388.4938 | 3197528.562 | 0 | 7131487.7337 | 22471305.5321 | 421.6965 | 0.02736 | 260652.6123 | 821315.931 | 5313.7561 | 16743.6362
1 | 1500 | 707 | 0.04 | 15 | 15 | 7 | 5.6234e-13 | 5spot_SharedNeighbor | CO2 | Porous | Wet | R245fa | MinimizeLCOE_Brownfield | IgnoreSilica | 2.5377 | 0.2908 | 0.0094406 | 4 | 193464.4594 | 599682.3564 | 3944.0347 | 12225.336 | 41.5162 | 2.6803 | 31.9184 | 119886.6271 | 0 | 156889.8574 | 0 | 0 | 0 | 0 | 107942.829 | 280845.0988 | 191682.5507 | 857246.963 | 961560.8286 | 5486900.7426 | 5486900.7426 | 6655388.4938 | 3197528.562 | 0 | 7305708.5342 | 22645526.3327 | 562.3413 | 0.037763 | 193464.4594 | 599682.3564 | 3944.0347 | 12225.336
1 | 1500 | 707 | 0.04 | 15 | 15 | 7 | 7.4989e-13 | 5spot_SharedNeighbor | CO2 | Porous | Wet | R245fa | MinimizeLCOE_Brownfield | IgnoreSilica | 3.4003 | 0.3971 | 0.012919 | 4 | 145880.0399 | 442730.7642 | 2973.9619 | 9025.6655 | 41.894 | 2.7036 | 34.0721 | 149086.5402 | 0 | 200833.9998 | 0 | 0 | 0 | 1977.4498 | 137240.2161 | 357070.8903 | 243708.2197 | 1089917.316 | 961560.8286 | 5486900.7426 | 5486900.7426 | 6655388.4938 | 3197528.562 | 0 | 7538378.8872 | 22878196.6857 | 749.8942 | 0.051675 | 145880.0399 | 442730.7642 | 2973.9619 | 9025.6655
1 | 1500 | 707 | 0.04 | 15 | 15 | 7 | 1e-12 | 5spot_SharedNeighbor | CO2 | Porous | Wet | R245fa | MinimizeLCOE_Brownfield | IgnoreSilica | 4.5257 | 0.53604 | 0.017555 | 4 | 111182.1353 | 329631.5314 | 2266.5982 | 6719.9846 | 42.1816 | 2.7206 | 29.8289 | 183906.5866 | 0 | 254837.3607 | 0 | 0 | 0 | 0 | 171110.1395 | 445193.4834 | 303853.7002 | 1358901.2704 | 961560.8286 | 5486900.7426 | 5486900.7426 | 6655388.4938 | 3197528.562 | 0 | 7807362.8416 | 23147180.64 | 1000 | 0.070221 | 111182.1353 | 329631.5314 | 2266.5982 | 6719.9846
1 | 1500 | 707 | 0.04 | 15 | 15 | 7 | 1.3335e-12 | 5spot_SharedNeighbor | CO2 | Porous | Wet | R245fa | MinimizeLCOE_Brownfield | IgnoreSilica | 6.0525 | 0.72449 | 0.023753 | 4 | 85894.9778 | 247343.5129 | 1751.0853 | 5042.4321 | 42.4044 | 2.7328 | 45.3687 | 227114.6163 | 0 | 323915.5735 | 0 | 0 | 0 | 1955.0379 | 215664.2388 | 561114.1105 | 382971.9102 | 1712735.4872 | 961560.8286 | 5486900.7426 | 5486900.7426 | 6655388.4938 | 3197528.562 | 0 | 8161197.0584 | 23501014.8568 | 1333.5214 | 0.095014 | 85894.9778 | 247343.5129 | 1751.0853 | 5042.4321
1 | 1500 | 707 | 0.04 | 15 | 15 | 7 | 1.7783e-12 | 5spot_SharedNeighbor | CO2 | Porous | Wet | R245fa | MinimizeLCOE_Brownfield | IgnoreSilica | 8.0555 | 0.97186 | 0.031969 | 4 | 67100.136 | 187059.2154 | 1367.927 | 3813.4551 | 42.569 | 2.7413 | 42.355 | 279007.2384 | 0 | 409343.4287 | 0 | 0 | 0 | 0 | 268456.7602 | 698469.4219 | 476719.7326 | 2131996.5818 | 961560.8286 | 5486900.7426 | 5486900.7426 | 6655388.4938 | 3197528.562 | 0 | 8580458.153 | 23920275.9514 | 1778.2794 | 0.12788 | 67100.136 | 187059.2154 | 1367.927 | 3813.4551
1 | 1500 | 707 | 0.04 | 15 | 15 | 7 | 2.3714e-12 | 5spot_SharedNeighbor | CO2 | Porous | Wet | R245fa | MinimizeLCOE_Brownfield | IgnoreSilica | 10.7472 | 1.3042 | 0.042934 | 4 | 53067.7876 | 142390.2808 | 1081.8586 | 2902.8185 | 42.6876 | 2.7465 | 35.4956 | 342874.196 | 0 | 517612.8058 | 0 | 0 | 0 | 0 | 335589.9307 | 873136.1607 | 595933.3709 | 2665146.4641 | 961560.8286 | 5486900.7426 | 5486900.7426 | 6655388.4938 | 3197528.562 | 0 | 9113608.0353 | 24453425.8338 | 2371.3737 | 0.17174 | 53067.7876 | 142390.2808 | 1081.8586 | 2902.8185
1 | 1500 | 707 | 0.04 | 15 | 15 | 7 | 3.1623e-12 | 5spot_SharedNeighbor | CO2 | Porous | Wet | R245fa | MinimizeLCOE_Brownfield | IgnoreSilica | 14.3406 | 1.7481 | 0.057466 | 4 | 42554.3381 | 109288.8704 | 867.5277 | 2228.0014 | 42.761 | 2.7474 | 42.8561 | 420878.9342 | 0 | 654073.3014 | 0 | 0 | 0 | 1232.7181 | 419712.1319 | 1092004.8725 | 745315.7639 | 3333217.7221 | 961560.8286 | 5486900.7426 | 5486900.7426 | 6655388.4938 | 3197528.562 | 0 | 9781679.2933 | 25121497.0917 | 3162.2777 | 0.22986 | 42554.3381 | 109288.8704 | 867.5277 | 2228.0014
1 | 1500 | 707 | 0.04 | 15 | 15 | 7 | 4.217e-12 | 5spot_SharedNeighbor | CO2 | Porous | Wet | R245fa | MinimizeLCOE_Brownfield | IgnoreSilica | 19.0929 | 2.3351 | 0.076567 | 4 | 34601.5022 | 84687.9965 | 705.3984 | 1726.4794 | 42.79 | 2.7441 | 1316.0636 | 515190.2133 | 0 | 824325.9144 | 0 | 0 | 0 | 0 | 522411.2898 | 1359207.0147 | 927686.7164 | 4148821.1485 | 961560.8286 | 5486900.7426 | 5486900.7426 | 6655388.4938 | 3197528.562 | 0 | 10597282.7197 | 25937100.5182 | 4216.965 | 0.30627 | 34601.5022 | 84687.9965 | 705.3984 | 1726.4794
1 | 1500 | 707 | 0.04 | 15 | 15 | 7 | 5.6234e-12 | 5spot_SharedNeighbor | CO2 | Porous | Wet | R245fa | MinimizeLCOE_Brownfield | IgnoreSilica | 25.3876 | 3.1123 | 0.10144 | 4 | 28611.6437 | 66416.4256 | 583.2871 | 1353.9887 | 42.7648 | 2.7346 | 50.1384 | 629106.656 | 0 | 1037244.5012 | 0 | 0 | 0 | 0 | 649876.9513 | 1690846.5192 | 1154037.4928 | 5161112.1205 | 961560.8286 | 5486900.7426 | 5486900.7426 | 6655388.4938 | 3197528.562 | 0 | 11609573.6917 | 26949391.4901 | 5623.4133 | 0.40576 | 28611.6437 | 66416.4256 | 583.2871 | 1353.9887
1 | 1500 | 707 | 0.04 | 15 | 15 | 7 | 7.4989e-12 | 5spot_SharedNeighbor | CO2 | Porous | Wet | R245fa | MinimizeLCOE_Brownfield | IgnoreSilica | 33.7144 | 4.1413 | 0.13334 | 4 | 24107.5629 | 52868.4133 | 491.4653 | 1077.7941 | 42.6598 | 2.7134 | 44.5651 | 765699.9483 | 0 | 1303710.8597 | 0 | 0 | 0 | 0 | 807070.2151 | 2099831.1468 | 1433177.9049 | 6409490.0748 | 961560.8286 | 5486900.7426 | 5486900.7426 | 6655388.4938 | 3197528.562 | 0 | 12857951.646 | 28197769.4445 | 7498.9421 | 0.53336 | 24107.5629 | 52868.4133 | 491.4653 | 1077.7941
1 | 1500 | 707 | 0.04 | 15 | 15 | 7 | 1e-11 | 5spot_SharedNeighbor | CO2 | Porous | Wet | R245fa | MinimizeLCOE_Brownfield | IgnoreSilica | 44.5964 | 5.4853 | 0.17278 | 4 | 20798.2424 | 42993.9996 | 424.0003 | 876.4908 | 42.4321 | 2.675 | 48.8457 | 925764.4602 | 0 | 1633119.6205 | 0 | 0 | 0 | 0 | 997964.7915 | 2596499.6767 | 1772164.3821 | 7925512.931 | 961560.8286 | 5486900.7426 | 5486900.7426 | 6655388.4938 | 3197528.562 | 0 | 14373974.5022 | 29713792.3006 | 10000 | 0.69111 | 20798.2424 | 42993.9996 | 424.0003 | 876.4908
1 | 1500 | 707 | 0.04 | 15 | 15 | 7 | 1.3335e-11 | 5spot_SharedNeighbor | CO2 | Porous | Wet | R245fa | MinimizeLCOE_Brownfield | IgnoreSilica | 58.6085 | 7.212 | 0.21835 | 4 | 18521.5686 | 36084.6759 | 377.5872 | 735.6349 | 41.9962 | 2.6071 | 46.5822 | 1106417.6829 | 0 | 2034586.7271 | 0 | 0 | 0 | 0 | 1224991.7199 | 3187177.1748 | 2175313.9117 | 9728487.2164 | 961560.8286 | 5486900.7426 | 5486900.7426 | 6655388.4938 | 3197528.562 | 0 | 16176948.7876 | 31516766.5861 | 13335.2143 | 0.87341 | 18521.5686 | 36084.6759 | 377.5872 | 735.6349
1 | 1500 | 707 | 0.04 | 15 | 15 | 7 | 1.7783e-11 | 5spot_SharedNeighbor | CO2 | Porous | Wet | R245fa | MinimizeLCOE_Brownfield | IgnoreSilica | 76.3286 | 9.3848 | 0.26407 | 4 | 17284.9644 | 31807.2059 | 352.3774 | 648.4329 | 41.2008 | 2.4888 | 47.5552 | 1297174.9245 | 0 | 2515756.4377 | 0 | 0 | 0 | 0 | 1487043.2313 | 3868981.4533 | 2640659.3415 | 11809615.3882 | 961560.8286 | 5486900.7426 | 5486900.7426 | 6655388.4938 | 3197528.562 | 0 | 18258076.9594 | 33597894.7578 | 17782.7941 | 1.0563 | 17284.9644 | 31807.2059 | 352.3774 | 648.4329
1 | 1500 | 707 | 0.04 | 15 | 15 | 7 | 2.3714e-11 | 5spot_SharedNeighbor | CO2 | Porous | Wet | R245fa | MinimizeLCOE_Brownfield | IgnoreSilica | 86.0649 | 10.5692 | 0.28181 | 4 | 17133.4258 | 30741.6113 | 349.2881 | 626.7093 | 40.6397 | 2.4078 | 65.422 | 1383901.8893 | 0 | 2769836.3831 | 0 | 0 | 0 | 0 | 1619957.9262 | 4214798.225 | 2876686.394 | 12865180.8176 | 961560.8286 | 5486900.7426 | 5486900.7426 | 6655388.4938 | 3197528.562 | 0 | 19313642.3888 | 34653460.1872 | 23713.7371 | 1.1272 | 17133.4258 | 30741.6113 | 349.2881 | 626.7093
1 | 1500 | 707 | 0.04 | 15 | 15 | 7 | 3.1623e-11 | 5spot_SharedNeighbor | CO2 | Porous | Wet | R245fa | MinimizeLCOE_Brownfield | IgnoreSilica | 85.9398 | 10.5519 | 0.28144 | 4 | 17141.9944 | 30768.1301 | 349.4627 | 627.2499 | 40.6391 | 2.4081 | 70.7553 | 1382453.6802 | 0 | 2766184.5087 | 0 | 0 | 0 | 0 | 1617968.8936 | 4209623.1702 | 2873154.3128 | 12849384.5655 | 961560.8286 | 5486900.7426 | 5486900.7426 | 6655388.4938 | 3197528.562 | 0 | 19297846.1367 | 34637663.9351 | 31622.7766 | 1.1258 | 17141.9944 | 30768.1301 | 349.4627 | 627.2499
1 | 1500 | 707 | 0.04 | 15 | 15 | 7 | 4.217e-11 | 5spot_SharedNeighbor | CO2 | Porous | Wet | R245fa | MinimizeLCOE_Brownfield | IgnoreSilica | 85.8233 | 10.5361 | 0.28112 | 4 | 17148.89 | 30790.6664 | 349.6033 | 627.7094 | 40.6397 | 2.4086 | 69.6689 | 1381158.1039 | 0 | 2762840.0231 | 0 | 0 | 0 | 0 | 1616159.2695 | 4204914.8995 | 2869940.8213 | 12835013.1173 | 961560.8286 | 5486900.7426 | 5486900.7426 | 6655388.4938 | 3197528.562 | 0 | 19283474.6885 | 34623292.4869 | 42169.6503 | 1.1245 | 17148.89 | 30790.6664 | 349.6033 | 627.7094
1 | 1500 | 707 | 0.04 | 15 | 15 | 7 | 5.6234e-11 | 5spot_SharedNeighbor | CO2 | Porous | Wet | R245fa | MinimizeLCOE_Brownfield | IgnoreSilica | 85.7501 | 10.5259 | 0.28089 | 4 | 17154.3923 | 30807.1683 | 349.7155 | 628.0458 | 40.639 | 2.4088 | 73.0119 | 1380290.4054 | 0 | 2760687.6204 | 0 | 0 | 0 | 0 | 1614981.4301 | 4201850.4029 | 2867849.2393 | 12825659.0982 | 961560.8286 | 5486900.7426 | 5486900.7426 | 6655388.4938 | 3197528.562 | 0 | 19274120.6694 | 34613938.4678 | 56234.1325 | 1.1236 | 17154.3923 | 30807.1683 | 349.7155 | 628.0458
1 | 1500 | 707 | 0.04 | 15 | 15 | 7 | 7.4989e-11 | 5spot_SharedNeighbor | CO2 | Porous | Wet | R245fa | MinimizeLCOE_Brownfield | IgnoreSilica | 85.6964 | 10.5184 | 0.28072 | 4 | 17158.7348 | 30819.8835 | 349.804 | 628.305 | 40.6382 | 2.4089 | 77.8315 | 1379640.6801 | 0 | 2759097.7413 | 0 | 0 | 0 | 0 | 1614107.9844 | 4199577.8762 | 2866298.1932 | 12818722.4752 | 961560.8286 | 5486900.7426 | 5486900.7426 | 6655388.4938 | 3197528.562 | 0 | 19267184.0464 | 34607001.8449 | 74989.4209 | 1.1229 | 17158.7348 | 30819.8835 | 349.804 | 628.305
1 | 1500 | 707 | 0.04 | 15 | 15 | 7 | 1e-10 | 5spot_SharedNeighbor | CO2 | Porous | Wet | R245fa | MinimizeLCOE_Brownfield | IgnoreSilica | 85.6381 | 10.5106 | 0.28056 | 4 | 17162.1267 | 30831.0337 | 349.8732 | 628.5323 | 40.6386 | 2.4091 | 72.4362 | 1378998.8486 | 0 | 2757437.7536 | 0 | 0 | 0 | 0 | 1613210.2749 | 4197242.2203 | 2864704.0601 | 12811593.1575 | 961560.8286 | 5486900.7426 | 5486900.7426 | 6655388.4938 | 3197528.562 | 0 | 19260054.7287 | 34599872.5271 | 100000 | 1.1222 | 17162.1267 | 30831.0337 | 349.8732 | 628.5323
1 | 1500 | 707 | 0.04 | 15 | 15 | 7 | 1.3335e-10 | 5spot_SharedNeighbor | CO2 | Porous | Wet | R245fa | MinimizeLCOE_Brownfield | IgnoreSilica | 85.6038 | 10.5058 | 0.28045 | 4 | 17164.7525 | 30838.8468 | 349.9267 | 628.6916 | 40.6383 | 2.4092 | 79.0394 | 1378592.9812 | 0 | 2756435.7034 | 0 | 0 | 0 | 0 | 1612661.187 | 4195813.6062 | 2863729.0016 | 12807232.4793 | 961560.8286 | 5486900.7426 | 5486900.7426 | 6655388.4938 | 3197528.562 | 0 | 19255694.0505 | 34595511.8489 | 133352.1432 | 1.1218 | 17164.7525 | 30838.8468 | 349.9267 | 628.6916
1 | 1500 | 707 | 0.04 | 15 | 15 | 7 | 1.7783e-10 | 5spot_SharedNeighbor | CO2 | Porous | Wet | R245fa | MinimizeLCOE_Brownfield | IgnoreSilica | 85.5649 | 10.5007 | 0.28035 | 4 | 17166.7706 | 30845.7887 | 349.9678 | 628.8331 | 40.6389 | 2.4094 | 75.8171 | 1378177.6663 | 0 | 2755343.8648 | 0 | 0 | 0 | 0 | 1612073.3971 | 4194284.2975 | 2862685.217 | 12802564.4426 | 961560.8286 | 5486900.7426 | 5486900.7426 | 6655388.4938 | 3197528.562 | 0 | 19251026.0139 | 34590843.8123 | 177827.941 | 1.1214 | 17166.7706 | 30845.7887 | 349.9678 | 628.8331
1 | 1500 | 707 | 0.04 | 15 | 15 | 7 | 2.3714e-10 | 5spot_SharedNeighbor | CO2 | Porous | Wet | R245fa | MinimizeLCOE_Brownfield | IgnoreSilica | 85.5527 | 10.4988 | 0.2803 | 4 | 17168.3125 | 30849.7814 | 349.9993 | 628.9145 | 40.6382 | 2.4094 | 72.9005 | 1378005.3974 | 0 | 2754960.8787 | 0 | 0 | 0 | 0 | 1611856.8477 | 4193720.8804 | 2862300.6732 | 12800844.6775 | 961560.8286 | 5486900.7426 | 5486900.7426 | 6655388.4938 | 3197528.562 | 0 | 19249306.2487 | 34589124.0471 | 237137.3706 | 1.1212 | 17168.3125 | 30849.7814 | 349.9993 | 628.9145
1 | 1500 | 707 | 0.04 | 15 | 15 | 7 | 3.1623e-10 | 5spot_SharedNeighbor | CO2 | Porous | Wet | R245fa | MinimizeLCOE_Brownfield | IgnoreSilica | 85.5332 | 10.4962 | 0.28025 | 4 | 17169.4854 | 30853.5776 | 350.0232 | 628.9919 | 40.6383 | 2.4095 | 73.1982 | 1377790.5462 | 0 | 2754408.7852 | 0 | 0 | 0 | 0 | 1611557.7393 | 4192942.6616 | 2861769.5229 | 12798469.2553 | 961560.8286 | 5486900.7426 | 5486900.7426 | 6655388.4938 | 3197528.562 | 0 | 19246930.8265 | 34586748.6249 | 316227.766 | 1.121 | 17169.4854 | 30853.5776 | 350.0232 | 628.9919
1 | 1500 | 707 | 0.04 | 15 | 15 | 7 | 4.217e-10 | 5spot_SharedNeighbor | CO2 | Porous | Wet | R245fa | MinimizeLCOE_Brownfield | IgnoreSilica | 85.5138 | 10.4937 | 0.2802 | 4 | 17170.3745 | 30856.8072 | 350.0413 | 629.0578 | 40.6387 | 2.4096 | 69.4504 | 1377588.8749 | 0 | 2753869.5421 | 0 | 0 | 0 | 0 | 1611268.7826 | 4192190.8557 | 2861256.3999 | 12796174.4552 | 961560.8286 | 5486900.7426 | 5486900.7426 | 6655388.4938 | 3197528.562 | 0 | 19244636.0264 | 34584453.8249 | 421696.5034 | 1.1208 | 17170.3745 | 30856.8072 | 350.0413 | 629.0578
1 | 1500 | 707 | 0.04 | 15 | 15 | 7 | 5.6234e-10 | 5spot_SharedNeighbor | CO2 | Porous | Wet | R245fa | MinimizeLCOE_Brownfield | IgnoreSilica | 85.5092 | 10.493 | 0.28018 | 4 | 17171.0467 | 30858.4943 | 350.055 | 629.0921 | 40.6384 | 2.4095 | 69.3342 | 1377519.753 | 0 | 2753721.1448 | 0 | 0 | 0 | 0 | 1611183.9501 | 4191970.139 | 2861105.7562 | 12795500.7432 | 961560.8286 | 5486900.7426 | 5486900.7426 | 6655388.4938 | 3197528.562 | 0 | 19243962.3144 | 34583780.1128 | 562341.3252 | 1.1207 | 17171.0467 | 30858.4943 | 350.055 | 629.0921
1 | 1500 | 707 | 0.04 | 15 | 15 | 7 | 7.4989e-10 | 5spot_SharedNeighbor | CO2 | Porous | Wet | R245fa | MinimizeLCOE_Brownfield | IgnoreSilica | 85.4944 | 10.4911 | 0.28015 | 4 | 17171.5539 | 30860.6153 | 350.0654 | 629.1354 | 40.6388 | 2.4096 | 68.3857 | 1377374.0035 | 0 | 2753318.0019 | 0 | 0 | 0 | 0 | 1610969.8821 | 4191413.1779 | 2860725.6188 | 12793800.6842 | 961560.8286 | 5486900.7426 | 5486900.7426 | 6655388.4938 | 3197528.562 | 0 | 19242262.2554 | 34582080.0538 | 749894.2093 | 1.1206 | 17171.5539 | 30860.6153 | 350.0654 | 629.1354
1 | 1500 | 707 | 0.04 | 15 | 15 | 7 | 1e-09 | 5spot_SharedNeighbor | CO2 | Porous | Wet | R245fa | MinimizeLCOE_Brownfield | IgnoreSilica | 85.4944 | 10.491 | 0.28014 | 4 | 17171.9359 | 30861.3768 | 350.0731 | 629.1509 | 40.6385 | 2.4096 | 67.9704 | 1377356.5197 | 0 | 2753301.4802 | 0 | 0 | 0 | 0 | 1610956.6199 | 4191378.6725 | 2860702.0682 | 12793695.3605 | 961560.8286 | 5486900.7426 | 5486900.7426 | 6655388.4938 | 3197528.562 | 0 | 19242156.9317 | 34581974.7301 | 1000000 | 1.1206 | 17171.9359 | 30861.3768 | 350.0731 | 629.1509
1 | 1500 | 707 | 0.04 | 15 | 15 | 7 | 1.3335e-09 | 5spot_SharedNeighbor | CO2 | Porous | Wet | R245fa | MinimizeLCOE_Brownfield | IgnoreSilica | 85.4944 | 10.4909 | 0.28013 | 4 | 17172.2235 | 30861.9498 | 350.079 | 629.1626 | 40.6382 | 2.4096 | 67.2559 | 1377343.3696 | 0 | 2753289.0741 | 0 | 0 | 0 | 0 | 1610946.653 | 4191352.7406 | 2860684.3692 | 12793616.2065 | 961560.8286 | 5486900.7426 | 5486900.7426 | 6655388.4938 | 3197528.562 | 0 | 19242077.7777 | 34581895.5762 | 1333521.4322 | 1.1205 | 17172.2235 | 30861.9498 | 350.079 | 629.1626
1 | 1500 | 707 | 0.04 | 15 | 15 | 7 | 1.7783e-09 | 5spot_SharedNeighbor | CO2 | Porous | Wet | R245fa | MinimizeLCOE_Brownfield | IgnoreSilica | 85.4944 | 10.4909 | 0.28013 | 4 | 17172.4397 | 30862.3808 | 350.0834 | 629.1714 | 40.638 | 2.4096 | 67.7153 | 1377333.4864 | 0 | 2753279.7616 | 0 | 0 | 0 | 0 | 1610939.1667 | 4191333.2627 | 2860671.0751 | 12793556.7524 | 961560.8286 | 5486900.7426 | 5486900.7426 | 6655388.4938 | 3197528.562 | 0 | 19242018.3236 | 34581836.1221 | 1778279.41 | 1.1205 | 17172.4397 | 30862.3808 | 350.0834 | 629.1714
1 | 1500 | 707 | 0.04 | 15 | 15 | 7 | 2.3714e-09 | 5spot_SharedNeighbor | CO2 | Porous | Wet | R245fa | MinimizeLCOE_Brownfield | IgnoreSilica | 85.4944 | 10.4909 | 0.28013 | 4 | 17172.6022 | 30862.7046 | 350.0867 | 629.178 | 40.6379 | 2.4095 | 67.6393 | 1377326.0626 | 0 | 2753272.773 | 0 | 0 | 0 | 0 | 1610933.5459 | 4191318.6384 | 2860661.0937 | 12793512.1135 | 961560.8286 | 5486900.7426 | 5486900.7426 | 6655388.4938 | 3197528.562 | 0 | 19241973.6847 | 34581791.4831 | 2371373.7057 | 1.1205 | 17172.6022 | 30862.7046 | 350.0867 | 629.178
1 | 1500 | 707 | 0.04 | 15 | 15 | 7 | 3.1623e-09 | 5spot_SharedNeighbor | CO2 | Porous | Wet | R245fa | MinimizeLCOE_Brownfield | IgnoreSilica | 85.4749 | 10.4885 | 0.28009 | 4 | 17172.7242 | 30864.4044 | 350.0892 | 629.2126 | 40.639 | 2.4097 | 65.6185 | 1377159.7082 | 0 | 2752767.3312 | 0 | 0 | 0 | 0 | 1610671.5454 | 4190636.9669 | 2860195.8389 | 12791431.3906 | 961560.8286 | 5486900.7426 | 5486900.7426 | 6655388.4938 | 3197528.562 | 0 | 19239892.9618 | 34579710.7603 | 3162277.6602 | 1.1204 | 17172.7242 | 30864.4044 | 350.0892 | 629.2126
1 | 1500 | 707 | 0.04 | 15 | 15 | 7 | 4.217e-09 | 5spot_SharedNeighbor | CO2 | Porous | Wet | R245fa | MinimizeLCOE_Brownfield | IgnoreSilica | 85.4749 | 10.4885 | 0.28009 | 4 | 17172.8158 | 30864.5868 | 350.0911 | 629.2163 | 40.6389 | 2.4097 | 65.4121 | 1377155.5288 | 0 | 2752763.402 | 0 | 0 | 0 | 0 | 1610668.383 | 4190628.739 | 2860190.2232 | 12791406.276 | 961560.8286 | 5486900.7426 | 5486900.7426 | 6655388.4938 | 3197528.562 | 0 | 19239867.8472 | 34579685.6456 | 4216965.0343 | 1.1204 | 17172.8158 | 30864.5868 | 350.0911 | 629.2163
1 | 1500 | 707 | 0.04 | 15 | 15 | 7 | 5.6234e-09 | 5spot_SharedNeighbor | CO2 | Porous | Wet | R245fa | MinimizeLCOE_Brownfield | IgnoreSilica | 85.4749 | 10.4884 | 0.28009 | 4 | 17172.8845 | 30864.7237 | 350.0925 | 629.2191 | 40.6388 | 2.4097 | 65.5738 | 1377152.3924 | 0 | 2752760.4545 | 0 | 0 | 0 | 0 | 1610666.0103 | 4190622.5658 | 2860186.0098 | 12791387.4329 | 961560.8286 | 5486900.7426 | 5486900.7426 | 6655388.4938 | 3197528.562 | 0 | 19239849.0041 | 34579666.8025 | 5623413.2519 | 1.1204 | 17172.8845 | 30864.7237 | 350.0925 | 629.2191
1 | 1500 | 707 | 0.04 | 15 | 15 | 7 | 7.4989e-09 | 5spot_SharedNeighbor | CO2 | Porous | Wet | R245fa | MinimizeLCOE_Brownfield | IgnoreSilica | 85.4749 | 10.4884 | 0.28009 | 4 | 17172.936 | 30864.8264 | 350.0935 | 629.2212 | 40.6388 | 2.4097 | 65.5248 | 1377150.0392 | 0 | 2752758.2438 | 0 | 0 | 0 | 0 | 1610664.2304 | 4190617.9347 | 2860182.849 | 12791373.2971 | 961560.8286 | 5486900.7426 | 5486900.7426 | 6655388.4938 | 3197528.562 | 0 | 19239834.8683 | 34579652.6667 | 7498942.0933 | 1.1204 | 17172.936 | 30864.8264 | 350.0935 | 629.2212
1 | 1500 | 707 | 0.04 | 15 | 15 | 7 | 1e-08 | 5spot_SharedNeighbor | CO2 | Porous | Wet | R245fa | MinimizeLCOE_Brownfield | IgnoreSilica | 85.4749 | 10.4884 | 0.28009 | 4 | 17172.9747 | 30864.9035 | 350.0943 | 629.2228 | 40.6388 | 2.4097 | 66.2874 | 1377148.2738 | 0 | 2752756.5856 | 0 | 0 | 0 | 0 | 1610662.8952 | 4190614.4609 | 2860180.4781 | 12791362.6936 | 961560.8286 | 5486900.7426 | 5486900.7426 | 6655388.4938 | 3197528.562 | 0 | 19239824.2648 | 34579642.0633 | 10000000 | 1.1204 | 17172.9747 | 30864.9035 | 350.0943 | 629.2228
1 | 1600 | 707 | 0.04 | 15 | 15 | 7 | 1e-13 | 5spot_SharedNeighbor | CO2 | Porous | Wet | R245fa | MinimizeLCOE_Brownfield | IgnoreSilica | 0.47729 | 0.032687 | 0.0011179 | 4 | 1572932.5574 | 5152513.2392 | 32066.3577 | 105040.9517 | 38.5319 | 2.6077 | 26.8359 | 31642.5168 | 0 | 31852.71 | 0 | 0 | 0 | 8758.9446 | 28179.1268 | 73316.3077 | 50039.8865 | 223789.4924 | 961560.8286 | 5848359.5185 | 5848359.5185 | 6843374.6835 | 3315138.9113 | 0 | 7033709.8395 | 23040582.9528 | 100 | 0.0044717 | 1572932.5574 | 5152513.2392 | 32066.3577 | 105040.9517
1 | 1600 | 707 | 0.04 | 15 | 15 | 7 | 1.3335e-13 | 5spot_SharedNeighbor | CO2 | Porous | Wet | R245fa | MinimizeLCOE_Brownfield | IgnoreSilica | 0.64046 | 0.05252 | 0.0017633 | 4 | 1007488.7445 | 3276876.4576 | 20539.0208 | 66803.5589 | 39.8485 | 2.7436 | 36.0598 | 41749.7985 | 0 | 43601.0372 | 0 | 0 | 0 | 10311.0565 | 37308.138 | 97068.122 | 66250.9878 | 296289.14 | 961560.8286 | 5848359.5185 | 5848359.5185 | 6843374.6835 | 3315138.9113 | 0 | 7106209.4871 | 23113082.6004 | 133.3521 | 0.0070534 | 1007488.7445 | 3276876.4576 | 20539.0208 | 66803.5589
1 | 1600 | 707 | 0.04 | 15 | 15 | 7 | 1.7783e-13 | 5spot_SharedNeighbor | CO2 | Porous | Wet | R245fa | MinimizeLCOE_Brownfield | IgnoreSilica | 0.85995 | 0.079327 | 0.0026627 | 4 | 675785.721 | 2178690.0643 | 13776.806 | 44415.5439 | 41.0112 | 2.8496 | 33.7912 | 54215.8184 | 0 | 58524.9897 | 0 | 0 | 0 | 12409.1283 | 48808.4752 | 126989.6404 | 86673.0389 | 387621.0907 | 961560.8286 | 5848359.5185 | 5848359.5185 | 6843374.6835 | 3315138.9113 | 0 | 7197541.4379 | 23204414.5512 | 177.8279 | 0.010651 | 675785.721 | 2178690.0643 | 13776.806 | 44415.5439
1 | 1600 | 707 | 0.04 | 15 | 15 | 7 | 2.3714e-13 | 5spot_SharedNeighbor | CO2 | Porous | Wet | R245fa | MinimizeLCOE_Brownfield | IgnoreSilica | 1.1458 | 0.11452 | 0.0038943 | 4 | 469081.3406 | 1496674.9618 | 9562.8576 | 30511.7435 | 41.9895 | 2.9291 | 82.1736 | 69058.2199 | 0 | 76845.1483 | 0 | 0 | 0 | 14555.3282 | 62578.8916 | 162817.4392 | 111126.2478 | 496981.2751 | 961560.8286 | 5848359.5185 | 5848359.5185 | 6843374.6835 | 3315138.9113 | 0 | 7306901.6222 | 23313774.7355 | 237.1374 | 0.015577 | 469081.3406 | 1496674.9618 | 9562.8576 | 30511.7435
1 | 1600 | 707 | 0.04 | 15 | 15 | 7 | 3.1623e-13 | 5spot_SharedNeighbor | CO2 | Porous | Wet | R245fa | MinimizeLCOE_Brownfield | IgnoreSilica | 1.4958 | 0.15819 | 0.0055549 | 4 | 334220.0151 | 1054619.4569 | 6813.5271 | 21499.8441 | 42.7621 | 2.9863 | 113.1725 | 85725.3111 | 0 | 98033.828 | 0 | 0 | 0 | 15211.2195 | 77598.4399 | 201895.2229 | 137797.6382 | 616261.6596 | 961560.8286 | 5848359.5185 | 5848359.5185 | 6843374.6835 | 3315138.9113 | 0 | 7426182.0067 | 23433055.12 | 316.2278 | 0.022219 | 334220.0151 | 1054619.4569 | 6813.5271 | 21499.8441
1 | 1600 | 707 | 0.04 | 15 | 15 | 7 | 4.217e-13 | 5spot_SharedNeighbor | CO2 | Porous | Wet | R245fa | MinimizeLCOE_Brownfield | IgnoreSilica | 1.982 | 0.21854 | 0.0077998 | 4 | 243100.9914 | 756157.7577 | 4955.9425 | 15415.2987 | 43.4412 | 3.0329 | 156.5781 | 106946.0958 | 0 | 125820.0107 | 0 | 0 | 0 | 17324.6904 | 97535.4108 | 253767.1316 | 173201.2817 | 774594.6209 | 961560.8286 | 5848359.5185 | 5848359.5185 | 6843374.6835 | 3315138.9113 | 0 | 7584514.968 | 23591388.0813 | 421.6965 | 0.031199 | 243100.9914 | 756157.7577 | 4955.9425 | 15415.2987
1 | 1600 | 707 | 0.04 | 15 | 15 | 7 | 5.6234e-13 | 5spot_SharedNeighbor | CO2 | Porous | Wet | R245fa | MinimizeLCOE_Brownfield | IgnoreSilica | 2.5766 | 0.29295 | 0.010782 | 4 | 179846.6133 | 551010.8737 | 3666.4165 | 11233.102 | 43.9592 | 3.0664 | 36.8971 | 130766.3664 | 0 | 157926.2377 | 0 | 0 | 0 | 16792.7585 | 119139.2914 | 309975.9975 | 211564.9876 | 946165.6392 | 961560.8286 | 5848359.5185 | 5848359.5185 | 6843374.6835 | 3315138.9113 | 0 | 7756085.9863 | 23762959.0996 | 562.3413 | 0.043126 | 179846.6133 | 551010.8737 | 3666.4165 | 11233.102
1 | 1600 | 707 | 0.04 | 15 | 15 | 7 | 7.4989e-13 | 5spot_SharedNeighbor | CO2 | Porous | Wet | R245fa | MinimizeLCOE_Brownfield | IgnoreSilica | 3.364 | 0.39139 | 0.014759 | 4 | 134963.6502 | 406100.6414 | 2751.4166 | 8278.9109 | 44.3856 | 3.0925 | 42.0906 | 159791.1961 | 0 | 198157.4285 | 0 | 0 | 0 | 15869.1651 | 145788.938 | 379312.9111 | 258888.856 | 1157808.4947 | 961560.8286 | 5848359.5185 | 5848359.5185 | 6843374.6835 | 3315138.9113 | 0 | 7967728.8418 | 23974601.9551 | 749.8942 | 0.059036 | 134963.6502 | 406100.6414 | 2751.4166 | 8278.9109
1 | 1600 | 707 | 0.04 | 15 | 15 | 7 | 1e-12 | 5spot_SharedNeighbor | CO2 | Porous | Wet | R245fa | MinimizeLCOE_Brownfield | IgnoreSilica | 4.2479 | 0.50311 | 0.019883 | 4 | 102487.3202 | 303746.0005 | 2089.3426 | 6192.2731 | 44.6874 | 3.1103 | 36.5505 | 189940.2649 | 0 | 241046.8398 | 0 | 0 | 0 | 2070.255 | 168892.3703 | 439423.3029 | 299915.4335 | 1341288.4665 | 961560.8286 | 5848359.5185 | 5848359.5185 | 6843374.6835 | 3315138.9113 | 0 | 8151208.8137 | 24158081.927 | 1000 | 0.079534 | 102487.3202 | 303746.0005 | 2089.3426 | 6192.2731
1 | 1600 | 707 | 0.04 | 15 | 15 | 7 | 1.3335e-12 | 5spot_SharedNeighbor | CO2 | Porous | Wet | R245fa | MinimizeLCOE_Brownfield | IgnoreSilica | 5.6582 | 0.67887 | 0.026957 | 4 | 78671.8131 | 227120.9998 | 1603.8313 | 4630.1688 | 44.9816 | 3.1271 | 48.3513 | 234302.9907 | 0 | 305868.4242 | 0 | 0 | 0 | 0 | 210666.8518 | 548111.9347 | 374097.658 | 1673047.8595 | 961560.8286 | 5848359.5185 | 5848359.5185 | 6843374.6835 | 3315138.9113 | 0 | 8482968.2067 | 24489841.32 | 1333.5214 | 0.10783 | 78671.8131 | 227120.9998 | 1603.8313 | 4630.1688
1 | 1600 | 707 | 0.04 | 15 | 15 | 7 | 1.7783e-12 | 5spot_SharedNeighbor | CO2 | Porous | Wet | R245fa | MinimizeLCOE_Brownfield | IgnoreSilica | 7.5607 | 0.91605 | 0.036431 | 4 | 61140.9541 | 170985.3616 | 1246.441 | 3485.7679 | 45.2058 | 3.1386 | 44.462 | 289066.0829 | 0 | 388335.2092 | 0 | 0 | 0 | 532.2524 | 264394.0824 | 687899.1676 | 469505.3168 | 2099732.1112 | 961560.8286 | 5848359.5185 | 5848359.5185 | 6843374.6835 | 3315138.9113 | 0 | 8909652.4584 | 24916525.5717 | 1778.2794 | 0.14572 | 61140.9541 | 170985.3616 | 1246.441 | 3485.7679
1 | 1600 | 707 | 0.04 | 15 | 15 | 7 | 2.3714e-12 | 5spot_SharedNeighbor | CO2 | Porous | Wet | R245fa | MinimizeLCOE_Brownfield | IgnoreSilica | 10.0868 | 1.2309 | 0.049008 | 4 | 48123.7811 | 129778.46 | 981.0684 | 2645.7094 | 45.3698 | 3.1462 | 41.4084 | 355622.1429 | 0 | 491530.7008 | 0 | 0 | 0 | 0 | 330389.609 | 859605.9904 | 586698.7516 | 2623847.1947 | 961560.8286 | 5848359.5185 | 5848359.5185 | 6843374.6835 | 3315138.9113 | 0 | 9433767.5419 | 25440640.6552 | 2371.3737 | 0.19603 | 48123.7811 | 129778.46 | 981.0684 | 2645.7094
1 | 1600 | 707 | 0.04 | 15 | 15 | 7 | 3.1623e-12 | 5spot_SharedNeighbor | CO2 | Porous | Wet | R245fa | MinimizeLCOE_Brownfield | IgnoreSilica | 13.4508 | 1.6503 | 0.065693 | 4 | 38385.6255 | 99301.3896 | 782.5429 | 2024.3931 | 45.4813 | 3.1497 | 57.3781 | 436768.432 | 0 | 621166.985 | 0 | 0 | 0 | 0 | 412594.8126 | 1073487.0677 | 732676.9816 | 3276694.279 | 961560.8286 | 5848359.5185 | 5848359.5185 | 6843374.6835 | 3315138.9113 | 0 | 10086614.6261 | 26093487.7394 | 3162.2777 | 0.26277 | 38385.6255 | 99301.3896 | 782.5429 | 2024.3931
1 | 1600 | 707 | 0.04 | 15 | 15 | 7 | 4.217e-12 | 5spot_SharedNeighbor | CO2 | Porous | Wet | R245fa | MinimizeLCOE_Brownfield | IgnoreSilica | 17.9091 | 2.206 | 0.087675 | 4 | 31061.8868 | 76704.3972 | 633.2386 | 1563.7229 | 45.5433 | 3.1489 | 47.3424 | 535183.8663 | 0 | 783246.6909 | 0 | 0 | 0 | 0 | 514187.9173 | 1337811.4864 | 913083.8288 | 4083513.7897 | 961560.8286 | 5848359.5185 | 5848359.5185 | 6843374.6835 | 3315138.9113 | 0 | 10893434.1369 | 26900307.2502 | 4216.965 | 0.3507 | 31061.8868 | 76704.3972 | 633.2386 | 1563.7229
1 | 1600 | 707 | 0.04 | 15 | 15 | 7 | 5.6234e-12 | 5spot_SharedNeighbor | CO2 | Porous | Wet | R245fa | MinimizeLCOE_Brownfield | IgnoreSilica | 23.8406 | 2.9458 | 0.11656 | 4 | 25511.9853 | 59843.7105 | 520.0963 | 1219.995 | 45.5471 | 3.1408 | 54.7853 | 654728.4209 | 0 | 986992.0045 | 0 | 0 | 0 | 0 | 640270.9659 | 1665853.7156 | 1136979.3908 | 5084824.4976 | 961560.8286 | 5848359.5185 | 5848359.5185 | 6843374.6835 | 3315138.9113 | 0 | 11894744.8447 | 27901617.958 | 5623.4133 | 0.46624 | 25511.9853 | 59843.7105 | 520.0963 | 1219.995
1 | 1600 | 707 | 0.04 | 15 | 15 | 7 | 7.4989e-12 | 5spot_SharedNeighbor | CO2 | Porous | Wet | R245fa | MinimizeLCOE_Brownfield | IgnoreSilica | 31.6533 | 3.9201 | 0.15382 | 4 | 21329.849 | 47345.7855 | 434.8378 | 965.2079 | 45.4775 | 3.1229 | 50.6575 | 797947.5732 | 0 | 1240547.1372 | 0 | 0 | 0 | 0 | 795012.9371 | 2068460.5826 | 1411766.8503 | 6313735.0804 | 961560.8286 | 5848359.5185 | 5848359.5185 | 6843374.6835 | 3315138.9113 | 0 | 13123655.4275 | 29130528.5408 | 7498.9421 | 0.61527 | 21329.849 | 47345.7855 | 434.8378 | 965.2079
1 | 1600 | 707 | 0.04 | 15 | 15 | 7 | 1e-11 | 5spot_SharedNeighbor | CO2 | Porous | Wet | R245fa | MinimizeLCOE_Brownfield | IgnoreSilica | 41.8728 | 5.1944 | 0.20071 | 4 | 18209.5928 | 38147.6982 | 371.2272 | 777.6924 | 45.2971 | 3.0889 | 41.0332 | 967007.7202 | 0 | 1554340.2619 | 0 | 0 | 0 | 0 | 983325.713 | 2558411.7975 | 1746168.6219 | 7809254.1146 | 961560.8286 | 5848359.5185 | 5848359.5185 | 6843374.6835 | 3315138.9113 | 0 | 14619174.4617 | 30626047.575 | 10000 | 0.80283 | 18209.5928 | 38147.6982 | 371.2272 | 777.6924
1 | 1600 | 707 | 0.04 | 15 | 15 | 7 | 1.3335e-11 | 5spot_SharedNeighbor | CO2 | Porous | Wet | R245fa | MinimizeLCOE_Brownfield | IgnoreSilica | 55.0763 | 6.8395 | 0.25697 | 4 | 15964.5495 | 31537.52 | 325.4589 | 642.935 | 44.9325 | 3.0271 | 55.8369 | 1160877.386 | 0 | 1938462.6889 | 0 | 0 | 0 | 0 | 1208742.6292 | 3144900.374 | 2146459.1265 | 9599442.2045 | 961560.8286 | 5848359.5185 | 5848359.5185 | 6843374.6835 | 3315138.9113 | 0 | 16409362.5516 | 32416235.6649 | 13335.2143 | 1.0279 | 15964.5495 | 31537.52 | 325.4589 | 642.935
1 | 1600 | 707 | 0.04 | 15 | 15 | 7 | 1.7783e-11 | 5spot_SharedNeighbor | CO2 | Porous | Wet | R245fa | MinimizeLCOE_Brownfield | IgnoreSilica | 71.683 | 8.8986 | 0.31817 | 4 | 14516.3624 | 27093.4916 | 295.9357 | 552.3375 | 44.2649 | 2.9218 | 48.5548 | 1370274.3173 | 0 | 2395968.3562 | 0 | 0 | 0 | 0 | 1468834.6427 | 3821606.4408 | 2608324.922 | 11665008.6789 | 961560.8286 | 5848359.5185 | 5848359.5185 | 6843374.6835 | 3315138.9113 | 0 | 18474929.0261 | 34481802.1394 | 17782.7941 | 1.2727 | 14516.3624 | 27093.4916 | 295.9357 | 552.3375
1 | 1600 | 707 | 0.04 | 15 | 15 | 7 | 2.3714e-11 | 5spot_SharedNeighbor | CO2 | Porous | Wet | R245fa | MinimizeLCOE_Brownfield | IgnoreSilica | 91.946 | 11.3887 | 0.37286 | 4 | 13913.2173 | 24645.6885 | 283.6398 | 502.4357 | 43.119 | 2.7487 | 47.9291 | 1575427.9158 | 0 | 2925609.8551 | 0 | 0 | 0 | 0 | 1755404.7306 | 4567203.0261 | 3117209.912 | 13940855.4396 | 961560.8286 | 5848359.5185 | 5848359.5185 | 6843374.6835 | 3315138.9113 | 0 | 20750775.7868 | 36757648.9001 | 23713.7371 | 1.4914 | 13913.2173 | 24645.6885 | 283.6398 | 502.4357
1 | 1600 | 707 | 0.04 | 15 | 15 | 7 | 3.1623e-11 | 5spot_SharedNeighbor | CO2 | Porous | Wet | R245fa | MinimizeLCOE_Brownfield | IgnoreSilica | 94.4077 | 11.6874 | 0.3774 | 4 | 13915.5771 | 24518.8305 | 283.6879 | 499.8495 | 42.9443 | 2.7231 | 67.3564 | 1595970.8353 | 0 | 2987864.223 | 0 | 0 | 0 | 0 | 1787695.6728 | 4651217.4337 | 3174551.4715 | 14197299.6362 | 961560.8286 | 5848359.5185 | 5848359.5185 | 6843374.6835 | 3315138.9113 | 0 | 21007219.9834 | 37014093.0967 | 31622.7766 | 1.5096 | 13915.5771 | 24518.8305 | 283.6879 | 499.8495
1 | 1600 | 707 | 0.04 | 15 | 15 | 7 | 4.217e-11 | 5spot_SharedNeighbor | CO2 | Porous | Wet | R245fa | MinimizeLCOE_Brownfield | IgnoreSilica | 94.3003 | 11.6721 | 0.37699 | 4 | 13921.5069 | 24536.3584 | 283.8087 | 500.2069 | 42.9431 | 2.7235 | 77.8704 | 1594619.1517 | 0 | 2984692.1495 | 0 | 0 | 0 | 0 | 1785931.4075 | 4646627.1773 | 3171418.5272 | 14183288.4131 | 961560.8286 | 5848359.5185 | 5848359.5185 | 6843374.6835 | 3315138.9113 | 0 | 20993208.7603 | 37000081.8736 | 42169.6503 | 1.508 | 13921.5069 | 24536.3584 | 283.8087 | 500.2069
1 | 1600 | 707 | 0.04 | 15 | 15 | 7 | 5.6234e-11 | 5spot_SharedNeighbor | CO2 | Porous | Wet | R245fa | MinimizeLCOE_Brownfield | IgnoreSilica | 94.2102 | 11.6593 | 0.37666 | 4 | 13926.2104 | 24550.5185 | 283.9046 | 500.4955 | 42.9425 | 2.7238 | 67.8242 | 1593508.1149 | 0 | 2982058.0655 | 0 | 0 | 0 | 0 | 1784470.8104 | 4642827.0033 | 3168824.8303 | 14171688.8245 | 961560.8286 | 5848359.5185 | 5848359.5185 | 6843374.6835 | 3315138.9113 | 0 | 20981609.1717 | 36988482.285 | 56234.1325 | 1.5066 | 13926.2104 | 24550.5185 | 283.9046 | 500.4955
1 | 1600 | 707 | 0.04 | 15 | 15 | 7 | 7.4989e-11 | 5spot_SharedNeighbor | CO2 | Porous | Wet | R245fa | MinimizeLCOE_Brownfield | IgnoreSilica | 94.1371 | 11.649 | 0.37639 | 4 | 13929.9061 | 24561.7721 | 283.98 | 500.7249 | 42.9422 | 2.7241 | 70.9491 | 1592616.2258 | 0 | 2979930.9082 | 0 | 0 | 0 | 0 | 1783293.3823 | 4639763.5769 | 3166733.9788 | 14162338.072 | 961560.8286 | 5848359.5185 | 5848359.5185 | 6843374.6835 | 3315138.9113 | 0 | 20972258.4192 | 36979131.5325 | 74989.4209 | 1.5056 | 13929.9061 | 24561.7721 | 283.98 | 500.7249
1 | 1600 | 707 | 0.04 | 15 | 15 | 7 | 1e-10 | 5spot_SharedNeighbor | CO2 | Porous | Wet | R245fa | MinimizeLCOE_Brownfield | IgnoreSilica | 94.0787 | 11.6408 | 0.37618 | 4 | 13932.7834 | 24570.604 | 284.0386 | 500.905 | 42.9421 | 2.7243 | 66.7408 | 1591911.4551 | 0 | 2978243.1863 | 0 | 0 | 0 | 0 | 1782360.3101 | 4637335.9146 | 3165077.0494 | 14154927.9155 | 961560.8286 | 5848359.5185 | 5848359.5185 | 6843374.6835 | 3315138.9113 | 0 | 20964848.2626 | 36971721.3759 | 100000 | 1.5047 | 13932.7834 | 24570.604 | 284.0386 | 500.905
1 | 1600 | 707 | 0.04 | 15 | 15 | 7 | 1.3335e-10 | 5spot_SharedNeighbor | CO2 | Porous | Wet | R245fa | MinimizeLCOE_Brownfield | IgnoreSilica | 94.0445 | 11.6359 | 0.37604 | 4 | 13935.0054 | 24576.851 | 284.0839 | 501.0324 | 42.9413 | 2.7244 | 72.1717 | 1591458.5014 | 0 | 2977215.0757 | 0 | 0 | 0 | 0 | 1781782.6951 | 4635833.0787 | 3164051.3331 | 14150340.684 | 961560.8286 | 5848359.5185 | 5848359.5185 | 6843374.6835 | 3315138.9113 | 0 | 20960261.0312 | 36967134.1445 | 133352.1432 | 1.5041 | 13935.0054 | 24576.851 | 284.0839 | 501.0324
1 | 1600 | 707 | 0.04 | 15 | 15 | 7 | 1.7783e-10 | 5spot_SharedNeighbor | CO2 | Porous | Wet | R245fa | MinimizeLCOE_Brownfield | IgnoreSilica | 94.0056 | 11.6305 | 0.3759 | 4 | 13936.7099 | 24582.3095 | 284.1187 | 501.1436 | 42.9415 | 2.7245 | 69.2661 | 1591005.793 | 0 | 2976108.8828 | 0 | 0 | 0 | 0 | 1781174.7236 | 4634251.2616 | 3162971.7104 | 14145512.3713 | 961560.8286 | 5848359.5185 | 5848359.5185 | 6843374.6835 | 3315138.9113 | 0 | 20955432.7185 | 36962305.8318 | 177827.941 | 1.5036 | 13936.7099 | 24582.3095 | 284.1187 | 501.1436
1 | 1600 | 707 | 0.04 | 15 | 15 | 7 | 2.3714e-10 | 5spot_SharedNeighbor | CO2 | Porous | Wet | R245fa | MinimizeLCOE_Brownfield | IgnoreSilica | 93.9861 | 11.6277 | 0.37582 | 4 | 13938.0106 | 24585.9318 | 284.1452 | 501.2175 | 42.941 | 2.7246 | 67.9979 | 1590746.4463 | 0 | 2975524.4231 | 0 | 0 | 0 | 0 | 1780845.6391 | 4633395.0512 | 3162387.3292 | 14142898.889 | 961560.8286 | 5848359.5185 | 5848359.5185 | 6843374.6835 | 3315138.9113 | 0 | 20952819.2362 | 36959692.3495 | 237137.3706 | 1.5033 | 13938.0106 | 24585.9318 | 284.1452 | 501.2175
1 | 1600 | 707 | 0.04 | 15 | 15 | 7 | 3.1623e-10 | 5spot_SharedNeighbor | CO2 | Porous | Wet | R245fa | MinimizeLCOE_Brownfield | IgnoreSilica | 93.9667 | 11.625 | 0.37575 | 4 | 13938.999 | 24588.9311 | 284.1653 | 501.2786 | 42.941 | 2.7246 | 66.9161 | 1590510.4029 | 0 | 2974962.7351 | 0 | 0 | 0 | 0 | 1780534.5238 | 4632585.5932 | 3161834.8575 | 14140428.1125 | 961560.8286 | 5848359.5185 | 5848359.5185 | 6843374.6835 | 3315138.9113 | 0 | 20950348.4597 | 36957221.573 | 316227.766 | 1.503 | 13938.999 | 24588.9311 | 284.1653 | 501.2786
1 | 1600 | 707 | 0.04 | 15 | 15 | 7 | 4.217e-10 | 5spot_SharedNeighbor | CO2 | Porous | Wet | R245fa | MinimizeLCOE_Brownfield | IgnoreSilica | 93.9519 | 11.6229 | 0.3757 | 4 | 13939.7477 | 24591.2073 | 284.1806 | 501.325 | 42.9409 | 2.7247 | 75.1468 | 1590330.9917 | 0 | 2974535.4003 | 0 | 0 | 0 | 0 | 1780297.8929 | 4631969.928 | 3161414.6533 | 14138548.8661 | 961560.8286 | 5848359.5185 | 5848359.5185 | 6843374.6835 | 3315138.9113 | 0 | 20948469.2133 | 36955342.3266 | 421696.5034 | 1.5028 | 13939.7477 | 24591.2073 | 284.1806 | 501.325
1 | 1600 | 707 | 0.04 | 15 | 15 | 7 | 5.6234e-10 | 5spot_SharedNeighbor | CO2 | Porous | Wet | R245fa | MinimizeLCOE_Brownfield | IgnoreSilica | 93.9324 | 11.6203 | 0.37564 | 4 | 13940.3135 | 24593.3646 | 284.1921 | 501.369 | 42.9415 | 2.7248 | 74.481 | 1590126.3235 | 0 | 2974004.0772 | 0 | 0 | 0 | 0 | 1780010.8563 | 4631223.1175 | 3160904.9398 | 14136269.3143 | 961560.8286 | 5848359.5185 | 5848359.5185 | 6843374.6835 | 3315138.9113 | 0 | 20946189.6614 | 36953062.7748 | 562341.3252 | 1.5026 | 13940.3135 | 24593.3646 | 284.1921 | 501.369
1 | 1600 | 707 | 0.04 | 15 | 15 | 7 | 7.4989e-10 | 5spot_SharedNeighbor | CO2 | Porous | Wet | R245fa | MinimizeLCOE_Brownfield | IgnoreSilica | 93.9324 | 11.6202 | 0.37563 | 4 | 13940.7402 | 24594.2138 | 284.2008 | 501.3863 | 42.9409 | 2.7248 | 72.5945 | 1590094.9409 | 0 | 2973974.2517 | 0 | 0 | 0 | 0 | 1779986.9851 | 4631161.0097 | 3160862.5499 | 14136079.7372 | 961560.8286 | 5848359.5185 | 5848359.5185 | 6843374.6835 | 3315138.9113 | 0 | 20946000.0844 | 36952873.1977 | 749894.2093 | 1.5025 | 13940.7402 | 24594.2138 | 284.2008 | 501.3863
1 | 1600 | 707 | 0.04 | 15 | 15 | 7 | 1e-09 | 5spot_SharedNeighbor | CO2 | Porous | Wet | R245fa | MinimizeLCOE_Brownfield | IgnoreSilica | 93.9324 | 11.6201 | 0.37561 | 4 | 13941.0616 | 24594.8534 | 284.2074 | 501.3994 | 42.9404 | 2.7247 | 74.2925 | 1590071.3159 | 0 | 2973951.8333 | 0 | 0 | 0 | 0 | 1779969.0282 | 4631114.2895 | 3160830.6625 | 14135937.1293 | 961560.8286 | 5848359.5185 | 5848359.5185 | 6843374.6835 | 3315138.9113 | 0 | 20945857.4765 | 36952730.5898 | 1000000 | 1.5025 | 13941.0616 | 24594.8534 | 284.2074 | 501.3994
1 | 1600 | 707 | 0.04 | 15 | 15 | 7 | 1.3335e-09 | 5spot_SharedNeighbor | CO2 | Porous | Wet | R245fa | MinimizeLCOE_Brownfield | IgnoreSilica | 93.913 | 11.6176 | 0.37557 | 4 | 13941.3033 | 24596.3657 | 284.2123 | 501.4302 | 42.9414 | 2.7249 | 72.3171 | 1589890.5656 | 0 | 2973443.4017 | 0 | 0 | 0 | 0 | 1779700.2472 | 4630414.9765 | 3160353.367 | 14133802.558 | 961560.8286 | 5848359.5185 | 5848359.5185 | 6843374.6835 | 3315138.9113 | 0 | 20943722.9051 | 36950596.0184 | 1333521.4322 | 1.5023 | 13941.3033 | 24596.3657 | 284.2123 | 501.4302
1 | 1600 | 707 | 0.04 | 15 | 15 | 7 | 1.7783e-09 | 5spot_SharedNeighbor | CO2 | Porous | Wet | R245fa | MinimizeLCOE_Brownfield | IgnoreSilica | 93.913 | 11.6176 | 0.37556 | 4 | 13941.4851 | 24596.7272 | 284.216 | 501.4376 | 42.9412 | 2.7249 | 72.4842 | 1589877.2246 | 0 | 2973430.7687 | 0 | 0 | 0 | 0 | 1779690.1174 | 4630388.6208 | 3160335.3787 | 14133722.1101 | 961560.8286 | 5848359.5185 | 5848359.5185 | 6843374.6835 | 3315138.9113 | 0 | 20943642.4572 | 36950515.5705 | 1778279.41 | 1.5023 | 13941.4851 | 24596.7272 | 284.216 | 501.4376
1 | 1600 | 707 | 0.04 | 15 | 15 | 7 | 2.3714e-09 | 5spot_SharedNeighbor | CO2 | Porous | Wet | R245fa | MinimizeLCOE_Brownfield | IgnoreSilica | 93.913 | 11.6175 | 0.37556 | 4 | 13941.6216 | 24596.9989 | 284.2188 | 501.4431 | 42.941 | 2.7249 | 1335.7513 | 1589867.2038 | 0 | 2973421.286 | 0 | 0 | 0 | 0 | 1779682.511 | 4630368.8307 | 3160321.8715 | 14133661.703 | 961560.8286 | 5848359.5185 | 5848359.5185 | 6843374.6835 | 3315138.9113 | 0 | 20943582.0502 | 36950455.1635 | 2371373.7057 | 1.5022 | 13941.6216 | 24596.9989 | 284.2188 | 501.4431
1 | 1600 | 707 | 0.04 | 15 | 15 | 7 | 3.1623e-09 | 5spot_SharedNeighbor | CO2 | Porous | Wet | R245fa | MinimizeLCOE_Brownfield | IgnoreSilica | 93.913 | 11.6175 | 0.37555 | 4 | 13941.7241 | 24597.2028 | 284.2209 | 501.4472 | 42.9408 | 2.7248 | 70.75 | 1589859.6801 | 0 | 2973414.1698 | 0 | 0 | 0 | 0 | 1779676.8014 | 4630353.9755 | 3160311.7325 | 14133616.3593 | 961560.8286 | 5848359.5185 | 5848359.5185 | 6843374.6835 | 3315138.9113 | 0 | 20943536.7065 | 36950409.8198 | 3162277.6602 | 1.5022 | 13941.7241 | 24597.2028 | 284.2209 | 501.4472
1 | 1600 | 707 | 0.04 | 15 | 15 | 7 | 4.217e-09 | 5spot_SharedNeighbor | CO2 | Porous | Wet | R245fa | MinimizeLCOE_Brownfield | IgnoreSilica | 93.9083 | 11.6169 | 0.37554 | 4 | 13941.8011 | 24597.6015 | 284.2225 | 501.4554 | 42.941 | 2.7249 | 71.1539 | 1589815.2275 | 0 | 2973291.7898 | 0 | 0 | 0 | 0 | 1779611.7368 | 4630184.6905 | 3160196.1921 | 14133099.6367 | 961560.8286 | 5848359.5185 | 5848359.5185 | 6843374.6835 | 3315138.9113 | 0 | 20943019.9839 | 36949893.0972 | 4216965.0343 | 1.5022 | 13941.8011 | 24597.6015 | 284.2225 | 501.4554
1 | 1600 | 707 | 0.04 | 15 | 15 | 7 | 5.6234e-09 | 5spot_SharedNeighbor | CO2 | Porous | Wet | R245fa | MinimizeLCOE_Brownfield | IgnoreSilica | 93.9083 | 11.6169 | 0.37554 | 4 | 13941.8589 | 24597.7164 | 284.2237 | 501.4577 | 42.941 | 2.7249 | 71.6201 | 1589810.9907 | 0 | 2973287.7852 | 0 | 0 | 0 | 0 | 1779608.5226 | 4630176.3279 | 3160190.4844 | 14133074.1107 | 961560.8286 | 5848359.5185 | 5848359.5185 | 6843374.6835 | 3315138.9113 | 0 | 20942994.4578 | 36949867.5712 | 5623413.2519 | 1.5022 | 13941.8589 | 24597.7164 | 284.2237 | 501.4577
1 | 1600 | 707 | 0.04 | 15 | 15 | 7 | 7.4989e-09 | 5spot_SharedNeighbor | CO2 | Porous | Wet | R245fa | MinimizeLCOE_Brownfield | IgnoreSilica | 93.9083 | 11.6168 | 0.37554 | 4 | 13941.9022 | 24597.8026 | 284.2245 | 501.4595 | 42.9409 | 2.7249 | 73.3935 | 1589807.8118 | 0 | 2973284.7812 | 0 | 0 | 0 | 0 | 1779606.1113 | 4630170.0541 | 3160186.2024 | 14133054.9609 | 961560.8286 | 5848359.5185 | 5848359.5185 | 6843374.6835 | 3315138.9113 | 0 | 20942975.308 | 36949848.4213 | 7498942.0933 | 1.5022 | 13941.9022 | 24597.8026 | 284.2245 | 501.4595
1 | 1600 | 707 | 0.04 | 15 | 15 | 7 | 1e-08 | 5spot_SharedNeighbor | CO2 | Porous | Wet | R245fa | MinimizeLCOE_Brownfield | IgnoreSilica | 93.9083 | 11.6168 | 0.37554 | 4 | 13941.9347 | 24597.8673 | 284.2252 | 501.4608 | 42.9408 | 2.7249 | 71.6113 | 1589805.4271 | 0 | 2973282.528 | 0 | 0 | 0 | 0 | 1779604.3025 | 4630165.348 | 3160182.9904 | 14133040.5961 | 961560.8286 | 5848359.5185 | 5848359.5185 | 6843374.6835 | 3315138.9113 | 0 | 20942960.9432 | 36949834.0565 | 10000000 | 1.5022 | 13941.9347 | 24597.8673 | 284.2252 | 501.4608
1 | 1700 | 707 | 0.04 | 15 | 15 | 7 | 1e-13 | 5spot_SharedNeighbor | CO2 | Porous | Wet | R245fa | MinimizeLCOE_Brownfield | IgnoreSilica | 0.51156 | 0.032679 | 0.0011891 | 4 | 1562681.1446 | 5071009.5274 | 31857.3688 | 103379.3883 | 40.2418 | 2.9559 | 32.2445 | 35420.097 | 0 | 33168.2355 | 0 | 0 | 0 | 14001.9897 | 32210.2257 | 83804.4 | 57198.225 | 255803.173 | 961560.8286 | 6215678.3853 | 6215678.3853 | 7036927.9594 | 3435093.2969 | 0 | 7433042.3869 | 24120742.0286 | 100 | 0.0047566 | 1562681.1446 | 5071009.5274 | 31857.3688 | 103379.3883
1 | 1700 | 707 | 0.04 | 15 | 15 | 7 | 1.3335e-13 | 5spot_SharedNeighbor | CO2 | Porous | Wet | R245fa | MinimizeLCOE_Brownfield | IgnoreSilica | 0.69881 | 0.055005 | 0.0019262 | 4 | 976487.8101 | 3142390.3745 | 19907.0248 | 64061.8782 | 41.8646 | 3.1163 | 43.9013 | 47617.117 | 0 | 46497.1425 | 0 | 0 | 0 | 17706.7565 | 43610.1963 | 113464.785 | 77442.0472 | 346338.0446 | 961560.8286 | 6215678.3853 | 6215678.3853 | 7036927.9594 | 3435093.2969 | 0 | 7523577.2586 | 24211276.9003 | 133.3521 | 0.0077047 | 976487.8101 | 3142390.3745 | 19907.0248 | 64061.8782
1 | 1700 | 707 | 0.04 | 15 | 15 | 7 | 1.7783e-13 | 5spot_SharedNeighbor | CO2 | Porous | Wet | R245fa | MinimizeLCOE_Brownfield | IgnoreSilica | 0.91829 | 0.082181 | 0.0029557 | 4 | 644325.5221 | 2055814.5143 | 13135.4473 | 41910.5596 | 43.1127 | 3.2259 | 31.8344 | 60768.2008 | 0 | 61281.0572 | 0 | 0 | 0 | 20163.3919 | 55462.9335 | 144303.1759 | 98489.8827 | 440468.6419 | 961560.8286 | 6215678.3853 | 6215678.3853 | 7036927.9594 | 3435093.2969 | 0 | 7617707.8559 | 24305407.4976 | 177.8279 | 0.011823 | 644325.5221 | 2055814.5143 | 13135.4473 | 41910.5596
1 | 1700 | 707 | 0.04 | 15 | 15 | 7 | 2.3714e-13 | 5spot_SharedNeighbor | CO2 | Porous | Wet | R245fa | MinimizeLCOE_Brownfield | IgnoreSilica | 1.2236 | 0.11992 | 0.0043755 | 4 | 442350.9716 | 1395820.1053 | 9017.9229 | 28455.6808 | 44.2496 | 3.3159 | 91.2739 | 77565.7535 | 0 | 80714.3369 | 0 | 0 | 0 | 24083.386 | 71121.7558 | 185044.2195 | 126296.4821 | 564825.9338 | 961560.8286 | 6215678.3853 | 6215678.3853 | 7036927.9594 | 3435093.2969 | 0 | 7742065.1477 | 24429764.7894 | 237.1374 | 0.017502 | 442350.9716 | 1395820.1053 | 9017.9229 | 28455.6808
1 | 1700 | 707 | 0.04 | 15 | 15 | 7 | 3.1623e-13 | 5spot_SharedNeighbor | CO2 | Porous | Wet | R245fa | MinimizeLCOE_Brownfield | IgnoreSilica | 1.6125 | 0.16853 | 0.0063009 | 4 | 312924.0812 | 975042.0595 | 6379.3807 | 19877.5512 | 45.1757 | 3.3827 | 125.3116 | 97174.4024 | 0 | 104079.094 | 0 | 0 | 0 | 27835.6565 | 89344.7696 | 232456.7635 | 158656.5176 | 709547.2036 | 961560.8286 | 6215678.3853 | 6215678.3853 | 7036927.9594 | 3435093.2969 | 0 | 7886786.4176 | 24574486.0593 | 316.2278 | 0.025204 | 312924.0812 | 975042.0595 | 6379.3807 | 19877.5512
1 | 1700 | 707 | 0.04 | 15 | 15 | 7 | 4.217e-13 | 5spot_SharedNeighbor | CO2 | Porous | Wet | R245fa | MinimizeLCOE_Brownfield | IgnoreSilica | 2.1182 | 0.23203 | 0.0088945 | 4 | 226551.8256 | 695597.459 | 4618.5654 | 14180.6951 | 45.9363 | 3.4334 | 168.7431 | 120554.7585 | 0 | 132770.5629 | 0 | 0 | 0 | 31772.026 | 111187.9655 | 289288.2784 | 197445.1943 | 883018.7855 | 961560.8286 | 6215678.3853 | 6215678.3853 | 7036927.9594 | 3435093.2969 | 0 | 8060257.9994 | 24747957.6411 | 421.6965 | 0.035578 | 226551.8256 | 695597.459 | 4618.5654 | 14180.6951
1 | 1700 | 707 | 0.04 | 15 | 15 | 7 | 5.6234e-13 | 5spot_SharedNeighbor | CO2 | Porous | Wet | R245fa | MinimizeLCOE_Brownfield | IgnoreSilica | 2.7935 | 0.31685 | 0.012376 | 4 | 167194.0534 | 504296.5192 | 3408.4769 | 10280.7667 | 46.5677 | 3.4732 | 40.7337 | 149194.0828 | 0 | 168936.7369 | 0 | 0 | 0 | 36837.1043 | 138437.4904 | 360185.9525 | 245834.3137 | 1099425.6806 | 961560.8286 | 6215678.3853 | 6215678.3853 | 7036927.9594 | 3435093.2969 | 0 | 8276664.8945 | 24964364.5363 | 562.3413 | 0.049503 | 167194.0534 | 504296.5192 | 3408.4769 | 10280.7667
1 | 1700 | 707 | 0.04 | 15 | 15 | 7 | 7.4989e-13 | 5spot_SharedNeighbor | CO2 | Porous | Wet | R245fa | MinimizeLCOE_Brownfield | IgnoreSilica | 3.6561 | 0.42559 | 0.017008 | 4 | 125377.3574 | 370667.873 | 2555.987 | 7556.566 | 47.0615 | 3.5028 | 41.6037 | 182775.6485 | 0 | 212571.5251 | 0 | 0 | 0 | 41324.1635 | 170301.8214 | 443090.4057 | 302418.3065 | 1352481.8707 | 961560.8286 | 6215678.3853 | 6215678.3853 | 7036927.9594 | 3435093.2969 | 0 | 8529721.0846 | 25217420.7263 | 749.8942 | 0.068032 | 125377.3574 | 370667.873 | 2555.987 | 7556.566
1 | 1700 | 707 | 0.04 | 15 | 15 | 7 | 1e-12 | 5spot_SharedNeighbor | CO2 | Porous | Wet | R245fa | MinimizeLCOE_Brownfield | IgnoreSilica | 4.7567 | 0.56471 | 0.023144 | 4 | 95337.8946 | 275598.7573 | 1943.5919 | 5618.4534 | 47.4466 | 3.5249 | 54.9605 | 222223.7192 | 0 | 265259.1284 | 0 | 0 | 0 | 44825.1828 | 207600.1319 | 540132.9584 | 368651.8428 | 1648692.9635 | 961560.8286 | 6215678.3853 | 6215678.3853 | 7036927.9594 | 3435093.2969 | 0 | 8825932.1774 | 25513631.8191 | 1000 | 0.092575 | 95337.8946 | 275598.7573 | 1943.5919 | 5618.4534
1 | 1700 | 707 | 0.04 | 15 | 15 | 7 | 1.3335e-12 | 5spot_SharedNeighbor | CO2 | Porous | Wet | R245fa | MinimizeLCOE_Brownfield | IgnoreSilica | 6.1575 | 0.7421 | 0.031233 | 4 | 73415.5968 | 206991.1615 | 1496.6762 | 4219.7948 | 47.745 | 3.5413 | 54.7073 | 268545.6326 | 0 | 328800.8828 | 0 | 0 | 0 | 46652.6199 | 251159.6627 | 653465.9225 | 446003.9195 | 1994628.64 | 961560.8286 | 6215678.3853 | 6215678.3853 | 7036927.9594 | 3435093.2969 | 0 | 9171867.854 | 25859567.4957 | 1333.5214 | 0.12493 | 73415.5968 | 206991.1615 | 1496.6762 | 4219.7948
1 | 1700 | 707 | 0.04 | 15 | 15 | 7 | 1.7783e-12 | 5spot_SharedNeighbor | CO2 | Porous | Wet | R245fa | MinimizeLCOE_Brownfield | IgnoreSilica | 7.9286 | 0.96679 | 0.041837 | 4 | 57198.9474 | 156917.5667 | 1166.0779 | 3198.9768 | 47.974 | 3.5531 | 50.6653 | 322701.2923 | 0 | 405038.918 | 0 | 0 | 0 | 45487.8581 | 301558.9467 | 784594.521 | 535501.8824 | 2394883.4185 | 961560.8286 | 6215678.3853 | 6215678.3853 | 7036927.9594 | 3435093.2969 | 0 | 9572122.6325 | 26259822.2742 | 1778.2794 | 0.16735 | 57198.9474 | 156917.5667 | 1166.0779 | 3198.9768
1 | 1700 | 707 | 0.04 | 15 | 15 | 7 | 2.3714e-12 | 5spot_SharedNeighbor | CO2 | Porous | Wet | R245fa | MinimizeLCOE_Brownfield | IgnoreSilica | 10.1017 | 1.2433 | 0.055552 | 4 | 45058.7933 | 120158.8078 | 918.5844 | 2449.5998 | 48.1426 | 3.561 | 44.6376 | 384311.6053 | 0 | 493980.0142 | 0 | 0 | 0 | 37071.1098 | 356991.4644 | 928818.5614 | 633937.7535 | 2835110.5086 | 961560.8286 | 6215678.3853 | 6215678.3853 | 7036927.9594 | 3435093.2969 | 0 | 10012349.7225 | 26700049.3642 | 2371.3737 | 0.22221 | 45058.7933 | 120158.8078 | 918.5844 | 2449.5998
1 | 1700 | 707 | 0.04 | 15 | 15 | 7 | 3.1623e-12 | 5spot_SharedNeighbor | CO2 | Porous | Wet | R245fa | MinimizeLCOE_Brownfield | IgnoreSilica | 12.5688 | 1.559 | 0.072672 | 4 | 35769.7311 | 93177.0484 | 729.2144 | 1899.5402 | 48.2578 | 3.5655 | 57.2564 | 449514.0141 | 0 | 590324.3386 | 0 | 0 | 0 | 0 | 405536.9575 | 1055123.9764 | 720143.7945 | 3220643.0812 | 961560.8286 | 6215678.3853 | 6215678.3853 | 7036927.9594 | 3435093.2969 | 0 | 10397882.2951 | 27085581.9368 | 3162.2777 | 0.29069 | 35769.7311 | 93177.0484 | 729.2144 | 1899.5402
1 | 1700 | 707 | 0.04 | 15 | 15 | 7 | 4.217e-12 | 5spot_SharedNeighbor | CO2 | Porous | Wet | R245fa | MinimizeLCOE_Brownfield | IgnoreSilica | 16.7641 | 2.0898 | 0.097299 | 4 | 28770.4448 | 71647.6249 | 586.5244 | 1460.6337 | 48.3567 | 3.5661 | 50.5415 | 551982.5094 | 0 | 745990.4945 | 0 | 0 | 0 | 0 | 506209.4715 | 1317053.2071 | 898915.8766 | 4020151.5591 | 961560.8286 | 6215678.3853 | 6215678.3853 | 7036927.9594 | 3435093.2969 | 0 | 11197390.773 | 27885090.4147 | 4216.965 | 0.3892 | 28770.4448 | 71647.6249 | 586.5244 | 1460.6337
1 | 1700 | 707 | 0.04 | 15 | 15 | 7 | 5.6234e-12 | 5spot_SharedNeighbor | CO2 | Porous | Wet | R245fa | MinimizeLCOE_Brownfield | IgnoreSilica | 22.313 | 2.7918 | 0.1296 | 4 | 23500.4129 | 55690.3367 | 479.0877 | 1135.3228 | 48.3962 | 3.5606 | 51.8927 | 675882.4898 | 0 | 940290.7352 | 0 | 0 | 0 | 0 | 630307.5578 | 1639930.9715 | 1119286.5852 | 5005698.3396 | 961560.8286 | 6215678.3853 | 6215678.3853 | 7036927.9594 | 3435093.2969 | 0 | 12182937.5535 | 28870637.1952 | 5623.4133 | 0.51841 | 23500.4129 | 55690.3367 | 479.0877 | 1135.3228
1 | 1700 | 707 | 0.04 | 15 | 15 | 7 | 7.4989e-12 | 5spot_SharedNeighbor | CO2 | Porous | Wet | R245fa | MinimizeLCOE_Brownfield | IgnoreSilica | 29.6265 | 3.7169 | 0.17154 | 4 | 19519.8217 | 43840.7925 | 397.938 | 893.7539 | 48.3635 | 3.5459 | 48.4097 | 824775.5586 | 0 | 1182221.3755 | 0 | 0 | 0 | 0 | 782728.8043 | 2036499.789 | 1389952.9519 | 6216178.4793 | 961560.8286 | 6215678.3853 | 6215678.3853 | 7036927.9594 | 3435093.2969 | 0 | 13393417.6933 | 30081117.335 | 7498.9421 | 0.68614 | 19519.8217 | 43840.7925 | 397.938 | 893.7539
1 | 1700 | 707 | 0.04 | 15 | 15 | 7 | 1e-11 | 5spot_SharedNeighbor | CO2 | Porous | Wet | R245fa | MinimizeLCOE_Brownfield | IgnoreSilica | 39.2049 | 4.9289 | 0.22493 | 4 | 16526.7032 | 35074.359 | 336.9192 | 715.0383 | 48.2281 | 3.5159 | 50.4644 | 1001537.5842 | 0 | 1482007.3937 | 0 | 0 | 0 | 0 | 968582.5414 | 2520053.089 | 1719988.0152 | 7692168.6235 | 961560.8286 | 6215678.3853 | 6215678.3853 | 7036927.9594 | 3435093.2969 | 0 | 14869407.8374 | 31557107.4792 | 10000 | 0.89972 | 16526.7032 | 35074.359 | 336.9192 | 715.0383
1 | 1700 | 707 | 0.04 | 15 | 15 | 7 | 1.3335e-11 | 5spot_SharedNeighbor | CO2 | Porous | Wet | R245fa | MinimizeLCOE_Brownfield | IgnoreSilica | 51.5755 | 6.4934 | 0.29038 | 4 | 14324.8401 | 28691.729 | 292.0312 | 584.9197 | 47.9317 | 3.4609 | 45.6633 | 1206055.1152 | 0 | 1848786.4706 | 0 | 0 | 0 | 0 | 1191388.2184 | 3099747.7571 | 2115641.5377 | 9461619.0989 | 961560.8286 | 6215678.3853 | 6215678.3853 | 7036927.9594 | 3435093.2969 | 0 | 16638858.3129 | 33326557.9546 | 13335.2143 | 1.1615 | 14324.8401 | 28691.729 | 292.0312 | 584.9197
1 | 1700 | 707 | 0.04 | 15 | 15 | 7 | 1.7783e-11 | 5spot_SharedNeighbor | CO2 | Porous | Wet | R245fa | MinimizeLCOE_Brownfield | IgnoreSilica | 67.1781 | 8.4605 | 0.36509 | 4 | 12802.3786 | 24229.5442 | 260.9938 | 493.952 | 47.3707 | 3.366 | 51.9187 | 1431692.2611 | 0 | 2287330.7194 | 0 | 0 | 0 | 0 | 1450418.9624 | 3773692.6183 | 2575622.7536 | 11518757.3148 | 961560.8286 | 6215678.3853 | 6215678.3853 | 7036927.9594 | 3435093.2969 | 0 | 18695996.5288 | 35383696.1705 | 17782.7941 | 1.4604 | 12802.3786 | 24229.5442 | 260.9938 | 493.952
1 | 1700 | 707 | 0.04 | 15 | 15 | 7 | 2.3714e-11 | 5spot_SharedNeighbor | CO2 | Porous | Wet | R245fa | MinimizeLCOE_Brownfield | IgnoreSilica | 86.1849 | 10.8387 | 0.43978 | 4 | 11924.6344 | 21410.9939 | 243.0998 | 436.4921 | 46.3988 | 3.2108 | 44.3247 | 1661306.1371 | 0 | 2794154.9292 | 0 | 0 | 0 | 0 | 1737629.8158 | 4520956.344 | 3085645.6011 | 13799692.8272 | 961560.8286 | 6215678.3853 | 6215678.3853 | 7036927.9594 | 3435093.2969 | 0 | 20976932.0412 | 37664631.6829 | 23713.7371 | 1.7591 | 11924.6344 | 21410.9939 | 243.0998 | 436.4921
1 | 1700 | 707 | 0.04 | 15 | 15 | 7 | 3.1623e-11 | 5spot_SharedNeighbor | CO2 | Porous | Wet | R245fa | MinimizeLCOE_Brownfield | IgnoreSilica | 102.0501 | 12.8028 | 0.48416 | 4 | 11724.7287 | 20341.604 | 239.0245 | 414.6911 | 45.3362 | 3.0468 | 69.5808 | 1814594.0998 | 0 | 3199274.5937 | 0 | 0 | 0 | 0 | 1955408.7905 | 5087572.5634 | 3472372.8137 | 15529222.861 | 961560.8286 | 6215678.3853 | 6215678.3853 | 7036927.9594 | 3435093.2969 | 0 | 22706462.075 | 39394161.7167 | 31622.7766 | 1.9366 | 11724.7287 | 20341.604 | 239.0245 | 414.6911
1 | 1700 | 707 | 0.04 | 15 | 15 | 7 | 4.217e-11 | 5spot_SharedNeighbor | CO2 | Porous | Wet | R245fa | MinimizeLCOE_Brownfield | IgnoreSilica | 101.925 | 12.7845 | 0.4836 | 4 | 11729.8295 | 20356.7237 | 239.1284 | 414.9993 | 45.335 | 3.0474 | 73.9103 | 1812955.9598 | 0 | 3195584.2537 | 0 | 0 | 0 | 0 | 1953330.6833 | 5082165.7546 | 3468682.5556 | 15512719.207 | 961560.8286 | 6215678.3853 | 6215678.3853 | 7036927.9594 | 3435093.2969 | 0 | 22689958.4209 | 39377658.0626 | 42169.6503 | 1.9344 | 11729.8295 | 20356.7237 | 239.1284 | 414.9993
1 | 1700 | 707 | 0.04 | 15 | 15 | 7 | 5.6234e-11 | 5spot_SharedNeighbor | CO2 | Porous | Wet | R245fa | MinimizeLCOE_Brownfield | IgnoreSilica | 101.8324 | 12.7709 | 0.48317 | 4 | 11733.8577 | 20368.4269 | 239.2106 | 415.2379 | 45.3337 | 3.0477 | 75.852 | 1811715.9561 | 0 | 3192826.1982 | 0 | 0 | 0 | 0 | 1951771.4402 | 5078108.9239 | 3465913.6853 | 15500336.2036 | 961560.8286 | 6215678.3853 | 6215678.3853 | 7036927.9594 | 3435093.2969 | 0 | 22677575.4176 | 39365275.0593 | 56234.1325 | 1.9327 | 11733.8577 | 20368.4269 | 239.2106 | 415.2379
1 | 1700 | 707 | 0.04 | 15 | 15 | 7 | 7.4989e-11 | 5spot_SharedNeighbor | CO2 | Porous | Wet | R245fa | MinimizeLCOE_Brownfield | IgnoreSilica | 101.7741 | 12.762 | 0.48286 | 4 | 11737.0124 | 20377.0298 | 239.2749 | 415.4133 | 45.3317 | 3.0478 | 70.2458 | 1810867.5101 | 0 | 3191024.8823 | 0 | 0 | 0 | 0 | 1950738.0331 | 5075420.2106 | 3464078.5832 | 15492129.2194 | 961560.8286 | 6215678.3853 | 6215678.3853 | 7036927.9594 | 3435093.2969 | 0 | 22669368.4333 | 39357068.075 | 74989.4209 | 1.9314 | 11737.0124 | 20377.0298 | 239.2749 | 415.4133
1 | 1700 | 707 | 0.04 | 15 | 15 | 7 | 1e-10 | 5spot_SharedNeighbor | CO2 | Porous | Wet | R245fa | MinimizeLCOE_Brownfield | IgnoreSilica | 101.7009 | 12.7516 | 0.48256 | 4 | 11739.4622 | 20384.8156 | 239.3248 | 415.572 | 45.3321 | 3.0482 | 73.7097 | 1809971.2285 | 0 | 3188930.388 | 0 | 0 | 0 | 0 | 1949571.6304 | 5072385.4703 | 3462007.3106 | 15482866.0278 | 961560.8286 | 6215678.3853 | 6215678.3853 | 7036927.9594 | 3435093.2969 | 0 | 22660105.2418 | 39347804.8835 | 100000 | 1.9303 | 11739.4622 | 20384.8156 | 239.3248 | 415.572
1 | 1700 | 707 | 0.04 | 15 | 15 | 7 | 1.3335e-10 | 5spot_SharedNeighbor | CO2 | Porous | Wet | R245fa | MinimizeLCOE_Brownfield | IgnoreSilica | 101.6692 | 12.7467 | 0.48239 | 4 | 11741.3505 | 20389.8334 | 239.3633 | 415.6743 | 45.3307 | 3.0482 | 69.8554 | 1809492.7936 | 0 | 3187937.859 | 0 | 0 | 0 | 0 | 1948997.9545 | 5070892.8832 | 3460988.5892 | 15478310.0796 | 961560.8286 | 6215678.3853 | 6215678.3853 | 7036927.9594 | 3435093.2969 | 0 | 22655549.2936 | 39343248.9353 | 133352.1432 | 1.9296 | 11741.3505 | 20389.8334 | 239.3633 | 415.6743
1 | 1700 | 707 | 0.04 | 15 | 15 | 7 | 1.7783e-10 | 5spot_SharedNeighbor | CO2 | Porous | Wet | R245fa | MinimizeLCOE_Brownfield | IgnoreSilica | 101.6233 | 12.7403 | 0.48221 | 4 | 11742.7971 | 20394.5389 | 239.3928 | 415.7703 | 45.3312 | 3.0485 | 75.9433 | 1808941.103 | 0 | 3186635.0724 | 0 | 0 | 0 | 0 | 1948274.7084 | 5069011.1452 | 3459704.2644 | 15472566.2934 | 961560.8286 | 6215678.3853 | 6215678.3853 | 7036927.9594 | 3435093.2969 | 0 | 22649805.5074 | 39337505.1491 | 177827.941 | 1.9288 | 11742.7971 | 20394.5389 | 239.3928 | 415.7703
1 | 1700 | 707 | 0.04 | 15 | 15 | 7 | 2.3714e-10 | 5spot_SharedNeighbor | CO2 | Porous | Wet | R245fa | MinimizeLCOE_Brownfield | IgnoreSilica | 101.6085 | 12.7379 | 0.48211 | 4 | 11743.8998 | 20397.3216 | 239.4153 | 415.827 | 45.3301 | 3.0484 | 83.08 | 1808693.789 | 0 | 3186149.2418 | 0 | 0 | 0 | 0 | 1947988.782 | 5068267.2233 | 3459196.5224 | 15470295.5585 | 961560.8286 | 6215678.3853 | 6215678.3853 | 7036927.9594 | 3435093.2969 | 0 | 22647534.7724 | 39335234.4141 | 237137.3706 | 1.9285 | 11743.8998 | 20397.3216 | 239.4153 | 415.827
1 | 1700 | 707 | 0.04 | 15 | 15 | 7 | 3.1623e-10 | 5spot_SharedNeighbor | CO2 | Porous | Wet | R245fa | MinimizeLCOE_Brownfield | IgnoreSilica | 101.587 | 12.7348 | 0.48202 | 4 | 11744.7371 | 20399.8408 | 239.4324 | 415.8783 | 45.33 | 3.0485 | 82.0256 | 1808418.7025 | 0 | 3185524.6402 | 0 | 0 | 0 | 0 | 1947637.9037 | 5067354.3099 | 3458573.4402 | 15467508.9966 | 961560.8286 | 6215678.3853 | 6215678.3853 | 7036927.9594 | 3435093.2969 | 0 | 22644748.2105 | 39332447.8522 | 316227.766 | 1.9281 | 11744.7371 | 20399.8408 | 239.4324 | 415.8783
1 | 1700 | 707 | 0.04 | 15 | 15 | 7 | 4.217e-10 | 5spot_SharedNeighbor | CO2 | Porous | Wet | R245fa | MinimizeLCOE_Brownfield | IgnoreSilica | 101.5696 | 12.7323 | 0.48195 | 4 | 11745.3709 | 20401.7939 | 239.4453 | 415.9182 | 45.3301 | 3.0486 | 80.0749 | 1808200.6325 | 0 | 3185023.0145 | 0 | 0 | 0 | 0 | 1947357.2223 | 5066624.0346 | 3458075.0123 | 15465279.9163 | 961560.8286 | 6215678.3853 | 6215678.3853 | 7036927.9594 | 3435093.2969 | 0 | 22642519.1302 | 39330218.772 | 421696.5034 | 1.9278 | 11745.3709 | 20401.7939 | 239.4453 | 415.9182
1 | 1700 | 707 | 0.04 | 15 | 15 | 7 | 5.6234e-10 | 5spot_SharedNeighbor | CO2 | Porous | Wet | R245fa | MinimizeLCOE_Brownfield | IgnoreSilica | 101.5501 | 12.7297 | 0.48188 | 4 | 11745.8498 | 20403.5194 | 239.455 | 415.9533 | 45.3306 | 3.0487 | 78.3022 | 1807982.1831 | 0 | 3184486.7452 | 0 | 0 | 0 | 0 | 1947062.882 | 5065858.2216 | 3457552.3292 | 15462942.3611 | 961560.8286 | 6215678.3853 | 6215678.3853 | 7036927.9594 | 3435093.2969 | 0 | 22640181.575 | 39327881.2168 | 562341.3252 | 1.9275 | 11745.8498 | 20403.5194 | 239.455 | 415.9533
1 | 1700 | 707 | 0.04 | 15 | 15 | 7 | 7.4989e-10 | 5spot_SharedNeighbor | CO2 | Porous | Wet | R245fa | MinimizeLCOE_Brownfield | IgnoreSilica | 101.5501 | 12.7295 | 0.48186 | 4 | 11746.2107 | 20404.2367 | 239.4624 | 415.968 | 45.3298 | 3.0487 | 78.7836 | 1807942.9203 | 0 | 3184449.7656 | 0 | 0 | 0 | 0 | 1947033.1475 | 5065780.8584 | 3457499.5273 | 15462706.2191 | 961560.8286 | 6215678.3853 | 6215678.3853 | 7036927.9594 | 3435093.2969 | 0 | 22639945.4331 | 39327645.0748 | 749894.2093 | 1.9274 | 11746.2107 | 20404.2367 | 239.4624 | 415.968
1 | 1700 | 707 | 0.04 | 15 | 15 | 7 | 1e-09 | 5spot_SharedNeighbor | CO2 | Porous | Wet | R245fa | MinimizeLCOE_Brownfield | IgnoreSilica | 101.5501 | 12.7293 | 0.48184 | 4 | 11746.4826 | 20404.7769 | 239.4679 | 415.979 | 45.3293 | 3.0486 | 81.8005 | 1807913.366 | 0 | 3184421.9614 | 0 | 0 | 0 | 0 | 1947010.7777 | 5065722.6568 | 3457459.8034 | 15462528.5653 | 961560.8286 | 6215678.3853 | 6215678.3853 | 7036927.9594 | 3435093.2969 | 0 | 22639767.7793 | 39327467.421 | 1000000 | 1.9274 | 11746.4826 | 20404.7769 | 239.4679 | 415.979
1 | 1700 | 707 | 0.04 | 15 | 15 | 7 | 1.3335e-09 | 5spot_SharedNeighbor | CO2 | Porous | Wet | R245fa | MinimizeLCOE_Brownfield | IgnoreSilica | 101.5307 | 12.7268 | 0.48179 | 4 | 11746.687 | 20405.9571 | 239.4721 | 416.003 | 45.3303 | 3.0488 | 78.4403 | 1807724.8475 | 0 | 3183914.0353 | 0 | 0 | 0 | 0 | 1946739.1643 | 5065015.9744 | 3456977.4782 | 15460371.4997 | 961560.8286 | 6215678.3853 | 6215678.3853 | 7036927.9594 | 3435093.2969 | 0 | 22637610.7137 | 39325310.3554 | 1333521.4322 | 1.9271 | 11746.687 | 20405.9571 | 239.4721 | 416.003
1 | 1700 | 707 | 0.04 | 15 | 15 | 7 | 1.7783e-09 | 5spot_SharedNeighbor | CO2 | Porous | Wet | R245fa | MinimizeLCOE_Brownfield | IgnoreSilica | 101.5307 | 12.7267 | 0.48178 | 4 | 11746.8407 | 20406.2623 | 239.4752 | 416.0093 | 45.33 | 3.0488 | 77.3889 | 1807708.1585 | 0 | 3183898.3593 | 0 | 0 | 0 | 0 | 1946726.5419 | 5064983.1336 | 3456955.0637 | 15460271.257 | 961560.8286 | 6215678.3853 | 6215678.3853 | 7036927.9594 | 3435093.2969 | 0 | 22637510.471 | 39325210.1127 | 1778279.41 | 1.9271 | 11746.8407 | 20406.2623 | 239.4752 | 416.0093
1 | 1700 | 707 | 0.04 | 15 | 15 | 7 | 2.3714e-09 | 5spot_SharedNeighbor | CO2 | Porous | Wet | R245fa | MinimizeLCOE_Brownfield | IgnoreSilica | 101.5307 | 12.7267 | 0.48177 | 4 | 11746.9561 | 20406.4916 | 239.4776 | 416.0139 | 45.3298 | 3.0488 | 77.4374 | 1807695.6235 | 0 | 3183886.5909 | 0 | 0 | 0 | 0 | 1946717.0636 | 5064958.4729 | 3456938.2323 | 15460195.9832 | 961560.8286 | 6215678.3853 | 6215678.3853 | 7036927.9594 | 3435093.2969 | 0 | 22637435.1971 | 39325134.8389 | 2371373.7057 | 1.9271 | 11746.9561 | 20406.4916 | 239.4776 | 416.0139
1 | 1700 | 707 | 0.04 | 15 | 15 | 7 | 3.1623e-09 | 5spot_SharedNeighbor | CO2 | Porous | Wet | R245fa | MinimizeLCOE_Brownfield | IgnoreSilica | 101.5307 | 12.7266 | 0.48177 | 4 | 11747.0428 | 20406.6638 | 239.4794 | 416.0174 | 45.3296 | 3.0488 | 78.0776 | 1807686.2123 | 0 | 3183877.7585 | 0 | 0 | 0 | 0 | 1946709.9486 | 5064939.9611 | 3456925.5976 | 15460139.478 | 961560.8286 | 6215678.3853 | 6215678.3853 | 7036927.9594 | 3435093.2969 | 0 | 22637378.692 | 39325078.3337 | 3162277.6602 | 1.9271 | 11747.0428 | 20406.6638 | 239.4794 | 416.0174
1 | 1700 | 707 | 0.04 | 15 | 15 | 7 | 4.217e-09 | 5spot_SharedNeighbor | CO2 | Porous | Wet | R245fa | MinimizeLCOE_Brownfield | IgnoreSilica | 101.5307 | 12.7266 | 0.48176 | 4 | 11747.1078 | 20406.7931 | 239.4807 | 416.0201 | 45.3295 | 3.0487 | 76.3517 | 1807679.1485 | 0 | 3183871.131 | 0 | 0 | 0 | 0 | 1946704.609 | 5064926.0686 | 3456916.1156 | 15460097.0727 | 961560.8286 | 6215678.3853 | 6215678.3853 | 7036927.9594 | 3435093.2969 | 0 | 22637336.2866 | 39325035.9284 | 4216965.0343 | 1.9271 | 11747.1078 | 20406.7931 | 239.4807 | 416.0201
1 | 1700 | 707 | 0.04 | 15 | 15 | 7 | 5.6234e-09 | 5spot_SharedNeighbor | CO2 | Porous | Wet | R245fa | MinimizeLCOE_Brownfield | IgnoreSilica | 101.5307 | 12.7266 | 0.48176 | 4 | 11747.1567 | 20406.8901 | 239.4817 | 416.0221 | 45.3294 | 3.0487 | 78.0649 | 1807673.8478 | 0 | 3183866.1588 | 0 | 0 | 0 | 0 | 1946700.6026 | 5064915.6447 | 3456909.0011 | 15460065.2548 | 961560.8286 | 6215678.3853 | 6215678.3853 | 7036927.9594 | 3435093.2969 | 0 | 22637304.4688 | 39325004.1105 | 5623413.2519 | 1.927 | 11747.1567 | 20406.8901 | 239.4817 | 416.0221
1 | 1700 | 707 | 0.04 | 15 | 15 | 7 | 7.4989e-09 | 5spot_SharedNeighbor | CO2 | Porous | Wet | R245fa | MinimizeLCOE_Brownfield | IgnoreSilica | 101.5307 | 12.7266 | 0.48176 | 4 | 11747.1933 | 20406.9629 | 239.4824 | 416.0235 | 45.3293 | 3.0487 | 77.5234 | 1807669.8708 | 0 | 3183862.4288 | 0 | 0 | 0 | 0 | 1946697.5969 | 5064907.8244 | 3456903.6636 | 15460041.3846 | 961560.8286 | 6215678.3853 | 6215678.3853 | 7036927.9594 | 3435093.2969 | 0 | 22637280.5985 | 39324980.2402 | 7498942.0933 | 1.927 | 11747.1933 | 20406.9629 | 239.4824 | 416.0235
1 | 1700 | 707 | 0.04 | 15 | 15 | 7 | 1e-08 | 5spot_SharedNeighbor | CO2 | Porous | Wet | R245fa | MinimizeLCOE_Brownfield | IgnoreSilica | 101.5307 | 12.7265 | 0.48176 | 4 | 11747.2208 | 20407.0175 | 239.483 | 416.0247 | 45.3293 | 3.0487 | 77.7248 | 1807666.8873 | 0 | 3183859.6311 | 0 | 0 | 0 | 0 | 1946695.3422 | 5064901.9582 | 3456899.6598 | 15460023.4786 | 961560.8286 | 6215678.3853 | 6215678.3853 | 7036927.9594 | 3435093.2969 | 0 | 22637262.6925 | 39324962.3343 | 10000000 | 1.927 | 11747.2208 | 20407.0175 | 239.483 | 416.0247
1 | 1800 | 707 | 0.04 | 15 | 15 | 7 | 1e-13 | 5spot_SharedNeighbor | CO2 | Porous | Wet | R245fa | MinimizeLCOE_Brownfield | IgnoreSilica | 0.55509 | 0.033618 | 0.0012649 | 4 | 1550470.6142 | 4985990.0519 | 31608.4406 | 101646.1513 | 42.0309 | 3.3266 | 36.7228 | 40051.2864 | 0 | 35254.2954 | 0 | 0 | 0 | 19719.6788 | 37059.8516 | 96422.1319 | 65810.0863 | 294317.3303 | 961560.8286 | 6588857.343 | 6588857.343 | 7236048.3217 | 3557391.7189 | 0 | 7844735.502 | 25227032.8856 | 100 | 0.0050596 | 1550470.6142 | 4985990.0519 | 31608.4406 | 101646.1513
1 | 1800 | 707 | 0.04 | 15 | 15 | 7 | 1.3335e-13 | 5spot_SharedNeighbor | CO2 | Porous | Wet | R245fa | MinimizeLCOE_Brownfield | IgnoreSilica | 0.73307 | 0.055314 | 0.0020996 | 4 | 944408.0549 | 3014108.3484 | 19253.0356 | 61446.6756 | 43.6948 | 3.4844 | 35.6996 | 52236.8751 | 0 | 47854.1733 | 0 | 0 | 0 | 22971.5679 | 47994.4203 | 124871.6367 | 85227.4579 | 381156.1312 | 961560.8286 | 6588857.343 | 6588857.343 | 7236048.3217 | 3557391.7189 | 0 | 7931574.3029 | 25313871.6865 | 133.3521 | 0.0083985 | 944408.0549 | 3014108.3484 | 19253.0356 | 61446.6756
1 | 1800 | 707 | 0.04 | 15 | 15 | 7 | 1.7783e-13 | 5spot_SharedNeighbor | CO2 | Porous | Wet | R245fa | MinimizeLCOE_Brownfield | IgnoreSilica | 0.99609 | 0.087294 | 0.0032837 | 4 | 613314.89 | 1936704.8355 | 12503.2536 | 39482.3477 | 45.3057 | 3.621 | 40.0252 | 68824.303 | 0 | 65482.392 | 0 | 0 | 0 | 28829.3931 | 63623.0744 | 165534.1886 | 112980.4851 | 505273.8363 | 961560.8286 | 6588857.343 | 6588857.343 | 7236048.3217 | 3557391.7189 | 0 | 8055692.0079 | 25437989.3915 | 177.8279 | 0.013135 | 613314.89 | 1936704.8355 | 12503.2536 | 39482.3477
1 | 1800 | 707 | 0.04 | 15 | 15 | 7 | 2.3714e-13 | 5spot_SharedNeighbor | CO2 | Porous | Wet | R245fa | MinimizeLCOE_Brownfield | IgnoreSilica | 1.3208 | 0.12782 | 0.004916 | 4 | 416718.4014 | 1300688.919 | 8495.3683 | 26516.3029 | 46.5792 | 3.7182 | 106.9571 | 87586.1847 | 0 | 86012.7784 | 0 | 0 | 0 | 34290.3302 | 81076.8244 | 210945.2659 | 143974.4785 | 643885.8621 | 961560.8286 | 6588857.343 | 6588857.343 | 7236048.3217 | 3557391.7189 | 0 | 8194304.0337 | 25576601.4174 | 237.1374 | 0.019664 | 416718.4014 | 1300688.919 | 8495.3683 | 26516.3029
1 | 1800 | 707 | 0.04 | 15 | 15 | 7 | 3.1623e-13 | 5spot_SharedNeighbor | CO2 | Porous | Wet | R245fa | MinimizeLCOE_Brownfield | IgnoreSilica | 1.7487 | 0.18166 | 0.007141 | 4 | 292801.7259 | 901342.0569 | 5969.1592 | 18375.077 | 47.6504 | 3.793 | 144.4646 | 110251.6203 | 0 | 111543.7859 | 0 | 0 | 0 | 40742.6467 | 102389.8406 | 266397.3623 | 181821.6737 | 813146.9296 | 961560.8286 | 6588857.343 | 6588857.343 | 7236048.3217 | 3557391.7189 | 0 | 8363565.1013 | 25745862.4849 | 316.2278 | 0.028564 | 292801.7259 | 901342.0569 | 5969.1592 | 18375.077
1 | 1800 | 707 | 0.04 | 15 | 15 | 7 | 4.217e-13 | 5spot_SharedNeighbor | CO2 | Porous | Wet | R245fa | MinimizeLCOE_Brownfield | IgnoreSilica | 2.2932 | 0.25082 | 0.010137 | 4 | 211120.4698 | 639793.7836 | 4303.9763 | 13043.0617 | 48.5102 | 3.8488 | 199.1171 | 136715.4566 | 0 | 142223.2434 | 0 | 0 | 0 | 47259.0566 | 127217.1251 | 330992.8636 | 225909.4307 | 1010317.176 | 961560.8286 | 6588857.343 | 6588857.343 | 7236048.3217 | 3557391.7189 | 0 | 8560735.3477 | 25943032.7313 | 421.6965 | 0.040549 | 211120.4698 | 639793.7836 | 4303.9763 | 13043.0617
1 | 1800 | 707 | 0.04 | 15 | 15 | 7 | 5.6234e-13 | 5spot_SharedNeighbor | CO2 | Porous | Wet | R245fa | MinimizeLCOE_Brownfield | IgnoreSilica | 2.9982 | 0.34072 | 0.014149 | 4 | 155429.33 | 462568.756 | 3168.6371 | 9430.0898 | 49.2068 | 3.8914 | 43.5094 | 168198.5187 | 0 | 179763.6956 | 0 | 0 | 0 | 54321.2719 | 156890.5596 | 408197.0534 | 278602.8766 | 1245973.9758 | 961560.8286 | 6588857.343 | 6588857.343 | 7236048.3217 | 3557391.7189 | 0 | 8796392.1474 | 26178689.5311 | 562.3413 | 0.056594 | 155429.33 | 462568.756 | 3168.6371 | 9430.0898
1 | 1800 | 707 | 0.04 | 15 | 15 | 7 | 7.4989e-13 | 5spot_SharedNeighbor | CO2 | Porous | Wet | R245fa | MinimizeLCOE_Brownfield | IgnoreSilica | 3.9339 | 0.46011 | 0.019514 | 4 | 116433.7053 | 339128.8642 | 2373.6586 | 6913.6006 | 49.7761 | 3.9245 | 41.2258 | 206602.2605 | 0 | 226857.6662 | 0 | 0 | 0 | 63019.9585 | 193627.1552 | 503778.1395 | 343838.9318 | 1537724.1117 | 961560.8286 | 6588857.343 | 6588857.343 | 7236048.3217 | 3557391.7189 | 0 | 9088142.2834 | 26470439.667 | 749.8942 | 0.078054 | 116433.7053 | 339128.8642 | 2373.6586 | 6913.6006
1 | 1800 | 707 | 0.04 | 15 | 15 | 7 | 1e-12 | 5spot_SharedNeighbor | CO2 | Porous | Wet | R245fa | MinimizeLCOE_Brownfield | IgnoreSilica | 5.1124 | 0.61111 | 0.026608 | 4 | 88544.8781 | 251860.6138 | 1805.1071 | 5134.5193 | 50.2138 | 3.9489 | 52.6988 | 251125.3515 | 0 | 282971.8766 | 0 | 0 | 0 | 70871.1436 | 235937.665 | 613861.4068 | 418973.0238 | 1873740.4673 | 961560.8286 | 6588857.343 | 6588857.343 | 7236048.3217 | 3557391.7189 | 0 | 9424158.639 | 26806456.0226 | 1000 | 0.10643 | 88544.8781 | 251860.6138 | 1805.1071 | 5134.5193
1 | 1800 | 707 | 0.04 | 15 | 15 | 7 | 1.3335e-12 | 5spot_SharedNeighbor | CO2 | Porous | Wet | R245fa | MinimizeLCOE_Brownfield | IgnoreSilica | 6.5472 | 0.79597 | 0.035875 | 4 | 68253.3114 | 189385.8578 | 1391.4361 | 3860.8869 | 50.5413 | 3.9659 | 46.3901 | 301241.5969 | 0 | 347818.4291 | 0 | 0 | 0 | 75390.2941 | 282535.6248 | 735099.7398 | 501720.6772 | 2243806.3619 | 961560.8286 | 6588857.343 | 6588857.343 | 7236048.3217 | 3557391.7189 | 0 | 9794224.5335 | 27176521.9171 | 1333.5214 | 0.1435 | 68253.3114 | 189385.8578 | 1391.4361 | 3860.8869
1 | 1800 | 707 | 0.04 | 15 | 15 | 7 | 1.7783e-12 | 5spot_SharedNeighbor | CO2 | Porous | Wet | R245fa | MinimizeLCOE_Brownfield | IgnoreSilica | 8.5741 | 1.0557 | 0.048328 | 4 | 53275.8291 | 143193.5999 | 1086.0998 | 2919.1952 | 50.8209 | 3.9799 | 45.7928 | 366628.1548 | 0 | 434636.6487 | 0 | 0 | 0 | 86136.2228 | 346086.4002 | 900445.8213 | 614572.7754 | 2748506.0232 | 961560.8286 | 6588857.343 | 6588857.343 | 7236048.3217 | 3557391.7189 | 0 | 10298924.1948 | 27681221.5784 | 1778.2794 | 0.19331 | 53275.8291 | 143193.5999 | 1086.0998 | 2919.1952
1 | 1800 | 707 | 0.04 | 15 | 15 | 7 | 2.3714e-12 | 5spot_SharedNeighbor | CO2 | Porous | Wet | R245fa | MinimizeLCOE_Brownfield | IgnoreSilica | 11.0102 | 1.3694 | 0.064404 | 4 | 42095.6069 | 109568.9465 | 858.1759 | 2233.7112 | 51.0178 | 3.9887 | 40.5881 | 439235.1136 | 0 | 533602.3977 | 0 | 0 | 0 | 90729.5951 | 414791.1715 | 1079201.5428 | 736577.2284 | 3294137.0491 | 961560.8286 | 6588857.343 | 6588857.343 | 7236048.3217 | 3557391.7189 | 0 | 10844555.2207 | 28226852.6044 | 2371.3737 | 0.25762 | 42095.6069 | 109568.9465 | 858.1759 | 2233.7112
1 | 1800 | 707 | 0.04 | 15 | 15 | 7 | 3.1623e-12 | 5spot_SharedNeighbor | CO2 | Porous | Wet | R245fa | MinimizeLCOE_Brownfield | IgnoreSilica | 14.0381 | 1.7601 | 0.085173 | 4 | 33654.195 | 84674.518 | 686.0863 | 1726.2046 | 51.1585 | 3.9933 | 57.1284 | 522927.7724 | 0 | 650598.0614 | 0 | 0 | 0 | 90610.4239 | 493013.1405 | 1282719.0607 | 875482.1162 | 3915350.5752 | 961560.8286 | 6588857.343 | 6588857.343 | 7236048.3217 | 3557391.7189 | 0 | 11465768.7468 | 28848066.1305 | 3162.2777 | 0.34069 | 33654.195 | 84674.518 | 686.0863 | 1726.2046
1 | 1800 | 707 | 0.04 | 15 | 15 | 7 | 4.217e-12 | 5spot_SharedNeighbor | CO2 | Porous | Wet | R245fa | MinimizeLCOE_Brownfield | IgnoreSilica | 17.6728 | 2.2307 | 0.11148 | 4 | 27216.8324 | 66196.0545 | 554.8519 | 1349.4961 | 51.2484 | 3.9938 | 47.4472 | 616348.8993 | 0 | 784496.9557 | 0 | 0 | 0 | 80010.7278 | 577534.0673 | 1502625.1746 | 1025572.5575 | 4586588.3821 | 961560.8286 | 6588857.343 | 6588857.343 | 7236048.3217 | 3557391.7189 | 0 | 12137006.5538 | 29519303.9374 | 4216.965 | 0.44594 | 27216.8324 | 66196.0545 | 554.8519 | 1349.4961
1 | 1800 | 707 | 0.04 | 15 | 15 | 7 | 5.6234e-12 | 5spot_SharedNeighbor | CO2 | Porous | Wet | R245fa | MinimizeLCOE_Brownfield | IgnoreSilica | 20.8056 | 2.644 | 0.14047 | 4 | 22189.4905 | 53126.0431 | 452.3628 | 1083.0462 | 51.286 | 3.9913 | 39.502 | 692120.6984 | 0 | 895470.9921 | 0 | 0 | 0 | 0 | 619160.7593 | 1610929.2883 | 1099492.3406 | 4917174.0787 | 961560.8286 | 6588857.343 | 6588857.343 | 7236048.3217 | 3557391.7189 | 0 | 12467592.2504 | 29849889.634 | 5623.4133 | 0.56187 | 22189.4905 | 53126.0431 | 452.3628 | 1083.0462
1 | 1800 | 707 | 0.04 | 15 | 15 | 7 | 7.4989e-12 | 5spot_SharedNeighbor | CO2 | Porous | Wet | R245fa | MinimizeLCOE_Brownfield | IgnoreSilica | 27.6508 | 3.5258 | 0.18648 | 4 | 18315.6375 | 41618.6768 | 373.389 | 848.453 | 51.2914 | 3.979 | 54.4261 | 846031.523 | 0 | 1127218.6722 | 0 | 0 | 0 | 0 | 769567.5761 | 2002256.9731 | 1366581.5264 | 6111656.2709 | 961560.8286 | 6588857.343 | 6588857.343 | 7236048.3217 | 3557391.7189 | 0 | 13662074.4425 | 31044371.8262 | 7498.9421 | 0.74592 | 18315.6375 | 41618.6768 | 373.389 | 848.453
1 | 1800 | 707 | 0.04 | 15 | 15 | 7 | 1e-11 | 5spot_SharedNeighbor | CO2 | Porous | Wet | R245fa | MinimizeLCOE_Brownfield | IgnoreSilica | 36.6009 | 4.6788 | 0.24542 | 4 | 15398.4724 | 33105.2085 | 313.9187 | 674.8945 | 51.2014 | 3.9531 | 44.1436 | 1029059.1421 | 0 | 1413720.9924 | 0 | 0 | 0 | 0 | 952684.2525 | 2478689.0025 | 1691756.1762 | 7565909.5657 | 961560.8286 | 6588857.343 | 6588857.343 | 7236048.3217 | 3557391.7189 | 0 | 15116327.7373 | 32498625.121 | 10000 | 0.98168 | 15398.4724 | 33105.2085 | 313.9187 | 674.8945
1 | 1800 | 707 | 0.04 | 15 | 15 | 7 | 1.3335e-11 | 5spot_SharedNeighbor | CO2 | Porous | Wet | R245fa | MinimizeLCOE_Brownfield | IgnoreSilica | 48.1527 | 6.1663 | 0.31867 | 4 | 13227.716 | 26864.4362 | 269.6649 | 547.6679 | 50.969 | 3.905 | 51.1772 | 1242133.9378 | 0 | 1763927.4367 | 0 | 0 | 0 | 0 | 1172363.9361 | 3050250.4767 | 2081858.6267 | 9310534.4141 | 961560.8286 | 6588857.343 | 6588857.343 | 7236048.3217 | 3557391.7189 | 0 | 16860952.5857 | 34243249.9693 | 13335.2143 | 1.2747 | 13227.716 | 26864.4362 | 269.6649 | 547.6679
1 | 1800 | 707 | 0.04 | 15 | 15 | 7 | 1.7783e-11 | 5spot_SharedNeighbor | CO2 | Porous | Wet | R245fa | MinimizeLCOE_Brownfield | IgnoreSilica | 62.7548 | 8.0432 | 0.40487 | 4 | 11671.1999 | 22404.588 | 237.9332 | 456.7478 | 50.5062 | 3.8203 | 47.4925 | 1480902.9186 | 0 | 2183836.7414 | 0 | 0 | 0 | 0 | 1429248.4674 | 3718611.333 | 2538028.6446 | 11350628.1049 | 961560.8286 | 6588857.343 | 6588857.343 | 7236048.3217 | 3557391.7189 | 0 | 18901046.2765 | 36283343.6601 | 17782.7941 | 1.6195 | 11671.1999 | 22404.588 | 237.9332 | 456.7478
1 | 1800 | 707 | 0.04 | 15 | 15 | 7 | 2.3714e-11 | 5spot_SharedNeighbor | CO2 | Porous | Wet | R245fa | MinimizeLCOE_Brownfield | IgnoreSilica | 80.5427 | 10.3159 | 0.49659 | 4 | 10661.6622 | 19412.4636 | 217.3524 | 395.7493 | 49.6892 | 3.6818 | 54.0792 | 1730502.9636 | 0 | 2669378.5208 | 0 | 0 | 0 | 0 | 1715953.7789 | 4464559.7422 | 3047153.7616 | 13627548.767 | 961560.8286 | 6588857.343 | 6588857.343 | 7236048.3217 | 3557391.7189 | 0 | 21177966.9387 | 38560264.3223 | 23713.7371 | 1.9864 | 10661.6622 | 19412.4636 | 217.3524 | 395.7493
1 | 1800 | 707 | 0.04 | 15 | 15 | 7 | 3.1623e-11 | 5spot_SharedNeighbor | CO2 | Porous | Wet | R245fa | MinimizeLCOE_Brownfield | IgnoreSilica | 101.2764 | 12.9379 | 0.57869 | 4 | 10184.6116 | 17693.8972 | 207.6271 | 360.714 | 48.3782 | 3.4695 | 52.7583 | 1965672.217 | 0 | 3208154.5647 | 0 | 0 | 0 | 0 | 2017792.4449 | 5249882.0354 | 3583152.3635 | 16024653.6255 | 961560.8286 | 6588857.343 | 6588857.343 | 7236048.3217 | 3557391.7189 | 0 | 23575071.7971 | 40957369.1808 | 31622.7766 | 2.3148 | 10184.6116 | 17693.8972 | 207.6271 | 360.714
1 | 1800 | 707 | 0.04 | 15 | 15 | 7 | 4.217e-11 | 5spot_SharedNeighbor | CO2 | Porous | Wet | R245fa | MinimizeLCOE_Brownfield | IgnoreSilica | 108.8855 | 13.8892 | 0.6004 | 4 | 10154.0476 | 17391.8015 | 207.004 | 354.5554 | 47.7917 | 3.3773 | 62.9661 | 2036135.4463 | 0 | 3399549.0766 | 0 | 0 | 0 | 0 | 2119916.9639 | 5515589.0854 | 3764502.8848 | 16835693.4569 | 961560.8286 | 6588857.343 | 6588857.343 | 7236048.3217 | 3557391.7189 | 0 | 24386111.6286 | 41768409.0122 | 42169.6503 | 2.4016 | 10154.0476 | 17391.8015 | 207.004 | 354.5554
1 | 1800 | 707 | 0.04 | 15 | 15 | 7 | 5.6234e-11 | 5spot_SharedNeighbor | CO2 | Porous | Wet | R245fa | MinimizeLCOE_Brownfield | IgnoreSilica | 108.7728 | 13.8725 | 0.59983 | 4 | 10157.5226 | 17402.2142 | 207.0748 | 354.7677 | 47.7912 | 3.3779 | 78.9004 | 2034612.0778 | 0 | 3396224.69 | 0 | 0 | 0 | 0 | 2118026.3395 | 5510670.0683 | 3761145.5546 | 16820678.7302 | 961560.8286 | 6588857.343 | 6588857.343 | 7236048.3217 | 3557391.7189 | 0 | 24371096.9018 | 41753394.2854 | 56234.1325 | 2.3993 | 10157.5226 | 17402.2142 | 207.0748 | 354.7677
1 | 1800 | 707 | 0.04 | 15 | 15 | 7 | 7.4989e-11 | 5spot_SharedNeighbor | CO2 | Porous | Wet | R245fa | MinimizeLCOE_Brownfield | IgnoreSilica | 108.6996 | 13.8613 | 0.59942 | 4 | 10160.2366 | 17409.8868 | 207.1302 | 354.9241 | 47.7896 | 3.3781 | 82.9285 | 2033553.7145 | 0 | 3394001.9852 | 0 | 0 | 0 | 0 | 2116746.7229 | 5507340.7685 | 3758873.2391 | 16810516.4302 | 961560.8286 | 6588857.343 | 6588857.343 | 7236048.3217 | 3557391.7189 | 0 | 24360934.6018 | 41743231.9855 | 74989.4209 | 2.3977 | 10160.2366 | 17409.8868 | 207.1302 | 354.9241
1 | 1800 | 707 | 0.04 | 15 | 15 | 7 | 1e-10 | 5spot_SharedNeighbor | CO2 | Porous | Wet | R245fa | MinimizeLCOE_Brownfield | IgnoreSilica | 108.6413 | 13.8524 | 0.5991 | 4 | 10162.3398 | 17415.8842 | 207.173 | 355.0464 | 47.7885 | 3.3784 | 77.6718 | 2032719.9597 | 0 | 3392240.416 | 0 | 0 | 0 | 0 | 2115734.5465 | 5504707.2932 | 3757075.8381 | 16802478.0536 | 961560.8286 | 6588857.343 | 6588857.343 | 7236048.3217 | 3557391.7189 | 0 | 24352896.2252 | 41735193.6088 | 100000 | 2.3964 | 10162.3398 | 17415.8842 | 207.173 | 355.0464
1 | 1800 | 707 | 0.04 | 15 | 15 | 7 | 1.3335e-10 | 5spot_SharedNeighbor | CO2 | Porous | Wet | R245fa | MinimizeLCOE_Brownfield | IgnoreSilica | 108.605 | 13.8466 | 0.59887 | 4 | 10163.9585 | 17420.2313 | 207.206 | 355.135 | 47.787 | 3.3784 | 84.6407 | 2032154.43 | 0 | 3391101.3586 | 0 | 0 | 0 | 0 | 2115069.7576 | 5502977.6487 | 3755895.3201 | 16797198.515 | 961560.8286 | 6588857.343 | 6588857.343 | 7236048.3217 | 3557391.7189 | 0 | 24347616.6866 | 41729914.0702 | 133352.1432 | 2.3955 | 10163.9585 | 17420.2313 | 207.206 | 355.135
1 | 1800 | 707 | 0.04 | 15 | 15 | 7 | 1.7783e-10 | 5spot_SharedNeighbor | CO2 | Porous | Wet | R245fa | MinimizeLCOE_Brownfield | IgnoreSilica | 108.5681 | 13.8411 | 0.59868 | 4 | 10165.197 | 17423.8404 | 207.2313 | 355.2086 | 47.7866 | 3.3786 | 80.5246 | 2031642.3999 | 0 | 3390003.7051 | 0 | 0 | 0 | 0 | 2114441.9809 | 5501344.3027 | 3754780.5279 | 16792212.9166 | 961560.8286 | 6588857.343 | 6588857.343 | 7236048.3217 | 3557391.7189 | 0 | 24342631.0882 | 41724928.4719 | 177827.941 | 2.3947 | 10165.197 | 17423.8404 | 207.2313 | 355.2086
1 | 1800 | 707 | 0.04 | 15 | 15 | 7 | 2.3714e-10 | 5spot_SharedNeighbor | CO2 | Porous | Wet | R245fa | MinimizeLCOE_Brownfield | IgnoreSilica | 108.5487 | 13.838 | 0.59855 | 4 | 10166.1404 | 17426.32 | 207.2505 | 355.2591 | 47.7856 | 3.3786 | 79.4648 | 2031328.3485 | 0 | 3389383.9416 | 0 | 0 | 0 | 0 | 2114077.7931 | 5500396.7608 | 3754133.8111 | 16789320.6551 | 961560.8286 | 6588857.343 | 6588857.343 | 7236048.3217 | 3557391.7189 | 0 | 24339738.8267 | 41722036.2103 | 237137.3706 | 2.3942 | 10166.1404 | 17426.32 | 207.2505 | 355.2591
1 | 1800 | 707 | 0.04 | 15 | 15 | 7 | 3.1623e-10 | 5spot_SharedNeighbor | CO2 | Porous | Wet | R245fa | MinimizeLCOE_Brownfield | IgnoreSilica | 108.5144 | 13.8332 | 0.5984 | 4 | 10166.8561 | 17428.8091 | 207.2651 | 355.3098 | 47.7864 | 3.3789 | 87.0293 | 2030919.2721 | 0 | 3388427.0672 | 0 | 0 | 0 | 0 | 2113545.0723 | 5499010.7304 | 3753187.8169 | 16785089.9589 | 961560.8286 | 6588857.343 | 6588857.343 | 7236048.3217 | 3557391.7189 | 0 | 24335508.1305 | 41717805.5142 | 316227.766 | 2.3936 | 10166.8561 | 17428.8091 | 207.2651 | 355.3098
1 | 1800 | 707 | 0.04 | 15 | 15 | 7 | 4.217e-10 | 5spot_SharedNeighbor | CO2 | Porous | Wet | R245fa | MinimizeLCOE_Brownfield | IgnoreSilica | 108.5 | 13.831 | 0.59832 | 4 | 10167.3978 | 17430.3339 | 207.2762 | 355.3409 | 47.7861 | 3.3789 | 85.232 | 2030710.6938 | 0 | 3387990.6379 | 0 | 0 | 0 | 0 | 2113293.5194 | 5498356.2413 | 3752741.1146 | 16783092.2071 | 961560.8286 | 6588857.343 | 6588857.343 | 7236048.3217 | 3557391.7189 | 0 | 24333510.3787 | 41715807.7624 | 421696.5034 | 2.3933 | 10167.3978 | 17430.3339 | 207.2762 | 355.3409
1 | 1800 | 707 | 0.04 | 15 | 15 | 7 | 5.6234e-10 | 5spot_SharedNeighbor | CO2 | Porous | Wet | R245fa | MinimizeLCOE_Brownfield | IgnoreSilica | 108.4903 | 13.8295 | 0.59826 | 4 | 10167.8067 | 17431.4467 | 207.2845 | 355.3636 | 47.7858 | 3.379 | 85.7255 | 2030564.0163 | 0 | 3387691.8875 | 0 | 0 | 0 | 0 | 2113119.8025 | 5497904.2656 | 3752432.6319 | 16781712.6037 | 961560.8286 | 6588857.343 | 6588857.343 | 7236048.3217 | 3557391.7189 | 0 | 24332130.7753 | 41714428.159 | 562341.3252 | 2.3931 | 10167.8067 | 17431.4467 | 207.2845 | 355.3636
1 | 1800 | 707 | 0.04 | 15 | 15 | 7 | 7.4989e-10 | 5spot_SharedNeighbor | CO2 | Porous | Wet | R245fa | MinimizeLCOE_Brownfield | IgnoreSilica | 108.4903 | 13.8292 | 0.59824 | 4 | 10168.115 | 17432.0586 | 207.2908 | 355.3761 | 47.7849 | 3.3789 | 80.508 | 2030517.2737 | 0 | 3387648.5168 | 0 | 0 | 0 | 0 | 2113084.6583 | 5497812.8276 | 3752370.2236 | 16781433.5 | 961560.8286 | 6588857.343 | 6588857.343 | 7236048.3217 | 3557391.7189 | 0 | 24331851.6716 | 41714149.0552 | 749894.2093 | 2.393 | 10168.115 | 17432.0586 | 207.2908 | 355.3761
1 | 1800 | 707 | 0.04 | 15 | 15 | 7 | 1e-09 | 5spot_SharedNeighbor | CO2 | Porous | Wet | R245fa | MinimizeLCOE_Brownfield | IgnoreSilica | 108.4755 | 13.8272 | 0.59818 | 4 | 10168.347 | 17432.981 | 207.2955 | 355.3949 | 47.7855 | 3.379 | 79.8075 | 2030352.3018 | 0 | 3387246.0954 | 0 | 0 | 0 | 0 | 2112863.3749 | 5497237.0937 | 3751977.2734 | 16779676.1392 | 961560.8286 | 6588857.343 | 6588857.343 | 7236048.3217 | 3557391.7189 | 0 | 24330094.3108 | 41712391.6945 | 1000000 | 2.3927 | 10168.347 | 17432.981 | 207.2955 | 355.3949
1 | 1800 | 707 | 0.04 | 15 | 15 | 7 | 1.3335e-09 | 5spot_SharedNeighbor | CO2 | Porous | Wet | R245fa | MinimizeLCOE_Brownfield | IgnoreSilica | 108.4755 | 13.8271 | 0.59817 | 4 | 10168.5215 | 17433.3273 | 207.2991 | 355.402 | 47.785 | 3.379 | 78.9951 | 2030325.8615 | 0 | 3387221.6002 | 0 | 0 | 0 | 0 | 2112843.5101 | 5497185.4094 | 3751941.9978 | 16779518.3791 | 961560.8286 | 6588857.343 | 6588857.343 | 7236048.3217 | 3557391.7189 | 0 | 24329936.5507 | 41712233.9344 | 1333521.4322 | 2.3927 | 10168.5215 | 17433.3273 | 207.2991 | 355.402
1 | 1800 | 707 | 0.04 | 15 | 15 | 7 | 1.7783e-09 | 5spot_SharedNeighbor | CO2 | Porous | Wet | R245fa | MinimizeLCOE_Brownfield | IgnoreSilica | 108.4755 | 13.827 | 0.59816 | 4 | 10168.6527 | 17433.5877 | 207.3017 | 355.4073 | 47.7847 | 3.3789 | 1338.0666 | 2030305.9929 | 0 | 3387203.2024 | 0 | 0 | 0 | 0 | 2112828.5862 | 5497146.5805 | 3751915.4962 | 16779399.8582 | 961560.8286 | 6588857.343 | 6588857.343 | 7236048.3217 | 3557391.7189 | 0 | 24329818.0298 | 41712115.4135 | 1778279.41 | 2.3926 | 10168.6527 | 17433.5877 | 207.3017 | 355.4073
1 | 1800 | 707 | 0.04 | 15 | 15 | 7 | 2.3714e-09 | 5spot_SharedNeighbor | CO2 | Porous | Wet | R245fa | MinimizeLCOE_Brownfield | IgnoreSilica | 108.4561 | 13.8245 | 0.5981 | 4 | 10168.7512 | 17434.3897 | 207.3037 | 355.4236 | 47.786 | 3.3792 | 78.9924 | 2030120.7149 | 0 | 3386704.0467 | 0 | 0 | 0 | 0 | 2112561.657 | 5496452.0856 | 3751441.4892 | 16777279.9935 | 961560.8286 | 6588857.343 | 6588857.343 | 7236048.3217 | 3557391.7189 | 0 | 24327698.1651 | 41709995.5488 | 2371373.7057 | 2.3924 | 10168.7512 | 17434.3897 | 207.3037 | 355.4236
1 | 1800 | 707 | 0.04 | 15 | 15 | 7 | 3.1623e-09 | 5spot_SharedNeighbor | CO2 | Porous | Wet | R245fa | MinimizeLCOE_Brownfield | IgnoreSilica | 108.4561 | 13.8244 | 0.59809 | 4 | 10168.8252 | 17434.5364 | 207.3053 | 355.4266 | 47.7858 | 3.3791 | 79.1321 | 2030109.5196 | 0 | 3386693.6874 | 0 | 0 | 0 | 0 | 2112553.2507 | 5496430.2142 | 3751426.5615 | 16777213.2335 | 961560.8286 | 6588857.343 | 6588857.343 | 7236048.3217 | 3557391.7189 | 0 | 24327631.4052 | 41709928.7888 | 3162277.6602 | 2.3924 | 10168.8252 | 17434.5364 | 207.3053 | 355.4266
1 | 1800 | 707 | 0.04 | 15 | 15 | 7 | 4.217e-09 | 5spot_SharedNeighbor | CO2 | Porous | Wet | R245fa | MinimizeLCOE_Brownfield | IgnoreSilica | 108.4561 | 13.8244 | 0.59809 | 4 | 10168.8807 | 17434.6465 | 207.3064 | 355.4289 | 47.7856 | 3.3791 | 78.4663 | 2030101.117 | 0 | 3386685.9139 | 0 | 0 | 0 | 0 | 2112546.942 | 5496413.8002 | 3751415.3587 | 16777163.1318 | 961560.8286 | 6588857.343 | 6588857.343 | 7236048.3217 | 3557391.7189 | 0 | 24327581.3034 | 41709878.687 | 4216965.0343 | 2.3924 | 10168.8807 | 17434.6465 | 207.3064 | 355.4289
1 | 1800 | 707 | 0.04 | 15 | 15 | 7 | 5.6234e-09 | 5spot_SharedNeighbor | CO2 | Porous | Wet | R245fa | MinimizeLCOE_Brownfield | IgnoreSilica | 108.4561 | 13.8244 | 0.59809 | 4 | 10168.9224 | 17434.7292 | 207.3072 | 355.4305 | 47.7855 | 3.3791 | 78.6904 | 2030094.8117 | 0 | 3386680.0817 | 0 | 0 | 0 | 0 | 2112542.2084 | 5496401.4843 | 3751406.9528 | 16777125.5389 | 961560.8286 | 6588857.343 | 6588857.343 | 7236048.3217 | 3557391.7189 | 0 | 24327543.7105 | 41709841.0942 | 5623413.2519 | 2.3923 | 10168.9224 | 17434.7292 | 207.3072 | 355.4305
1 | 1800 | 707 | 0.04 | 15 | 15 | 7 | 7.4989e-09 | 5spot_SharedNeighbor | CO2 | Porous | Wet | R245fa | MinimizeLCOE_Brownfield | IgnoreSilica | 108.4561 | 13.8243 | 0.59808 | 4 | 10168.9536 | 17434.7912 | 207.3079 | 355.4318 | 47.7854 | 3.3791 | 78.3417 | 2030090.0811 | 0 | 3386675.7065 | 0 | 0 | 0 | 0 | 2112538.6572 | 5496392.2447 | 3751400.6465 | 16777097.3359 | 961560.8286 | 6588857.343 | 6588857.343 | 7236048.3217 | 3557391.7189 | 0 | 24327515.5076 | 41709812.8912 | 7498942.0933 | 2.3923 | 10168.9536 | 17434.7912 | 207.3079 | 355.4318
1 | 1800 | 707 | 0.04 | 15 | 15 | 7 | 1e-08 | 5spot_SharedNeighbor | CO2 | Porous | Wet | R245fa | MinimizeLCOE_Brownfield | IgnoreSilica | 108.4561 | 13.8243 | 0.59808 | 4 | 10168.9771 | 17434.8377 | 207.3084 | 355.4327 | 47.7854 | 3.3791 | 78.5552 | 2030086.5323 | 0 | 3386672.4246 | 0 | 0 | 0 | 0 | 2112535.9932 | 5496385.3136 | 3751395.916 | 16777076.1798 | 961560.8286 | 6588857.343 | 6588857.343 | 7236048.3217 | 3557391.7189 | 0 | 24327494.3514 | 41709791.7351 | 10000000 | 2.3923 | 10168.9771 | 17434.8377 | 207.3084 | 355.4327
1 | 1900 | 707 | 0.04 | 15 | 15 | 7 | 1e-13 | 5spot_SharedNeighbor | CO2 | Porous | Wet | R245fa | MinimizeLCOE_Brownfield | IgnoreSilica | 0.5699 | 0.032064 | 0.0013433 | 4 | 1534066.798 | 4900865.6775 | 31274.0267 | 99910.7757 | 43.4518 | 3.6729 | 25.5997 | 42781.2849 | 0 | 35338.0952 | 0 | 0 | 0 | 23090.8338 | 39471.9834 | 102698.0041 | 70093.498 | 313473.6994 | 961560.8286 | 6967896.3915 | 6967896.3915 | 7440735.7703 | 3682034.1773 | 0 | 8242930.9196 | 26333597.2587 | 100 | 0.0053733 | 1534066.798 | 4900865.6775 | 31274.0267 | 99910.7757
1 | 1900 | 707 | 0.04 | 15 | 15 | 7 | 1.3335e-13 | 5spot_SharedNeighbor | CO2 | Porous | Wet | R245fa | MinimizeLCOE_Brownfield | IgnoreSilica | 0.79142 | 0.058111 | 0.002293 | 4 | 911665.8597 | 2884022.1623 | 18585.5417 | 58794.6927 | 45.6901 | 3.878 | 42.025 | 58685.161 | 0 | 50984.4086 | 0 | 0 | 0 | 29951.2591 | 54452.1232 | 141673.2549 | 96694.9076 | 432441.1144 | 961560.8286 | 6967896.3915 | 6967896.3915 | 7440735.7703 | 3682034.1773 | 0 | 8361898.3346 | 26452564.6737 | 133.3521 | 0.0091721 | 911665.8597 | 2884022.1623 | 18585.5417 | 58794.6927
1 | 1900 | 707 | 0.04 | 15 | 15 | 7 | 1.7783e-13 | 5spot_SharedNeighbor | CO2 | Porous | Wet | R245fa | MinimizeLCOE_Brownfield | IgnoreSilica | 1.068 | 0.092056 | 0.0036426 | 4 | 583191.9854 | 1824792.657 | 11889.1574 | 37200.8665 | 47.4695 | 4.0231 | 82.5865 | 76925.1382 | 0 | 69440.1913 | 0 | 0 | 0 | 36992.5296 | 71509.565 | 186053.2196 | 126985.1454 | 567905.7891 | 961560.8286 | 6967896.3915 | 6967896.3915 | 7440735.7703 | 3682034.1773 | 0 | 8497363.0093 | 26588029.3484 | 177.8279 | 0.01457 | 583191.9854 | 1824792.657 | 11889.1574 | 37200.8665
1 | 1900 | 707 | 0.04 | 15 | 15 | 7 | 2.3714e-13 | 5spot_SharedNeighbor | CO2 | Porous | Wet | R245fa | MinimizeLCOE_Brownfield | IgnoreSilica | 1.418 | 0.13613 | 0.0055138 | 4 | 392388.893 | 1212638.5432 | 7999.3783 | 24721.2769 | 48.9162 | 4.1297 | 113.6034 | 98121.0061 | 0 | 91501.3443 | 0 | 0 | 0 | 44361.9322 | 91253.8702 | 237423.8515 | 162046.6572 | 724708.6615 | 961560.8286 | 6967896.3915 | 6967896.3915 | 7440735.7703 | 3682034.1773 | 0 | 8654165.8816 | 26744832.2207 | 237.1374 | 0.022055 | 392388.893 | 1212638.5432 | 7999.3783 | 24721.2769
1 | 1900 | 707 | 0.04 | 15 | 15 | 7 | 3.1623e-13 | 5spot_SharedNeighbor | CO2 | Porous | Wet | R245fa | MinimizeLCOE_Brownfield | IgnoreSilica | 1.8653 | 0.19329 | 0.008065 | 4 | 273962.2137 | 834736.7338 | 5585.0903 | 17017.2374 | 50.1007 | 4.2098 | 153.9792 | 122993.892 | 0 | 118128.807 | 0 | 0 | 0 | 52234.95 | 114409.4831 | 297670.0064 | 203165.8959 | 908603.0344 | 961560.8286 | 6967896.3915 | 6967896.3915 | 7440735.7703 | 3682034.1773 | 0 | 8838060.2545 | 26928726.5936 | 316.2278 | 0.03226 | 273962.2137 | 834736.7338 | 5585.0903 | 17017.2374
1 | 1900 | 707 | 0.04 | 15 | 15 | 7 | 4.217e-13 | 5spot_SharedNeighbor | CO2 | Porous | Wet | R245fa | MinimizeLCOE_Brownfield | IgnoreSilica | 2.4488 | 0.26838 | 0.011511 | 4 | 196774.2658 | 589686.5249 | 4011.5096 | 12021.5574 | 51.0795 | 4.2714 | 206.7761 | 152794.4364 | 0 | 150941.1236 | 0 | 0 | 0 | 61272.8909 | 142353.2959 | 370374.0752 | 252787.9167 | 1130523.7387 | 961560.8286 | 6967896.3915 | 6967896.3915 | 7440735.7703 | 3682034.1773 | 0 | 9059980.9589 | 27150647.298 | 421.6965 | 0.046043 | 196774.2658 | 589686.5249 | 4011.5096 | 12021.5574
1 | 1900 | 707 | 0.04 | 15 | 15 | 7 | 5.6234e-13 | 5spot_SharedNeighbor | CO2 | Porous | Wet | R245fa | MinimizeLCOE_Brownfield | IgnoreSilica | 3.2151 | 0.36739 | 0.016137 | 4 | 144551.1617 | 424821.7843 | 2946.871 | 8660.5667 | 51.8806 | 4.319 | 43.533 | 188741.5698 | 0 | 191650.8164 | 0 | 0 | 0 | 71913.6329 | 176399.3475 | 458954.9176 | 313246.1618 | 1400906.446 | 961560.8286 | 6967896.3915 | 6967896.3915 | 7440735.7703 | 3682034.1773 | 0 | 9330363.6662 | 27421030.0053 | 562.3413 | 0.064547 | 144551.1617 | 424821.7843 | 2946.871 | 8660.5667
1 | 1900 | 707 | 0.04 | 15 | 15 | 7 | 7.4989e-13 | 5spot_SharedNeighbor | CO2 | Porous | Wet | R245fa | MinimizeLCOE_Brownfield | IgnoreSilica | 4.2091 | 0.49628 | 0.02231 | 4 | 108187.5694 | 310909.3572 | 2205.5499 | 6338.3078 | 52.5195 | 4.3551 | 46.7936 | 231597.5965 | 0 | 241556.2621 | 0 | 0 | 0 | 83817.2775 | 217218.7431 | 565158.6118 | 385732.3654 | 1725080.8564 | 961560.8286 | 6967896.3915 | 6967896.3915 | 7440735.7703 | 3682034.1773 | 0 | 9654538.0765 | 27745204.4156 | 749.8942 | 0.089239 | 108187.5694 | 310909.3572 | 2205.5499 | 6338.3078
1 | 1900 | 707 | 0.04 | 15 | 15 | 7 | 1e-12 | 5spot_SharedNeighbor | CO2 | Porous | Wet | R245fa | MinimizeLCOE_Brownfield | IgnoreSilica | 5.4756 | 0.66108 | 0.030488 | 4 | 82283.3142 | 230626.8848 | 1677.4567 | 4701.641 | 53.0172 | 4.3819 | 57.689 | 281872.7416 | 0 | 301712.7501 | 0 | 0 | 0 | 96076.6729 | 265068.2442 | 689653.1984 | 470702.4788 | 2105086.086 | 961560.8286 | 6967896.3915 | 6967896.3915 | 7440735.7703 | 3682034.1773 | 0 | 10034543.3061 | 28125209.6452 | 1000 | 0.12195 | 82283.3142 | 230626.8848 | 1677.4567 | 4701.641
1 | 1900 | 707 | 0.04 | 15 | 15 | 7 | 1.3335e-12 | 5spot_SharedNeighbor | CO2 | Porous | Wet | R245fa | MinimizeLCOE_Brownfield | IgnoreSilica | 7.1003 | 0.87294 | 0.041289 | 4 | 63487.3264 | 173023.3065 | 1294.275 | 3527.3141 | 53.4058 | 4.4019 | 47.8936 | 341382.9525 | 0 | 374827.7926 | 0 | 0 | 0 | 109016.4725 | 321838.6149 | 837358.0577 | 571514.0804 | 2555937.9706 | 961560.8286 | 6967896.3915 | 6967896.3915 | 7440735.7703 | 3682034.1773 | 0 | 10485395.1908 | 28576061.5299 | 1333.5214 | 0.16516 | 63487.3264 | 173023.3065 | 1294.275 | 3527.3141
1 | 1900 | 707 | 0.04 | 15 | 15 | 7 | 1.7783e-12 | 5spot_SharedNeighbor | CO2 | Porous | Wet | R245fa | MinimizeLCOE_Brownfield | IgnoreSilica | 9.1855 | 1.1452 | 0.055507 | 4 | 49640.6859 | 131120.5668 | 1011.9925 | 2673.0701 | 53.7059 | 4.4163 | 56.1937 | 411940.7712 | 0 | 463803.8008 | 0 | 0 | 0 | 122583.2488 | 389347.8501 | 1013003.2399 | 691395.5263 | 3092074.4372 | 961560.8286 | 6967896.3915 | 6967896.3915 | 7440735.7703 | 3682034.1773 | 0 | 11021531.6574 | 29112197.9965 | 1778.2794 | 0.22203 | 49640.6859 | 131120.5668 | 1011.9925 | 2673.0701
1 | 1900 | 707 | 0.04 | 15 | 15 | 7 | 2.3714e-12 | 5spot_SharedNeighbor | CO2 | Porous | Wet | R245fa | MinimizeLCOE_Brownfield | IgnoreSilica | 11.7996 | 1.4874 | 0.074031 | 4 | 39308.5431 | 100400.0813 | 801.3578 | 2046.7915 | 53.9289 | 4.4256 | 50.8023 | 493801.7195 | 0 | 569713.329 | 0 | 0 | 0 | 134560.2427 | 467249.3636 | 1215686.9979 | 829731.356 | 3710743.0086 | 961560.8286 | 6967896.3915 | 6967896.3915 | 7440735.7703 | 3682034.1773 | 0 | 11640200.2288 | 29730866.5679 | 2371.3737 | 0.29612 | 39308.5431 | 100400.0813 | 801.3578 | 2046.7915
1 | 1900 | 707 | 0.04 | 15 | 15 | 7 | 3.1623e-12 | 5spot_SharedNeighbor | CO2 | Porous | Wet | R245fa | MinimizeLCOE_Brownfield | IgnoreSilica | 15.0586 | 1.9149 | 0.097979 | 4 | 31513.4431 | 77672.8198 | 642.4442 | 1583.4655 | 54.0883 | 4.4303 | 56.4637 | 588432.2009 | 0 | 695283.9879 | 0 | 0 | 0 | 143745.8109 | 556710.1799 | 1448445.6912 | 988593.9468 | 4421211.8176 | 961560.8286 | 6967896.3915 | 6967896.3915 | 7440735.7703 | 3682034.1773 | 0 | 12350669.0378 | 30441335.3769 | 3162.2777 | 0.39192 | 31513.4431 | 77672.8198 | 642.4442 | 1583.4655
1 | 1900 | 707 | 0.04 | 15 | 15 | 7 | 4.217e-12 | 5spot_SharedNeighbor | CO2 | Porous | Wet | R245fa | MinimizeLCOE_Brownfield | IgnoreSilica | 19.1077 | 2.4473 | 0.1287 | 4 | 25572.3955 | 60714.0542 | 521.3279 | 1237.7381 | 54.1914 | 4.4297 | 42.5986 | 697582.5476 | 0 | 843916.0374 | 0 | 0 | 0 | 148715.9701 | 659183.6765 | 1715060.7091 | 1170564.1749 | 5235023.1155 | 961560.8286 | 6967896.3915 | 6967896.3915 | 7440735.7703 | 3682034.1773 | 0 | 13164480.3357 | 31255146.6748 | 4216.965 | 0.51479 | 25572.3955 | 60714.0542 | 521.3279 | 1237.7381
1 | 1900 | 707 | 0.04 | 15 | 15 | 7 | 5.6234e-12 | 5spot_SharedNeighbor | CO2 | Porous | Wet | R245fa | MinimizeLCOE_Brownfield | IgnoreSilica | 23.9675 | 3.088 | 0.16722 | 4 | 21011.5183 | 48057.0128 | 428.3482 | 979.7072 | 54.2412 | 4.4241 | 48.8452 | 819421.0065 | 0 | 1014146.4091 | 0 | 0 | 0 | 144022.3195 | 771259.9967 | 2006660.3043 | 1369586.8904 | 6125096.9265 | 961560.8286 | 6967896.3915 | 6967896.3915 | 7440735.7703 | 3682034.1773 | 0 | 14054554.1467 | 32145220.4858 | 5623.4133 | 0.6689 | 21011.5183 | 48057.0128 | 428.3482 | 979.7072
1 | 1900 | 707 | 0.04 | 15 | 15 | 7 | 7.4989e-12 | 5spot_SharedNeighbor | CO2 | Porous | Wet | R245fa | MinimizeLCOE_Brownfield | IgnoreSilica | 29.5144 | 3.8226 | 0.21395 | 4 | 17477.9876 | 38617.2576 | 356.3124 | 787.265 | 54.2382 | 4.4123 | 52.1685 | 949095.8503 | 0 | 1200225.3043 | 0 | 0 | 0 | 119766.2533 | 884944.0891 | 2302442.9927 | 1571464.653 | 7027939.1427 | 961560.8286 | 6967896.3915 | 6967896.3915 | 7440735.7703 | 3682034.1773 | 0 | 14957396.3629 | 33048062.702 | 7498.9421 | 0.85578 | 17477.9876 | 38617.2576 | 356.3124 | 787.265
1 | 1900 | 707 | 0.04 | 15 | 15 | 7 | 1e-11 | 5spot_SharedNeighbor | CO2 | Porous | Wet | R245fa | MinimizeLCOE_Brownfield | IgnoreSilica | 34.0451 | 4.4344 | 0.26202 | 4 | 14646.7344 | 31907.5991 | 298.5935 | 650.4796 | 54.2022 | 4.3989 | 42.7951 | 1048998.95 | 0 | 1347126.0645 | 0 | 0 | 0 | 0 | 934488.7556 | 2431348.0521 | 1659445.0048 | 7421406.827 | 961560.8286 | 6967896.3915 | 6967896.3915 | 7440735.7703 | 3682034.1773 | 0 | 15350864.0472 | 33441530.3863 | 10000 | 1.0481 | 14646.7344 | 31907.5991 | 298.5935 | 650.4796
1 | 1900 | 707 | 0.04 | 15 | 15 | 7 | 1.3335e-11 | 5spot_SharedNeighbor | CO2 | Porous | Wet | R245fa | MinimizeLCOE_Brownfield | IgnoreSilica | 44.8197 | 5.8506 | 0.34184 | 4 | 12484.1049 | 25714.5749 | 254.5054 | 524.2264 | 54.0293 | 4.3568 | 57.0989 | 1269113.694 | 0 | 1682103.3975 | 0 | 0 | 0 | 0 | 1150974.6657 | 2994599.9827 | 2043876.0211 | 9140667.7609 | 961560.8286 | 6967896.3915 | 6967896.3915 | 7440735.7703 | 3682034.1773 | 0 | 17070124.9811 | 35160791.3202 | 13335.2143 | 1.3673 | 12484.1049 | 25714.5749 | 254.5054 | 524.2264
1 | 1900 | 707 | 0.04 | 15 | 15 | 7 | 1.7783e-11 | 5spot_SharedNeighbor | CO2 | Porous | Wet | R245fa | MinimizeLCOE_Brownfield | IgnoreSilica | 58.4498 | 7.6402 | 0.43766 | 4 | 10902.9387 | 21236.6466 | 222.2712 | 432.9378 | 53.656 | 4.2819 | 39.1728 | 1518386.7862 | 0 | 2084072.8384 | 0 | 0 | 0 | 0 | 1404959.2536 | 3655415.7811 | 2494896.3819 | 11157731.0412 | 961560.8286 | 6967896.3915 | 6967896.3915 | 7440735.7703 | 3682034.1773 | 0 | 19087188.2614 | 37177854.6005 | 17782.7941 | 1.7506 | 10902.9387 | 21236.6466 | 222.2712 | 432.9378
1 | 1900 | 707 | 0.04 | 15 | 15 | 7 | 2.3714e-11 | 5spot_SharedNeighbor | CO2 | Porous | Wet | R245fa | MinimizeLCOE_Brownfield | IgnoreSilica | 75.0975 | 9.8166 | 0.54388 | 4 | 9816.6382 | 18132.2638 | 200.1254 | 369.6507 | 52.9744 | 4.1582 | 55.7397 | 1784604.2467 | 0 | 2550418.9567 | 0 | 0 | 0 | 0 | 1690659.0493 | 4398748.0445 | 3002235.9256 | 13426666.2227 | 961560.8286 | 6967896.3915 | 6967896.3915 | 7440735.7703 | 3682034.1773 | 0 | 21356123.4429 | 39446789.782 | 23713.7371 | 2.1755 | 9816.6382 | 18132.2638 | 200.1254 | 369.6507
1 | 1900 | 707 | 0.04 | 15 | 15 | 7 | 3.1623e-11 | 5spot_SharedNeighbor | CO2 | Porous | Wet | R245fa | MinimizeLCOE_Brownfield | IgnoreSilica | 94.4669 | 12.3268 | 0.64728 | 4 | 9177.3195 | 16164.5537 | 187.0921 | 329.5363 | 51.8687 | 3.9691 | 59.0045 | 2044568.0648 | 0 | 3066916.7205 | 0 | 0 | 0 | 0 | 1993479.0663 | 5186623.6117 | 3539977.1894 | 15831564.6527 | 961560.8286 | 6967896.3915 | 6967896.3915 | 7440735.7703 | 3682034.1773 | 0 | 23761021.8729 | 41851688.212 | 31622.7766 | 2.5891 | 9177.3195 | 16164.5537 | 187.0921 | 329.5363
1 | 1900 | 707 | 0.04 | 15 | 15 | 7 | 4.217e-11 | 5spot_SharedNeighbor | CO2 | Porous | Wet | R245fa | MinimizeLCOE_Brownfield | IgnoreSilica | 115.2226 | 14.9837 | 0.72671 | 4 | 8971.5075 | 15195.0077 | 182.8963 | 309.7708 | 50.3046 | 3.7121 | 61.989 | 2263109.925 | 0 | 3596663.1212 | 0 | 0 | 0 | 0 | 2285311.488 | 5945911.71 | 4058206.9183 | 18149203.1625 | 961560.8286 | 6967896.3915 | 6967896.3915 | 7440735.7703 | 3682034.1773 | 0 | 26078660.3827 | 44169326.7218 | 42169.6503 | 2.9068 | 8971.5075 | 15195.0077 | 182.8963 | 309.7708
1 | 1900 | 707 | 0.04 | 15 | 15 | 7 | 5.6234e-11 | 5spot_SharedNeighbor | CO2 | Porous | Wet | R245fa | MinimizeLCOE_Brownfield | IgnoreSilica | 115.1387 | 14.9699 | 0.72611 | 4 | 8974.5323 | 15203.1209 | 182.958 | 309.9362 | 50.301 | 3.7124 | 80.6508 | 2261736.6943 | 0 | 3593994.3118 | 0 | 0 | 0 | 0 | 2283735.0924 | 5941810.2519 | 4055407.5889 | 18136683.9393 | 961560.8286 | 6967896.3915 | 6967896.3915 | 7440735.7703 | 3682034.1773 | 0 | 26066141.1595 | 44156807.4986 | 56234.1325 | 2.9045 | 8974.5323 | 15203.1209 | 182.958 | 309.9362
1 | 1900 | 707 | 0.04 | 15 | 15 | 7 | 7.4989e-11 | 5spot_SharedNeighbor | CO2 | Porous | Wet | R245fa | MinimizeLCOE_Brownfield | IgnoreSilica | 115.0534 | 14.9567 | 0.72559 | 4 | 8976.8894 | 15209.9501 | 183.006 | 310.0754 | 50.2998 | 3.7128 | 70.4649 | 2260486.8427 | 0 | 3591414.738 | 0 | 0 | 0 | 0 | 2282241.6165 | 5937924.5339 | 4052755.5065 | 18124823.2375 | 961560.8286 | 6967896.3915 | 6967896.3915 | 7440735.7703 | 3682034.1773 | 0 | 26054280.4577 | 44144946.7968 | 74989.4209 | 2.9024 | 8976.8894 | 15209.9501 | 183.006 | 310.0754
1 | 1900 | 707 | 0.04 | 15 | 15 | 7 | 1e-10 | 5spot_SharedNeighbor | CO2 | Porous | Wet | R245fa | MinimizeLCOE_Brownfield | IgnoreSilica | 114.9996 | 14.948 | 0.72523 | 4 | 8978.7128 | 15214.923 | 183.0432 | 310.1768 | 50.298 | 3.713 | 75.1626 | 2259631.79 | 0 | 3589729.2258 | 0 | 0 | 0 | 0 | 2281250.7962 | 5935346.6227 | 4050996.0292 | 18116954.4639 | 961560.8286 | 6967896.3915 | 6967896.3915 | 7440735.7703 | 3682034.1773 | 0 | 26046411.684 | 44137078.0231 | 100000 | 2.9009 | 8978.7128 | 15214.923 | 183.0432 | 310.1768
1 | 1900 | 707 | 0.04 | 15 | 15 | 7 | 1.3335e-10 | 5spot_SharedNeighbor | CO2 | Porous | Wet | R245fa | MinimizeLCOE_Brownfield | IgnoreSilica | 114.9607 | 14.9417 | 0.72495 | 4 | 8980.1143 | 15218.6848 | 183.0718 | 310.2535 | 50.2963 | 3.7131 | 72.5793 | 2258996.6516 | 0 | 3588494.6991 | 0 | 0 | 0 | 0 | 2280521.6267 | 5933449.4735 | 4049701.1858 | 18111163.6367 | 961560.8286 | 6967896.3915 | 6967896.3915 | 7440735.7703 | 3682034.1773 | 0 | 26040620.8569 | 44131287.196 | 133352.1432 | 2.8998 | 8980.1143 | 15218.6848 | 183.0718 | 310.2535
1 | 1900 | 707 | 0.04 | 15 | 15 | 7 | 1.7783e-10 | 5spot_SharedNeighbor | CO2 | Porous | Wet | R245fa | MinimizeLCOE_Brownfield | IgnoreSilica | 114.9265 | 14.9363 | 0.72473 | 4 | 8981.1855 | 15221.6745 | 183.0936 | 310.3144 | 50.2954 | 3.7133 | 79.0788 | 2258470.7293 | 0 | 3587438.6113 | 0 | 0 | 0 | 0 | 2279904.6428 | 5931844.2079 | 4048605.5591 | 18106263.7503 | 961560.8286 | 6967896.3915 | 6967896.3915 | 7440735.7703 | 3682034.1773 | 0 | 26035720.9705 | 44126387.3096 | 177827.941 | 2.8989 | 8981.1855 | 15221.6745 | 183.0936 | 310.3144
1 | 1900 | 707 | 0.04 | 15 | 15 | 7 | 2.3714e-10 | 5spot_SharedNeighbor | CO2 | Porous | Wet | R245fa | MinimizeLCOE_Brownfield | IgnoreSilica | 114.8876 | 14.9305 | 0.72452 | 4 | 8982.0007 | 15224.273 | 183.1102 | 310.3674 | 50.2959 | 3.7135 | 75.2057 | 2257955.3854 | 0 | 3586315.1843 | 0 | 0 | 0 | 0 | 2279265.5222 | 5930181.347 | 4047470.6224 | 18101188.0612 | 961560.8286 | 6967896.3915 | 6967896.3915 | 7440735.7703 | 3682034.1773 | 0 | 26030645.2814 | 44121311.6205 | 237137.3706 | 2.8981 | 8982.0007 | 15224.273 | 183.1102 | 310.3674
1 | 1900 | 707 | 0.04 | 15 | 15 | 7 | 3.1623e-10 | 5spot_SharedNeighbor | CO2 | Porous | Wet | R245fa | MinimizeLCOE_Brownfield | IgnoreSilica | 114.8681 | 14.9274 | 0.72439 | 4 | 8982.6189 | 15225.99 | 183.1228 | 310.4024 | 50.2954 | 3.7136 | 73.0638 | 2257655.172 | 0 | 3585714.7656 | 0 | 0 | 0 | 0 | 2278914.2756 | 5929267.4756 | 4046846.8864 | 18098398.5751 | 961560.8286 | 6967896.3915 | 6967896.3915 | 7440735.7703 | 3682034.1773 | 0 | 26027855.7953 | 44118522.1344 | 316227.766 | 2.8976 | 8982.6189 | 15225.99 | 183.1228 | 310.4024
1 | 1900 | 707 | 0.04 | 15 | 15 | 7 | 4.217e-10 | 5spot_SharedNeighbor | CO2 | Porous | Wet | R245fa | MinimizeLCOE_Brownfield | IgnoreSilica | 114.8487 | 14.9245 | 0.72428 | 4 | 8983.0866 | 15227.4083 | 183.1324 | 310.4313 | 50.2954 | 3.7137 | 71.8535 | 2257385.5629 | 0 | 3585142.4855 | 0 | 0 | 0 | 0 | 2278585.9389 | 5928413.2107 | 4046263.833 | 18095791.0308 | 961560.8286 | 6967896.3915 | 6967896.3915 | 7440735.7703 | 3682034.1773 | 0 | 26025248.251 | 44115914.5901 | 421696.5034 | 2.8971 | 8983.0866 | 15227.4083 | 183.1324 | 310.4313
1 | 1900 | 707 | 0.04 | 15 | 15 | 7 | 5.6234e-10 | 5spot_SharedNeighbor | CO2 | Porous | Wet | R245fa | MinimizeLCOE_Brownfield | IgnoreSilica | 114.8487 | 14.9241 | 0.72424 | 4 | 8983.4395 | 15228.1079 | 183.1396 | 310.4456 | 50.2941 | 3.7136 | 72.3759 | 2257314.1963 | 0 | 3585077.4002 | 0 | 0 | 0 | 0 | 2278532.7226 | 5928274.753 | 4046169.3328 | 18095368.4048 | 961560.8286 | 6967896.3915 | 6967896.3915 | 7440735.7703 | 3682034.1773 | 0 | 26024825.625 | 44115491.9641 | 562341.3252 | 2.897 | 8983.4395 | 15228.1079 | 183.1396 | 310.4456
1 | 1900 | 707 | 0.04 | 15 | 15 | 7 | 7.4989e-10 | 5spot_SharedNeighbor | CO2 | Porous | Wet | R245fa | MinimizeLCOE_Brownfield | IgnoreSilica | 114.8339 | 14.922 | 0.72417 | 4 | 8983.7055 | 15229.0094 | 183.145 | 310.464 | 50.2945 | 3.7138 | 82.4487 | 2257127.136 | 0 | 3584658.259 | 0 | 0 | 0 | 0 | 2278296.304 | 5927659.6403 | 4045749.5057 | 18093490.8451 | 961560.8286 | 6967896.3915 | 6967896.3915 | 7440735.7703 | 3682034.1773 | 0 | 26022948.0652 | 44113614.4043 | 749894.2093 | 2.8967 | 8983.7055 | 15229.0094 | 183.145 | 310.464
1 | 1900 | 707 | 0.04 | 15 | 15 | 7 | 1e-09 | 5spot_SharedNeighbor | CO2 | Porous | Wet | R245fa | MinimizeLCOE_Brownfield | IgnoreSilica | 114.8339 | 14.9218 | 0.72415 | 4 | 8983.9057 | 15229.4062 | 183.1491 | 310.472 | 50.2938 | 3.7137 | 83.3858 | 2257086.6896 | 0 | 3584621.4279 | 0 | 0 | 0 | 0 | 2278266.1658 | 5927581.2268 | 4045695.9869 | 18093251.4971 | 961560.8286 | 6967896.3915 | 6967896.3915 | 7440735.7703 | 3682034.1773 | 0 | 26022708.7172 | 44113375.0563 | 1000000 | 2.8966 | 8983.9057 | 15229.4062 | 183.1491 | 310.472
1 | 1900 | 707 | 0.04 | 15 | 15 | 7 | 1.3335e-09 | 5spot_SharedNeighbor | CO2 | Porous | Wet | R245fa | MinimizeLCOE_Brownfield | IgnoreSilica | 114.8144 | 14.9192 | 0.72407 | 4 | 8984.0563 | 15230.1958 | 183.1521 | 310.4881 | 50.2949 | 3.7139 | 81.7184 | 2256881.3325 | 0 | 3584107.9658 | 0 | 0 | 0 | 0 | 2277985.8263 | 5926851.841 | 4045198.1661 | 18091025.1316 | 961560.8286 | 6967896.3915 | 6967896.3915 | 7440735.7703 | 3682034.1773 | 0 | 26020482.3518 | 44111148.6909 | 1333521.4322 | 2.8963 | 8984.0563 | 15230.1958 | 183.1521 | 310.4881
1 | 1900 | 707 | 0.04 | 15 | 15 | 7 | 1.7783e-09 | 5spot_SharedNeighbor | CO2 | Porous | Wet | R245fa | MinimizeLCOE_Brownfield | IgnoreSilica | 114.8144 | 14.9191 | 0.72406 | 4 | 8984.1694 | 15230.42 | 183.1544 | 310.4927 | 50.2945 | 3.7139 | 80.9981 | 2256858.496 | 0 | 3584087.1894 | 0 | 0 | 0 | 0 | 2277968.8173 | 5926807.587 | 4045167.9618 | 18090890.0515 | 961560.8286 | 6967896.3915 | 6967896.3915 | 7440735.7703 | 3682034.1773 | 0 | 26020347.2717 | 44111013.6108 | 1778279.41 | 2.8962 | 8984.1694 | 15230.42 | 183.1544 | 310.4927
1 | 1900 | 707 | 0.04 | 15 | 15 | 7 | 2.3714e-09 | 5spot_SharedNeighbor | CO2 | Porous | Wet | R245fa | MinimizeLCOE_Brownfield | IgnoreSilica | 114.8144 | 14.919 | 0.72405 | 4 | 8984.2543 | 15230.5883 | 183.1562 | 310.4961 | 50.2942 | 3.7139 | 79.9566 | 2256841.345 | 0 | 3584071.5903 | 0 | 0 | 0 | 0 | 2277956.0448 | 5926774.3554 | 4045145.2806 | 18090788.6161 | 961560.8286 | 6967896.3915 | 6967896.3915 | 7440735.7703 | 3682034.1773 | 0 | 26020245.8363 | 44110912.1754 | 2371373.7057 | 2.8962 | 8984.2543 | 15230.5883 | 183.1562 | 310.4961
1 | 1900 | 707 | 0.04 | 15 | 15 | 7 | 3.1623e-09 | 5spot_SharedNeighbor | CO2 | Porous | Wet | R245fa | MinimizeLCOE_Brownfield | IgnoreSilica | 114.8144 | 14.9189 | 0.72404 | 4 | 8984.3181 | 15230.7148 | 183.1575 | 310.4987 | 50.294 | 3.7138 | 81.5925 | 2256828.469 | 0 | 3584059.8818 | 0 | 0 | 0 | 0 | 2277946.4568 | 5926749.4096 | 4045128.2545 | 18090712.4717 | 961560.8286 | 6967896.3915 | 6967896.3915 | 7440735.7703 | 3682034.1773 | 0 | 26020169.6919 | 44110836.031 | 3162277.6602 | 2.8962 | 8984.3181 | 15230.7148 | 183.1575 | 310.4987
1 | 1900 | 707 | 0.04 | 15 | 15 | 7 | 4.217e-09 | 5spot_SharedNeighbor | CO2 | Porous | Wet | R245fa | MinimizeLCOE_Brownfield | IgnoreSilica | 114.8144 | 14.9189 | 0.72404 | 4 | 8984.366 | 15230.8097 | 183.1585 | 310.5007 | 50.2938 | 3.7138 | 81.2069 | 2256818.8052 | 0 | 3584051.0956 | 0 | 0 | 0 | 0 | 2277939.2613 | 5926730.6883 | 4045115.4769 | 18090655.3272 | 961560.8286 | 6967896.3915 | 6967896.3915 | 7440735.7703 | 3682034.1773 | 0 | 26020112.5473 | 44110778.8864 | 4216965.0343 | 2.8962 | 8984.366 | 15230.8097 | 183.1585 | 310.5007
1 | 1900 | 707 | 0.04 | 15 | 15 | 7 | 5.6234e-09 | 5spot_SharedNeighbor | CO2 | Porous | Wet | R245fa | MinimizeLCOE_Brownfield | IgnoreSilica | 114.8144 | 14.9188 | 0.72403 | 4 | 8984.4019 | 15230.8809 | 183.1592 | 310.5021 | 50.2937 | 3.7138 | 81.7577 | 2256811.5536 | 0 | 3584044.5035 | 0 | 0 | 0 | 0 | 2277933.8623 | 5926716.6411 | 4045105.8894 | 18090612.4499 | 961560.8286 | 6967896.3915 | 6967896.3915 | 7440735.7703 | 3682034.1773 | 0 | 26020069.6701 | 44110736.0092 | 5623413.2519 | 2.8961 | 8984.4019 | 15230.8809 | 183.1592 | 310.5021
1 | 1900 | 707 | 0.04 | 15 | 15 | 7 | 7.4989e-09 | 5spot_SharedNeighbor | CO2 | Porous | Wet | R245fa | MinimizeLCOE_Brownfield | IgnoreSilica | 114.8144 | 14.9188 | 0.72403 | 4 | 8984.4289 | 15230.9343 | 183.1597 | 310.5032 | 50.2936 | 3.7138 | 82.0394 | 2256806.1131 | 0 | 3584039.5581 | 0 | 0 | 0 | 0 | 2277929.8118 | 5926706.1027 | 4045098.6967 | 18090580.2824 | 961560.8286 | 6967896.3915 | 6967896.3915 | 7440735.7703 | 3682034.1773 | 0 | 26020037.5026 | 44110703.8417 | 7498942.0933 | 2.8961 | 8984.4289 | 15230.9343 | 183.1597 | 310.5032
1 | 1900 | 707 | 0.04 | 15 | 15 | 7 | 1e-08 | 5spot_SharedNeighbor | CO2 | Porous | Wet | R245fa | MinimizeLCOE_Brownfield | IgnoreSilica | 114.8144 | 14.9188 | 0.72403 | 4 | 8984.4491 | 15230.9744 | 183.1601 | 310.504 | 50.2935 | 3.7138 | 81.2918 | 2256802.0319 | 0 | 3584035.8486 | 0 | 0 | 0 | 0 | 2277926.7734 | 5926698.1973 | 4045093.3012 | 18090556.1524 | 961560.8286 | 6967896.3915 | 6967896.3915 | 7440735.7703 | 3682034.1773 | 0 | 26020013.3726 | 44110679.7117 | 10000000 | 2.8961 | 8984.4491 | 15230.9744 | 183.1601 | 310.504
1 | 2000 | 707 | 0.04 | 15 | 15 | 7 | 1e-13 | 5spot_SharedNeighbor | CO2 | Porous | Wet | R245fa | MinimizeLCOE_Brownfield | IgnoreSilica | 0.6088 | 0.032778 | 0.0014308 | 4 | 1513969.9025 | 4801193.9277 | 30864.3243 | 97878.8323 | 45.1361 | 4.0555 | 30.6928 | 47429.6096 | 0 | 37243.2283 | 0 | 0 | 0 | 28364.1362 | 44084.4199 | 114698.6177 | 78284.1634 | 350104.1752 | 961560.8286 | 7352795.5309 | 7352795.5309 | 7650990.3052 | 3809020.6719 | 0 | 8664460.5348 | 27477267.0428 | 100 | 0.005723 | 1513969.9025 | 4801193.9277 | 30864.3243 | 97878.8323
1 | 2000 | 707 | 0.04 | 15 | 15 | 7 | 1.3335e-13 | 5spot_SharedNeighbor | CO2 | Porous | Wet | R245fa | MinimizeLCOE_Brownfield | IgnoreSilica | 0.84513 | 0.060604 | 0.0025025 | 4 | 878748.9101 | 2758139.7975 | 17914.4851 | 56228.4104 | 47.6381 | 4.276 | 37.8525 | 65100.8932 | 0 | 53889.5191 | 0 | 0 | 0 | 36621.2333 | 60688.5418 | 157899.1368 | 107769.4053 | 481968.7295 | 961560.8286 | 7352795.5309 | 7352795.5309 | 7650990.3052 | 3809020.6719 | 0 | 8796325.089 | 27609131.5971 | 133.3521 | 0.01001 | 878748.9101 | 2758139.7975 | 17914.4851 | 56228.4104
1 | 2000 | 707 | 0.04 | 15 | 15 | 7 | 1.7783e-13 | 5spot_SharedNeighbor | CO2 | Porous | Wet | R245fa | MinimizeLCOE_Brownfield | IgnoreSilica | 1.1263 | 0.095678 | 0.0040334 | 4 | 553994.4854 | 1720063.5841 | 11293.9269 | 35065.8227 | 49.554 | 4.4271 | 95.9586 | 84494.6794 | 0 | 72649.0738 | 0 | 0 | 0 | 44172.7477 | 78513.4353 | 204275.8534 | 139422.4674 | 623528.2571 | 961560.8286 | 7352795.5309 | 7352795.5309 | 7650990.3052 | 3809020.6719 | 0 | 8937884.6167 | 27750691.1247 | 177.8279 | 0.016134 | 553994.4854 | 1720063.5841 | 11293.9269 | 35065.8227
1 | 2000 | 707 | 0.04 | 15 | 15 | 7 | 2.3714e-13 | 5spot_SharedNeighbor | CO2 | Porous | Wet | R245fa | MinimizeLCOE_Brownfield | IgnoreSilica | 1.5153 | 0.14484 | 0.0061735 | 4 | 369405.7558 | 1131246.421 | 7530.836 | 23061.9884 | 51.2553 | 4.5486 | 129.2246 | 109145.9215 | 0 | 97162.6602 | 0 | 0 | 0 | 54473.1796 | 101704.8869 | 264615.2532 | 180605.3476 | 807707.2491 | 961560.8286 | 7352795.5309 | 7352795.5309 | 7650990.3052 | 3809020.6719 | 0 | 9122063.6086 | 27934870.1167 | 237.1374 | 0.024694 | 369405.7558 | 1131246.421 | 7530.836 | 23061.9884
1 | 2000 | 707 | 0.04 | 15 | 15 | 7 | 3.1623e-13 | 5spot_SharedNeighbor | CO2 | Porous | Wet | R245fa | MinimizeLCOE_Brownfield | IgnoreSilica | 2.0015 | 0.2077 | 0.0090971 | 4 | 256444.7912 | 773444.8818 | 5227.9739 | 15767.7201 | 52.6001 | 4.6367 | 177.1564 | 137397.3374 | 0 | 126067.4486 | 0 | 0 | 0 | 64974.411 | 128091.2868 | 333267.2531 | 227461.7482 | 1017259.485 | 961560.8286 | 7352795.5309 | 7352795.5309 | 7650990.3052 | 3809020.6719 | 0 | 9331615.8446 | 28144422.3527 | 316.2278 | 0.036388 | 256444.7912 | 773444.8818 | 5227.9739 | 15767.7201
1 | 2000 | 707 | 0.04 | 15 | 15 | 7 | 4.217e-13 | 5spot_SharedNeighbor | CO2 | Porous | Wet | R245fa | MinimizeLCOE_Brownfield | IgnoreSilica | 2.6238 | 0.28909 | 0.013046 | 4 | 183542.817 | 544045.8795 | 3741.7686 | 11091.1111 | 53.6885 | 4.7031 | 232.0114 | 170618.5166 | 0 | 161017.2616 | 0 | 0 | 0 | 76403.8545 | 159135.4568 | 414037.8153 | 282589.3166 | 1263802.2213 | 961560.8286 | 7352795.5309 | 7352795.5309 | 7650990.3052 | 3809020.6719 | 0 | 9578158.5809 | 28390965.089 | 421.6965 | 0.052185 | 183542.817 | 544045.8795 | 3741.7686 | 11091.1111
1 | 2000 | 707 | 0.04 | 15 | 15 | 7 | 5.6234e-13 | 5spot_SharedNeighbor | CO2 | Porous | Wet | R245fa | MinimizeLCOE_Brownfield | IgnoreSilica | 3.4392 | 0.39625 | 0.01835 | 4 | 134574.0217 | 390879.9617 | 2743.4735 | 7968.6167 | 54.5796 | 4.7544 | 45.1609 | 210625.7102 | 0 | 204288.2641 | 0 | 0 | 0 | 89839.9313 | 196854.0232 | 512173.788 | 349569.1344 | 1563350.8511 | 961560.8286 | 7352795.5309 | 7352795.5309 | 7650990.3052 | 3809020.6719 | 0 | 9877707.2107 | 28690513.7188 | 562.3413 | 0.0734 | 134574.0217 | 390879.9617 | 2743.4735 | 7968.6167
1 | 2000 | 707 | 0.04 | 15 | 15 | 7 | 7.4989e-13 | 5spot_SharedNeighbor | CO2 | Porous | Wet | R245fa | MinimizeLCOE_Brownfield | IgnoreSilica | 4.4844 | 0.53431 | 0.025414 | 4 | 100646.9069 | 285706.701 | 2051.8233 | 5824.5175 | 55.2858 | 4.7931 | 56.478 | 257809.0227 | 0 | 256735.6021 | 0 | 0 | 0 | 104457.2538 | 241410.7327 | 628101.2062 | 428691.9794 | 1917205.7969 | 961560.8286 | 7352795.5309 | 7352795.5309 | 7650990.3052 | 3809020.6719 | 0 | 10231562.1564 | 29044368.6645 | 749.8942 | 0.10166 | 100646.9069 | 285706.701 | 2051.8233 | 5824.5175
1 | 2000 | 707 | 0.04 | 15 | 15 | 7 | 1e-12 | 5spot_SharedNeighbor | CO2 | Porous | Wet | R245fa | MinimizeLCOE_Brownfield | IgnoreSilica | 5.848 | 0.71477 | 0.034809 | 4 | 76561.8788 | 211674.9036 | 1560.8175 | 4315.2792 | 55.8501 | 4.8226 | 63.1434 | 314513.6607 | 0 | 321486.6088 | 0 | 0 | 0 | 121423.0331 | 295395.088 | 768557.4252 | 524556.235 | 2345932.0508 | 961560.8286 | 7352795.5309 | 7352795.5309 | 7650990.3052 | 3809020.6719 | 0 | 10660288.4104 | 29473094.9185 | 1000 | 0.13924 | 76561.8788 | 211674.9036 | 1560.8175 | 4315.2792
1 | 2000 | 707 | 0.04 | 15 | 15 | 7 | 1.3335e-12 | 5spot_SharedNeighbor | CO2 | Porous | Wet | R245fa | MinimizeLCOE_Brownfield | IgnoreSilica | 7.5802 | 0.94473 | 0.047197 | 4 | 59126.1514 | 158777.4739 | 1205.3666 | 3236.8936 | 56.2857 | 4.8443 | 54.8627 | 380958.0171 | 0 | 399389.4061 | 0 | 0 | 0 | 139129.1754 | 358595.8734 | 932992.9045 | 636786.8284 | 2847852.205 | 961560.8286 | 7352795.5309 | 7352795.5309 | 7650990.3052 | 3809020.6719 | 0 | 11162208.5645 | 29975015.0726 | 1333.5214 | 0.18879 | 59126.1514 | 158777.4739 | 1205.3666 | 3236.8936
1 | 2000 | 707 | 0.04 | 15 | 15 | 7 | 1.7783e-12 | 5spot_SharedNeighbor | CO2 | Porous | Wet | R245fa | MinimizeLCOE_Brownfield | IgnoreSilica | 9.7922 | 1.239 | 0.063475 | 4 | 46299.7977 | 120394.6634 | 943.884 | 2454.4081 | 56.6211 | 4.8597 | 53.6903 | 459376.0785 | 0 | 493738.5474 | 0 | 0 | 0 | 157946.2606 | 433313.7457 | 1127393.4814 | 769469.2167 | 3441237.3302 | 961560.8286 | 7352795.5309 | 7352795.5309 | 7650990.3052 | 3809020.6719 | 0 | 11755593.6897 | 30568400.1978 | 1778.2794 | 0.2539 | 46299.7977 | 120394.6634 | 943.884 | 2454.4081
1 | 2000 | 707 | 0.04 | 15 | 15 | 7 | 2.3714e-12 | 5spot_SharedNeighbor | CO2 | Porous | Wet | R245fa | MinimizeLCOE_Brownfield | IgnoreSilica | 12.587 | 1.6115 | 0.084716 | 4 | 36736.2186 | 92253.2922 | 748.9175 | 1880.7081 | 56.8725 | 4.8697 | 57.8662 | 551075.7987 | 0 | 606920.7554 | 0 | 0 | 0 | 176821.8789 | 520579.1889 | 1354440.264 | 924433.3112 | 4134271.1972 | 961560.8286 | 7352795.5309 | 7352795.5309 | 7650990.3052 | 3809020.6719 | 0 | 12448627.5567 | 31261434.0648 | 2371.3737 | 0.33887 | 36736.2186 | 92253.2922 | 748.9175 | 1880.7081
1 | 2000 | 707 | 0.04 | 15 | 15 | 7 | 3.1623e-12 | 5spot_SharedNeighbor | CO2 | Porous | Wet | R245fa | MinimizeLCOE_Brownfield | IgnoreSilica | 16.0797 | 2.078 | 0.11219 | 4 | 29523.1101 | 71445.9181 | 601.8685 | 1456.5217 | 57.0523 | 4.8743 | 68.5703 | 657314.5491 | 0 | 741421.5432 | 0 | 0 | 0 | 194320.9305 | 621292.2389 | 1616474.961 | 1103277.3762 | 4934101.5989 | 961560.8286 | 7352795.5309 | 7352795.5309 | 7650990.3052 | 3809020.6719 | 0 | 13248457.9585 | 32061264.4666 | 3162.2777 | 0.44875 | 29523.1101 | 71445.9181 | 601.8685 | 1456.5217
1 | 2000 | 707 | 0.04 | 15 | 15 | 7 | 4.217e-12 | 5spot_SharedNeighbor | CO2 | Porous | Wet | R245fa | MinimizeLCOE_Brownfield | IgnoreSilica | 20.3964 | 2.656 | 0.14733 | 4 | 24028.9881 | 55952.3904 | 489.8634 | 1140.6652 | 57.1685 | 4.8734 | 65.0545 | 779207.1448 | 0 | 899749.0275 | 0 | 0 | 0 | 208582.6424 | 736140.1377 | 1915285.6353 | 1307221.8013 | 5846186.389 | 961560.8286 | 7352795.5309 | 7352795.5309 | 7650990.3052 | 3809020.6719 | 0 | 14160542.7486 | 32973349.2566 | 4216.965 | 0.58931 | 24028.9881 | 55952.3904 | 489.8634 | 1140.6652
1 | 2000 | 707 | 0.04 | 15 | 15 | 7 | 5.6234e-12 | 5spot_SharedNeighbor | CO2 | Porous | Wet | R245fa | MinimizeLCOE_Brownfield | IgnoreSilica | 25.6239 | 3.3579 | 0.19152 | 4 | 19809.0574 | 44365.8813 | 403.8344 | 904.4585 | 57.2239 | 4.8661 | 66.3913 | 916420.2278 | 0 | 1082739.1194 | 0 | 0 | 0 | 216100.1053 | 863951.1865 | 2247823.7664 | 1534185.9087 | 6861220.3141 | 961560.8286 | 7352795.5309 | 7352795.5309 | 7650990.3052 | 3809020.6719 | 0 | 15175576.6736 | 33988383.1817 | 5623.4133 | 0.76609 | 19809.0574 | 44365.8813 | 403.8344 | 904.4585
1 | 2000 | 707 | 0.04 | 15 | 15 | 7 | 7.4989e-12 | 5spot_SharedNeighbor | CO2 | Porous | Wet | R245fa | MinimizeLCOE_Brownfield | IgnoreSilica | 31.8145 | 4.192 | 0.24593 | 4 | 16543.4744 | 35667.318 | 337.2611 | 727.1265 | 57.2167 | 4.8505 | 39.921 | 1067623.6268 | 0 | 1290124.0775 | 0 | 0 | 0 | 212286.9226 | 1002313.5045 | 2607814.1359 | 1779886.733 | 7960049.0002 | 961560.8286 | 7352795.5309 | 7352795.5309 | 7650990.3052 | 3809020.6719 | 0 | 16274405.3597 | 35087211.8678 | 7498.9421 | 0.98374 | 16543.4744 | 35667.318 | 337.2611 | 727.1265
1 | 2000 | 707 | 0.04 | 15 | 15 | 7 | 1e-11 | 5spot_SharedNeighbor | CO2 | Porous | Wet | R245fa | MinimizeLCOE_Brownfield | IgnoreSilica | 38.7593 | 5.1317 | 0.31022 | 4 | 14005.3235 | 29166.1039 | 285.5175 | 594.5905 | 57.1476 | 4.8268 | 43.4294 | 1225777.0992 | 0 | 1513441.8836 | 0 | 0 | 0 | 187457.5404 | 1141403.844 | 2969698.668 | 2026880.3621 | 9064659.3973 | 961560.8286 | 7352795.5309 | 7352795.5309 | 7650990.3052 | 3809020.6719 | 0 | 17379015.7569 | 36191822.2649 | 10000 | 1.2409 | 14005.3235 | 29166.1039 | 285.5175 | 594.5905
1 | 2000 | 707 | 0.04 | 15 | 15 | 7 | 1.3335e-11 | 5spot_SharedNeighbor | CO2 | Porous | Wet | R245fa | MinimizeLCOE_Brownfield | IgnoreSilica | 45.3339 | 6.0307 | 0.3789 | 4 | 12014.4868 | 24427.2259 | 244.9316 | 497.982 | 57.0345 | 4.7982 | 61.3701 | 1366190.7837 | 0 | 1717694.0661 | 0 | 0 | 0 | 110834.8751 | 1245940.6927 | 3241682.1049 | 2212514.6465 | 9894857.1691 | 961560.8286 | 7352795.5309 | 7352795.5309 | 7650990.3052 | 3809020.6719 | 0 | 18209213.5287 | 37022020.0368 | 13335.2143 | 1.5156 | 12014.4868 | 24427.2259 | 244.9316 | 497.982
1 | 2000 | 707 | 0.04 | 15 | 15 | 7 | 1.7783e-11 | 5spot_SharedNeighbor | CO2 | Porous | Wet | R245fa | MinimizeLCOE_Brownfield | IgnoreSilica | 54.2304 | 7.2389 | 0.46333 | 4 | 10383.6323 | 20534.4899 | 211.6844 | 418.6234 | 56.8144 | 4.7498 | 43.1638 | 1543695.3225 | 0 | 1985191.2331 | 0 | 0 | 0 | 0 | 1376265.7567 | 3580761.188 | 2443943.0881 | 10929856.5884 | 961560.8286 | 7352795.5309 | 7352795.5309 | 7650990.3052 | 3809020.6719 | 0 | 19244212.948 | 38057019.4561 | 17782.7941 | 1.8533 | 10383.6323 | 20534.4899 | 211.6844 | 418.6234
1 | 2000 | 707 | 0.04 | 15 | 15 | 7 | 2.3714e-11 | 5spot_SharedNeighbor | CO2 | Porous | Wet | R245fa | MinimizeLCOE_Brownfield | IgnoreSilica | 69.7682 | 9.3194 | 0.58158 | 4 | 9240.2949 | 17327.2607 | 188.3759 | 353.2396 | 56.2562 | 4.6402 | 46.4535 | 1823201.3654 | 0 | 2432650.7983 | 0 | 0 | 0 | 0 | 1659782.3439 | 4318413.1906 | 2947405.7371 | 13181453.4352 | 961560.8286 | 7352795.5309 | 7352795.5309 | 7650990.3052 | 3809020.6719 | 0 | 21495809.7948 | 40308616.3029 | 23713.7371 | 2.3263 | 9240.2949 | 17327.2607 | 188.3759 | 353.2396
1 | 2000 | 707 | 0.04 | 15 | 15 | 7 | 3.1623e-11 | 5spot_SharedNeighbor | CO2 | Porous | Wet | R245fa | MinimizeLCOE_Brownfield | IgnoreSilica | 87.9138 | 11.7327 | 0.70314 | 4 | 8500.3397 | 15189.2118 | 173.2909 | 309.6526 | 55.3258 | 4.4711 | 63.4281 | 2104205.5952 | 0 | 2930350.9763 | 0 | 0 | 0 | 0 | 1963477.0629 | 5108564.5531 | 3486700.278 | 15593298.4654 | 961560.8286 | 7352795.5309 | 7352795.5309 | 7650990.3052 | 3809020.6719 | 0 | 23907654.8249 | 42720461.333 | 31622.7766 | 2.8126 | 8500.3397 | 15189.2118 | 173.2909 | 309.6526
1 | 2000 | 707 | 0.04 | 15 | 15 | 7 | 4.217e-11 | 5spot_SharedNeighbor | CO2 | Porous | Wet | R245fa | MinimizeLCOE_Brownfield | IgnoreSilica | 107.7849 | 14.3463 | 0.80976 | 4 | 8121.2923 | 13929.4653 | 165.5635 | 283.971 | 53.9664 | 4.2363 | 54.5391 | 2357223.5549 | 0 | 3451373.0184 | 0 | 0 | 0 | 0 | 2265352.6636 | 5893982.9429 | 4022764.4678 | 17990696.6476 | 961560.8286 | 7352795.5309 | 7352795.5309 | 7650990.3052 | 3809020.6719 | 0 | 26305053.0072 | 45117859.5153 | 42169.6503 | 3.239 | 8121.2923 | 13929.4653 | 165.5635 | 283.971
1 | 2000 | 707 | 0.04 | 15 | 15 | 7 | 5.6234e-11 | 5spot_SharedNeighbor | CO2 | Porous | Wet | R245fa | MinimizeLCOE_Brownfield | IgnoreSilica | 120.9855 | 16.0631 | 0.86147 | 4 | 8056.5546 | 13516.0682 | 164.2438 | 275.5433 | 52.8565 | 4.0501 | 62.0868 | 2492409.5199 | 0 | 3786550.3733 | 0 | 0 | 0 | 0 | 2448794.3584 | 6371260.6036 | 4348516.2783 | 19447531.1335 | 961560.8286 | 7352795.5309 | 7352795.5309 | 7650990.3052 | 3809020.6719 | 0 | 27761887.4931 | 46574694.0011 | 56234.1325 | 3.4459 | 8056.5546 | 13516.0682 | 164.2438 | 275.5433
1 | 2000 | 707 | 0.04 | 15 | 15 | 7 | 7.4989e-11 | 5spot_SharedNeighbor | CO2 | Porous | Wet | R245fa | MinimizeLCOE_Brownfield | IgnoreSilica | 120.9117 | 16.0509 | 0.86091 | 4 | 8058.6214 | 13521.7093 | 164.2859 | 275.6583 | 52.8539 | 4.0505 | 81.1924 | 2491184.5558 | 0 | 3784208.9926 | 0 | 0 | 0 | 0 | 2447403.4839 | 6367641.8336 | 4346046.3934 | 19436485.2592 | 961560.8286 | 7352795.5309 | 7352795.5309 | 7650990.3052 | 3809020.6719 | 0 | 27750841.6188 | 46563648.1269 | 74989.4209 | 3.4436 | 8058.6214 | 13521.7093 | 164.2859 | 275.6583
1 | 2000 | 707 | 0.04 | 15 | 15 | 7 | 1e-10 | 5spot_SharedNeighbor | CO2 | Porous | Wet | R245fa | MinimizeLCOE_Brownfield | IgnoreSilica | 120.8534 | 16.0412 | 0.86047 | 4 | 8060.2179 | 13526.0955 | 164.3184 | 275.7478 | 52.852 | 4.0507 | 75.2716 | 2490226.5641 | 0 | 3782367.9442 | 0 | 0 | 0 | 0 | 2446311.8582 | 6364801.6476 | 4344107.9081 | 19427815.9222 | 961560.8286 | 7352795.5309 | 7352795.5309 | 7650990.3052 | 3809020.6719 | 0 | 27742172.2817 | 46554978.7898 | 100000 | 3.4419 | 8060.2179 | 13526.0955 | 164.3184 | 275.7478
1 | 2000 | 707 | 0.04 | 15 | 15 | 7 | 1.3335e-10 | 5spot_SharedNeighbor | CO2 | Porous | Wet | R245fa | MinimizeLCOE_Brownfield | IgnoreSilica | 120.7996 | 16.0327 | 0.8601 | 4 | 8061.4434 | 13529.6502 | 164.3434 | 275.8202 | 52.8514 | 4.0511 | 81.3644 | 2489408.9839 | 0 | 3780731.5605 | 0 | 0 | 0 | 0 | 2445354.8123 | 6362311.6105 | 4342408.4066 | 19420215.3739 | 961560.8286 | 7352795.5309 | 7352795.5309 | 7650990.3052 | 3809020.6719 | 0 | 27734571.7334 | 46547378.2415 | 133352.1432 | 3.4404 | 8061.4434 | 13529.6502 | 164.3434 | 275.8202
1 | 2000 | 707 | 0.04 | 15 | 15 | 7 | 1.7783e-10 | 5spot_SharedNeighbor | CO2 | Porous | Wet | R245fa | MinimizeLCOE_Brownfield | IgnoreSilica | 120.7607 | 16.0265 | 0.85983 | 4 | 8062.3793 | 13532.3205 | 164.3625 | 275.8747 | 52.8507 | 4.0513 | 78.1124 | 2488804.641 | 0 | 3779536.0282 | 0 | 0 | 0 | 0 | 2444652.861 | 6360485.277 | 4341161.8964 | 19414640.7035 | 961560.8286 | 7352795.5309 | 7352795.5309 | 7650990.3052 | 3809020.6719 | 0 | 27728997.0631 | 46541803.5712 | 177827.941 | 3.4393 | 8062.3793 | 13532.3205 | 164.3625 | 275.8747
1 | 2000 | 707 | 0.04 | 15 | 15 | 7 | 2.3714e-10 | 5spot_SharedNeighbor | CO2 | Porous | Wet | R245fa | MinimizeLCOE_Brownfield | IgnoreSilica | 120.7413 | 16.023 | 0.85965 | 4 | 8063.0911 | 13534.1385 | 164.377 | 275.9117 | 52.8493 | 4.0513 | 76.5895 | 2488439.0541 | 0 | 3778881.6157 | 0 | 0 | 0 | 0 | 2444255.0612 | 6359450.2837 | 4340455.4922 | 19411481.507 | 961560.8286 | 7352795.5309 | 7352795.5309 | 7650990.3052 | 3809020.6719 | 0 | 27725837.8665 | 46538644.3746 | 237137.3706 | 3.4386 | 8063.0911 | 13534.1385 | 164.377 | 275.9117
1 | 2000 | 707 | 0.04 | 15 | 15 | 7 | 3.1623e-10 | 5spot_SharedNeighbor | CO2 | Porous | Wet | R245fa | MinimizeLCOE_Brownfield | IgnoreSilica | 120.7265 | 16.0204 | 0.85952 | 4 | 8063.6306 | 13535.5181 | 164.388 | 275.9398 | 52.8482 | 4.0514 | 82.3961 | 2488161.3594 | 0 | 3778383.9535 | 0 | 0 | 0 | 0 | 2443952.672 | 6358663.529 | 4339918.516 | 19409080.03 | 961560.8286 | 7352795.5309 | 7352795.5309 | 7650990.3052 | 3809020.6719 | 0 | 27723436.3896 | 46536242.8977 | 316227.766 | 3.4381 | 8063.6306 | 13535.5181 | 164.388 | 275.9398
1 | 2000 | 707 | 0.04 | 15 | 15 | 7 | 4.217e-10 | 5spot_SharedNeighbor | CO2 | Porous | Wet | R245fa | MinimizeLCOE_Brownfield | IgnoreSilica | 120.705 | 16.0171 | 0.85939 | 4 | 8064.0385 | 13536.7767 | 164.3963 | 275.9655 | 52.8484 | 4.0515 | 83.8232 | 2487856.4341 | 0 | 3777750.1497 | 0 | 0 | 0 | 0 | 2443586.5677 | 6357711.0007 | 4339268.3958 | 19406172.5481 | 961560.8286 | 7352795.5309 | 7352795.5309 | 7650990.3052 | 3809020.6719 | 0 | 27720528.9077 | 46533335.4157 | 421696.5034 | 3.4375 | 8064.0385 | 13536.7767 | 164.3963 | 275.9655
1 | 2000 | 707 | 0.04 | 15 | 15 | 7 | 5.6234e-10 | 5spot_SharedNeighbor | CO2 | Porous | Wet | R245fa | MinimizeLCOE_Brownfield | IgnoreSilica | 120.6876 | 16.0145 | 0.85928 | 4 | 8064.3463 | 13537.752 | 164.4026 | 275.9854 | 52.8486 | 4.0517 | 82.6566 | 2487615.1728 | 0 | 3777241.5952 | 0 | 0 | 0 | 0 | 2443294.1395 | 6356950.1625 | 4338749.1082 | 19403850.1783 | 961560.8286 | 7352795.5309 | 7352795.5309 | 7650990.3052 | 3809020.6719 | 0 | 27718206.5379 | 46531013.046 | 562341.3252 | 3.4371 | 8064.3463 | 13537.752 | 164.4026 | 275.9854
1 | 2000 | 707 | 0.04 | 15 | 15 | 7 | 7.4989e-10 | 5spot_SharedNeighbor | CO2 | Porous | Wet | R245fa | MinimizeLCOE_Brownfield | IgnoreSilica | 120.683 | 16.0136 | 0.85923 | 4 | 8064.5782 | 13538.3083 | 164.4073 | 275.9967 | 52.8479 | 4.0517 | 83.4069 | 2487512.0185 | 0 | 3777071.5686 | 0 | 0 | 0 | 0 | 2443187.599 | 6356672.9658 | 4338559.9157 | 19403004.0676 | 961560.8286 | 7352795.5309 | 7352795.5309 | 7650990.3052 | 3809020.6719 | 0 | 27717360.4271 | 46530166.9352 | 749894.2093 | 3.4369 | 8064.5782 | 13538.3083 | 164.4073 | 275.9967
1 | 2000 | 707 | 0.04 | 15 | 15 | 7 | 1e-09 | 5spot_SharedNeighbor | CO2 | Porous | Wet | R245fa | MinimizeLCOE_Brownfield | IgnoreSilica | 120.683 | 16.0134 | 0.8592 | 4 | 8064.7527 | 13538.6538 | 164.4109 | 276.0038 | 52.8472 | 4.0516 | 83.2683 | 2487466.6366 | 0 | 3777031.0475 | 0 | 0 | 0 | 0 | 2443154.0968 | 6356585.8001 | 4338500.4233 | 19402738.0043 | 961560.8286 | 7352795.5309 | 7352795.5309 | 7650990.3052 | 3809020.6719 | 0 | 27717094.3639 | 46529900.8719 | 1000000 | 3.4368 | 8064.7527 | 13538.6538 | 164.4109 | 276.0038
1 | 2000 | 707 | 0.04 | 15 | 15 | 7 | 1.3335e-09 | 5spot_SharedNeighbor | CO2 | Porous | Wet | R245fa | MinimizeLCOE_Brownfield | IgnoreSilica | 120.6681 | 16.0113 | 0.85914 | 4 | 8064.884 | 13539.2248 | 164.4136 | 276.0154 | 52.8479 | 4.0518 | 79.7783 | 2487295.4533 | 0 | 3776628.9643 | 0 | 0 | 0 | 0 | 2442930.5229 | 6356004.1066 | 4338103.4055 | 19400962.4526 | 961560.8286 | 7352795.5309 | 7352795.5309 | 7650990.3052 | 3809020.6719 | 0 | 27715318.8121 | 46528125.3202 | 1333521.4322 | 3.4365 | 8064.884 | 13539.2248 | 164.4136 | 276.0154
1 | 2000 | 707 | 0.04 | 15 | 15 | 7 | 1.7783e-09 | 5spot_SharedNeighbor | CO2 | Porous | Wet | R245fa | MinimizeLCOE_Brownfield | IgnoreSilica | 120.6681 | 16.0111 | 0.85912 | 4 | 8064.9825 | 13539.4199 | 164.4156 | 276.0194 | 52.8475 | 4.0517 | 79.4819 | 2487269.8288 | 0 | 3776606.0999 | 0 | 0 | 0 | 0 | 2442911.6122 | 6355954.9048 | 4338069.8243 | 19400812.2699 | 961560.8286 | 7352795.5309 | 7352795.5309 | 7650990.3052 | 3809020.6719 | 0 | 27715168.6295 | 46527975.1376 | 1778279.41 | 3.4365 | 8064.9825 | 13539.4199 | 164.4156 | 276.0194
1 | 2000 | 707 | 0.04 | 15 | 15 | 7 | 2.3714e-09 | 5spot_SharedNeighbor | CO2 | Porous | Wet | R245fa | MinimizeLCOE_Brownfield | IgnoreSilica | 120.6681 | 16.0111 | 0.85911 | 4 | 8065.0566 | 13539.5665 | 164.4171 | 276.0224 | 52.8472 | 4.0517 | 78.9273 | 2487250.5848 | 0 | 3776588.9325 | 0 | 0 | 0 | 0 | 2442897.4118 | 6355917.9582 | 4338044.6075 | 19400699.4948 | 961560.8286 | 7352795.5309 | 7352795.5309 | 7650990.3052 | 3809020.6719 | 0 | 27715055.8544 | 46527862.3625 | 2371373.7057 | 3.4364 | 8065.0566 | 13539.5665 | 164.4171 | 276.0224
1 | 2000 | 707 | 0.04 | 15 | 15 | 7 | 3.1623e-09 | 5spot_SharedNeighbor | CO2 | Porous | Wet | R245fa | MinimizeLCOE_Brownfield | IgnoreSilica | 120.6681 | 16.011 | 0.8591 | 4 | 8065.1122 | 13539.6766 | 164.4182 | 276.0246 | 52.8469 | 4.0517 | 79.1677 | 2487236.138 | 0 | 3776576.0467 | 0 | 0 | 0 | 0 | 2442886.752 | 6355890.2238 | 4338025.6782 | 19400614.8387 | 961560.8286 | 7352795.5309 | 7352795.5309 | 7650990.3052 | 3809020.6719 | 0 | 27714971.1983 | 46527777.7063 | 3162277.6602 | 3.4364 | 8065.1122 | 13539.6766 | 164.4182 | 276.0246
1 | 2000 | 707 | 0.04 | 15 | 15 | 7 | 4.217e-09 | 5spot_SharedNeighbor | CO2 | Porous | Wet | R245fa | MinimizeLCOE_Brownfield | IgnoreSilica | 120.6681 | 16.0109 | 0.85909 | 4 | 8065.1539 | 13539.7592 | 164.4191 | 276.0263 | 52.8467 | 4.0517 | 78.5392 | 2487225.2954 | 0 | 3776566.3769 | 0 | 0 | 0 | 0 | 2442878.7522 | 6355869.4099 | 4338011.4723 | 19400551.3067 | 961560.8286 | 7352795.5309 | 7352795.5309 | 7650990.3052 | 3809020.6719 | 0 | 27714907.6663 | 46527714.1743 | 4216965.0343 | 3.4364 | 8065.1539 | 13539.7592 | 164.4191 | 276.0263
1 | 2000 | 707 | 0.04 | 15 | 15 | 7 | 5.6234e-09 | 5spot_SharedNeighbor | CO2 | Porous | Wet | R245fa | MinimizeLCOE_Brownfield | IgnoreSilica | 120.6681 | 16.0109 | 0.85909 | 4 | 8065.1852 | 13539.8212 | 164.4197 | 276.0276 | 52.8466 | 4.0516 | 77.1913 | 2487217.1596 | 0 | 3776559.1217 | 0 | 0 | 0 | 0 | 2442872.7497 | 6355853.7927 | 4338000.8132 | 19400503.6369 | 961560.8286 | 7352795.5309 | 7352795.5309 | 7650990.3052 | 3809020.6719 | 0 | 27714859.9965 | 46527666.5046 | 5623413.2519 | 3.4364 | 8065.1852 | 13539.8212 | 164.4197 | 276.0276
1 | 2000 | 707 | 0.04 | 15 | 15 | 7 | 7.4989e-09 | 5spot_SharedNeighbor | CO2 | Porous | Wet | R245fa | MinimizeLCOE_Brownfield | IgnoreSilica | 120.6681 | 16.0109 | 0.85909 | 4 | 8065.2087 | 13539.8677 | 164.4202 | 276.0285 | 52.8465 | 4.0516 | 78.5696 | 2487211.0558 | 0 | 3776553.679 | 0 | 0 | 0 | 0 | 2442868.2465 | 6355842.0763 | 4337992.8166 | 19400467.8742 | 961560.8286 | 7352795.5309 | 7352795.5309 | 7650990.3052 | 3809020.6719 | 0 | 27714824.2337 | 46527630.7418 | 7498942.0933 | 3.4363 | 8065.2087 | 13539.8677 | 164.4202 | 276.0285
1 | 2000 | 707 | 0.04 | 15 | 15 | 7 | 1e-08 | 5spot_SharedNeighbor | CO2 | Porous | Wet | R245fa | MinimizeLCOE_Brownfield | IgnoreSilica | 120.6681 | 16.0108 | 0.85908 | 4 | 8065.2263 | 13539.9025 | 164.4205 | 276.0292 | 52.8464 | 4.0516 | 79.1021 | 2487206.4769 | 0 | 3776549.5963 | 0 | 0 | 0 | 0 | 2442864.8685 | 6355833.2875 | 4337986.818 | 19400441.0472 | 961560.8286 | 7352795.5309 | 7352795.5309 | 7650990.3052 | 3809020.6719 | 0 | 27714797.4068 | 46527603.9148 | 10000000 | 3.4363 | 8065.2263 | 13539.9025 | 164.4205 | 276.0292
1 | 2100 | 707 | 0.04 | 15 | 15 | 7 | 1e-13 | 5spot_SharedNeighbor | CO2 | Porous | Wet | R245fa | MinimizeLCOE_Brownfield | IgnoreSilica | 0.6477 | 0.03357 | 0.0015246 | 4 | 1491058.1708 | 4696696.5976 | 30397.2376 | 95748.5129 | 46.8027 | 4.4445 | 35.0885 | 52264.3996 | 0 | 39209.6093 | 0 | 0 | 0 | 33701.0498 | 48818.2729 | 127015.1321 | 86690.4376 | 387698.9013 | 961560.8286 | 7743554.7612 | 7743554.7612 | 7866811.9264 | 3938351.203 | 0 | 9092814.4911 | 28641532.3817 | 100 | 0.0060982 | 1491058.1708 | 4696696.5976 | 30397.2376 | 95748.5129
1 | 2100 | 707 | 0.04 | 15 | 15 | 7 | 1.3335e-13 | 5spot_SharedNeighbor | CO2 | Porous | Wet | R245fa | MinimizeLCOE_Brownfield | IgnoreSilica | 0.88403 | 0.061813 | 0.0027275 | 4 | 845799.9751 | 2637639.9175 | 17242.7765 | 53771.8574 | 49.4421 | 4.6696 | 1278.4199 | 70666.6092 | 0 | 55864.289 | 0 | 0 | 0 | 42148.0101 | 65784.7742 | 171158.4883 | 116819.1852 | 522441.356 | 961560.8286 | 7743554.7612 | 7743554.7612 | 7866811.9264 | 3938351.203 | 0 | 9227556.9458 | 28776274.8364 | 133.3521 | 0.01091 | 845799.9751 | 2637639.9175 | 17242.7765 | 53771.8574
1 | 2100 | 707 | 0.04 | 15 | 15 | 7 | 1.7783e-13 | 5spot_SharedNeighbor | CO2 | Porous | Wet | R245fa | MinimizeLCOE_Brownfield | IgnoreSilica | 1.2041 | 0.10153 | 0.0044672 | 4 | 525962.1371 | 1619975.3274 | 10722.4496 | 33025.3882 | 51.7361 | 4.8451 | 105.7468 | 93680.142 | 0 | 77239.4084 | 0 | 0 | 0 | 52892.8798 | 87286.8478 | 227102.4729 | 155002.1043 | 693203.8552 | 961560.8286 | 7743554.7612 | 7743554.7612 | 7866811.9264 | 3938351.203 | 0 | 9398319.4451 | 28947037.3357 | 177.8279 | 0.017869 | 525962.1371 | 1619975.3274 | 10722.4496 | 33025.3882
1 | 2100 | 707 | 0.04 | 15 | 15 | 7 | 2.3714e-13 | 5spot_SharedNeighbor | CO2 | Porous | Wet | R245fa | MinimizeLCOE_Brownfield | IgnoreSilica | 1.6 | 0.15259 | 0.0068939 | 4 | 347786.7759 | 1056697.3365 | 7090.1038 | 21542.2045 | 53.5483 | 4.9707 | 143.0369 | 119847.0263 | 0 | 102215.1903 | 0 | 0 | 0 | 63789.274 | 111482.0813 | 290053.5075 | 197967.4789 | 885354.5583 | 961560.8286 | 7743554.7612 | 7743554.7612 | 7866811.9264 | 3938351.203 | 0 | 9590470.1481 | 29139188.0387 | 237.1374 | 0.027576 | 347786.7759 | 1056697.3365 | 7090.1038 | 21542.2045
1 | 2100 | 707 | 0.04 | 15 | 15 | 7 | 3.1623e-13 | 5spot_SharedNeighbor | CO2 | Porous | Wet | R245fa | MinimizeLCOE_Brownfield | IgnoreSilica | 2.1182 | 0.22055 | 0.010224 | 4 | 240192.6623 | 718192.9455 | 4896.6523 | 14641.3346 | 55.0615 | 5.067 | 189.8703 | 151315.0986 | 0 | 133089.0413 | 0 | 0 | 0 | 76565.2441 | 140778.0598 | 366275.634 | 249990.6464 | 1118013.7244 | 961560.8286 | 7743554.7612 | 7743554.7612 | 7866811.9264 | 3938351.203 | 0 | 9823129.3142 | 29371847.2048 | 316.2278 | 0.040897 | 240192.6623 | 718192.9455 | 4896.6523 | 14641.3346
1 | 2100 | 707 | 0.04 | 15 | 15 | 7 | 4.217e-13 | 5spot_SharedNeighbor | CO2 | Porous | Wet | R245fa | MinimizeLCOE_Brownfield | IgnoreSilica | 2.7935 | 0.31012 | 0.014738 | 4 | 171381.4576 | 502987.5408 | 3493.8428 | 10254.0814 | 56.3011 | 5.1405 | 45.6258 | 188963.6501 | 0 | 171072.7687 | 0 | 0 | 0 | 91363.5071 | 176045.9711 | 458035.5049 | 312618.6438 | 1398100.0458 | 961560.8286 | 7743554.7612 | 7743554.7612 | 7866811.9264 | 3938351.203 | 0 | 10103215.6356 | 29651933.5262 | 421.6965 | 0.058952 | 171381.4576 | 502987.5408 | 3493.8428 | 10254.0814
1 | 2100 | 707 | 0.04 | 15 | 15 | 7 | 5.6234e-13 | 5spot_SharedNeighbor | CO2 | Porous | Wet | R245fa | MinimizeLCOE_Brownfield | IgnoreSilica | 3.6755 | 0.42791 | 0.020808 | 4 | 125452.483 | 360326.6921 | 2557.5186 | 7345.747 | 57.305 | 5.1966 | 48.473 | 234104.3431 | 0 | 217904.7427 | 0 | 0 | 0 | 108606.2913 | 218639.9971 | 568856.4231 | 388256.1976 | 1736367.9949 | 961560.8286 | 7743554.7612 | 7743554.7612 | 7866811.9264 | 3938351.203 | 0 | 10441483.5847 | 29990201.4753 | 562.3413 | 0.083231 | 125452.483 | 360326.6921 | 2557.5186 | 7345.747
1 | 2100 | 707 | 0.04 | 15 | 15 | 7 | 7.4989e-13 | 5spot_SharedNeighbor | CO2 | Porous | Wet | R245fa | MinimizeLCOE_Brownfield | IgnoreSilica | 4.7808 | 0.57674 | 0.028871 | 4 | 93772.4518 | 263047.553 | 1911.6783 | 5362.5802 | 58.0823 | 5.2379 | 64.2081 | 286155.0614 | 0 | 273393.8509 | 0 | 0 | 0 | 126280.1368 | 267473.3291 | 695910.7361 | 474973.3769 | 2124186.4911 | 961560.8286 | 7743554.7612 | 7743554.7612 | 7866811.9264 | 3938351.203 | 0 | 10829302.081 | 30378019.9716 | 749.8942 | 0.11548 | 93772.4518 | 263047.553 | 1911.6783 | 5362.5802
1 | 2100 | 707 | 0.04 | 15 | 15 | 7 | 1e-12 | 5spot_SharedNeighbor | CO2 | Porous | Wet | R245fa | MinimizeLCOE_Brownfield | IgnoreSilica | 6.2307 | 0.77228 | 0.039602 | 4 | 71352.1168 | 194758.8155 | 1454.6094 | 3970.4219 | 58.7086 | 5.2697 | 58.9329 | 349084.0198 | 0 | 342289.1804 | 0 | 0 | 0 | 147335.6076 | 327096.435 | 851037.8272 | 580850.8042 | 2597693.8741 | 961560.8286 | 7743554.7612 | 7743554.7612 | 7866811.9264 | 3938351.203 | 0 | 11302809.464 | 30851527.3546 | 1000 | 0.15841 | 71352.1168 | 194758.8155 | 1454.6094 | 3970.4219
1 | 2100 | 707 | 0.04 | 15 | 15 | 7 | 1.3335e-12 | 5spot_SharedNeighbor | CO2 | Porous | Wet | R245fa | MinimizeLCOE_Brownfield | IgnoreSilica | 8.0749 | 1.0218 | 0.053752 | 4 | 55153.6519 | 146074.2571 | 1124.3818 | 2977.9213 | 59.1933 | 5.2929 | 51.2116 | 422940.7379 | 0 | 425297.9501 | 0 | 0 | 0 | 169888.2899 | 397069.5214 | 1033093.4445 | 705107.5038 | 3153397.4476 | 961560.8286 | 7743554.7612 | 7743554.7612 | 7866811.9264 | 3938351.203 | 0 | 11858513.0374 | 31407230.928 | 1333.5214 | 0.21501 | 55153.6519 | 146074.2571 | 1124.3818 | 2977.9213
1 | 2100 | 707 | 0.04 | 15 | 15 | 7 | 1.7783e-12 | 5spot_SharedNeighbor | CO2 | Porous | Wet | R245fa | MinimizeLCOE_Brownfield | IgnoreSilica | 10.4307 | 1.3413 | 0.072344 | 4 | 43251.6621 | 110806.4758 | 881.7436 | 2258.9399 | 59.5667 | 5.3094 | 55.5911 | 510138.3191 | 0 | 525857.2917 | 0 | 0 | 0 | 194404.7968 | 479856.159 | 1248487.2936 | 852118.2317 | 3810862.0919 | 961560.8286 | 7743554.7612 | 7743554.7612 | 7866811.9264 | 3938351.203 | 0 | 12515977.6817 | 32064695.5723 | 1778.2794 | 0.28938 | 43251.6621 | 110806.4758 | 881.7436 | 2258.9399
1 | 2100 | 707 | 0.04 | 15 | 15 | 7 | 2.3714e-12 | 5spot_SharedNeighbor | CO2 | Porous | Wet | R245fa | MinimizeLCOE_Brownfield | IgnoreSilica | 13.3855 | 1.743 | 0.096541 | 4 | 34382.2737 | 85005.2375 | 700.9292 | 1732.9467 | 59.8449 | 5.3198 | 53.129 | 611398.3777 | 0 | 645637.2163 | 0 | 0 | 0 | 219126.3706 | 575703.1662 | 1497861.5455 | 1022321.2828 | 4572047.9591 | 961560.8286 | 7743554.7612 | 7743554.7612 | 7866811.9264 | 3938351.203 | 0 | 13277163.549 | 32825881.4395 | 2371.3737 | 0.38616 | 34382.2737 | 85005.2375 | 700.9292 | 1732.9467
1 | 2100 | 707 | 0.04 | 15 | 15 | 7 | 3.1623e-12 | 5spot_SharedNeighbor | CO2 | Porous | Wet | R245fa | MinimizeLCOE_Brownfield | IgnoreSilica | 17.1003 | 2.249 | 0.12786 | 4 | 27693.6294 | 65915.8907 | 564.5721 | 1343.7846 | 60.0454 | 5.3244 | 50.5963 | 729440.8165 | 0 | 788851.213 | 0 | 0 | 0 | 244156.2813 | 687354.8412 | 1788356.301 | 1220589.9225 | 5458749.3755 | 961560.8286 | 7743554.7612 | 7743554.7612 | 7866811.9264 | 3938351.203 | 0 | 14163864.9653 | 33712582.8559 | 3162.2777 | 0.51145 | 27693.6294 | 65915.8907 | 564.5721 | 1343.7846
1 | 2100 | 707 | 0.04 | 15 | 15 | 7 | 4.217e-12 | 5spot_SharedNeighbor | CO2 | Porous | Wet | R245fa | MinimizeLCOE_Brownfield | IgnoreSilica | 21.6681 | 2.873 | 0.16782 | 4 | 22598.4001 | 51720.1065 | 460.699 | 1054.3843 | 60.1743 | 5.3227 | 52.3561 | 864201.6963 | 0 | 956600.4017 | 0 | 0 | 0 | 266421.2167 | 814017.0927 | 2117905.4974 | 1445514.0206 | 6464659.9255 | 961560.8286 | 7743554.7612 | 7743554.7612 | 7866811.9264 | 3938351.203 | 0 | 15169775.5153 | 34718493.4059 | 4216.965 | 0.67128 | 22598.4001 | 51720.1065 | 460.699 | 1054.3843
1 | 2100 | 707 | 0.04 | 15 | 15 | 7 | 5.6234e-12 | 5spot_SharedNeighbor | CO2 | Porous | Wet | R245fa | MinimizeLCOE_Brownfield | IgnoreSilica | 27.2318 | 3.6349 | 0.21811 | 4 | 18684.4163 | 41091.3893 | 380.9071 | 837.7036 | 60.2358 | 5.3135 | 54.4333 | 1016768.5781 | 0 | 1151622.3061 | 0 | 0 | 0 | 284071.6829 | 956460.4012 | 2488513.7669 | 1698461.7797 | 7595898.5149 | 961560.8286 | 7743554.7612 | 7743554.7612 | 7866811.9264 | 3938351.203 | 0 | 16301014.1048 | 35849731.9954 | 5623.4133 | 0.87244 | 18684.4163 | 41091.3893 | 380.9071 | 837.7036
1 | 2100 | 707 | 0.04 | 15 | 15 | 7 | 7.4989e-12 | 5spot_SharedNeighbor | CO2 | Porous | Wet | R245fa | MinimizeLCOE_Brownfield | IgnoreSilica | 33.8166 | 4.5397 | 0.27989 | 4 | 15658.0817 | 33119.0972 | 319.2112 | 675.1776 | 60.2279 | 5.2953 | 63.7783 | 1184746.9021 | 0 | 1372472.1288 | 0 | 0 | 0 | 292112.7395 | 1111239.3905 | 2891216.9475 | 1973314.9752 | 8825103.0836 | 961560.8286 | 7743554.7612 | 7743554.7612 | 7866811.9264 | 3938351.203 | 0 | 17530218.6734 | 37078936.564 | 7498.9421 | 1.1196 | 15658.0817 | 33119.0972 | 319.2112 | 675.1776
1 | 2100 | 707 | 0.04 | 15 | 15 | 7 | 1e-11 | 5spot_SharedNeighbor | CO2 | Porous | Wet | R245fa | MinimizeLCOE_Brownfield | IgnoreSilica | 40.764 | 5.5018 | 0.35083 | 4 | 13306.8693 | 27237.3212 | 271.2785 | 555.2696 | 60.154 | 5.2684 | 63.8297 | 1350169.5699 | 0 | 1596519.1195 | 0 | 0 | 0 | 271815.5528 | 1255216.6545 | 3265816.2546 | 2228986.6996 | 9968523.8508 | 961560.8286 | 7743554.7612 | 7743554.7612 | 7866811.9264 | 3938351.203 | 0 | 18673639.4406 | 38222357.3312 | 10000 | 1.4033 | 13306.8693 | 27237.3212 | 271.2785 | 555.2696
1 | 2100 | 707 | 0.04 | 15 | 15 | 7 | 1.3335e-11 | 5spot_SharedNeighbor | CO2 | Porous | Wet | R245fa | MinimizeLCOE_Brownfield | IgnoreSilica | 49.3387 | 6.6872 | 0.43605 | 4 | 11475.246 | 22683.1248 | 233.9384 | 462.4262 | 59.9928 | 5.2265 | 67.5281 | 1540579.9435 | 0 | 1862928.8008 | 0 | 0 | 0 | 248094.9615 | 1424125.4452 | 3705282.2802 | 2528931.2922 | 11309942.7234 | 961560.8286 | 7743554.7612 | 7743554.7612 | 7866811.9264 | 3938351.203 | 0 | 20015058.3133 | 39563776.2039 | 13335.2143 | 1.7442 | 11475.246 | 22683.1248 | 233.9384 | 462.4262
1 | 2100 | 707 | 0.04 | 15 | 15 | 7 | 1.7783e-11 | 5spot_SharedNeighbor | CO2 | Porous | Wet | R245fa | MinimizeLCOE_Brownfield | IgnoreSilica | 56.7512 | 7.7249 | 0.52071 | 4 | 10041.6558 | 19427.1887 | 204.7127 | 396.0495 | 59.7956 | 5.182 | 62.8945 | 1694432.7104 | 0 | 2085938.9231 | 0 | 0 | 0 | 161899.1042 | 1537485.5877 | 4000222.1176 | 2730233.7916 | 12210212.2346 | 961560.8286 | 7743554.7612 | 7743554.7612 | 7866811.9264 | 3938351.203 | 0 | 20915327.8244 | 40464045.715 | 17782.7941 | 2.0829 | 10041.6558 | 19427.1887 | 204.7127 | 396.0495
1 | 2100 | 707 | 0.04 | 15 | 15 | 7 | 2.3714e-11 | 5spot_SharedNeighbor | CO2 | Porous | Wet | R245fa | MinimizeLCOE_Brownfield | IgnoreSilica | 64.5586 | 8.8186 | 0.60977 | 4 | 8853.2367 | 16867.9862 | 180.4852 | 343.8767 | 59.53 | 5.1264 | 61.1091 | 1846579.4498 | 0 | 2314768.6226 | 0 | 0 | 0 | 0 | 1622925.7483 | 4222519.8892 | 2881956.5885 | 12888750.2984 | 961560.8286 | 7743554.7612 | 7743554.7612 | 7866811.9264 | 3938351.203 | 0 | 21593865.8882 | 41142583.7788 | 23713.7371 | 2.4391 | 8853.2367 | 16867.9862 | 180.4852 | 343.8767
1 | 2100 | 707 | 0.04 | 15 | 15 | 7 | 3.1623e-11 | 5spot_SharedNeighbor | CO2 | Porous | Wet | R245fa | MinimizeLCOE_Brownfield | IgnoreSilica | 81.4849 | 11.1291 | 0.74622 | 4 | 8039.2778 | 14588.5497 | 163.8916 | 297.4073 | 58.7617 | 4.977 | 54.5237 | 2144132.1088 | 0 | 2792846.4969 | 0 | 0 | 0 | 0 | 1925421.6562 | 5009552.1912 | 3419122.3065 | 15291074.7595 | 961560.8286 | 7743554.7612 | 7743554.7612 | 7866811.9264 | 3938351.203 | 0 | 23996190.3493 | 43544908.2399 | 31622.7766 | 2.9849 | 8039.2778 | 14588.5497 | 163.8916 | 297.4073
1 | 2100 | 707 | 0.04 | 15 | 15 | 7 | 4.217e-11 | 5spot_SharedNeighbor | CO2 | Porous | Wet | R245fa | MinimizeLCOE_Brownfield | IgnoreSilica | 100.1406 | 13.6532 | 0.87476 | 4 | 7550.6302 | 13137.5363 | 153.9298 | 267.8264 | 57.6102 | 4.7665 | 54.7951 | 2422724.1364 | 0 | 3296768.7478 | 0 | 0 | 0 | 0 | 2230602.2248 | 5803569.4296 | 3961055.3871 | 17714719.9257 | 961560.8286 | 7743554.7612 | 7743554.7612 | 7866811.9264 | 3938351.203 | 0 | 26419835.5155 | 45968553.4061 | 42169.6503 | 3.499 | 7550.6302 | 13137.5363 | 153.9298 | 267.8264
1 | 2100 | 707 | 0.04 | 15 | 15 | 7 | 5.6234e-11 | 5spot_SharedNeighbor | CO2 | Porous | Wet | R245fa | MinimizeLCOE_Brownfield | IgnoreSilica | 119.269 | 16.2101 | 0.97667 | 4 | 7340.4068 | 12344.3248 | 149.6441 | 251.6558 | 56.0998 | 4.5018 | 65.6033 | 2654468.0836 | 0 | 3793670.8408 | 0 | 0 | 0 | 0 | 2514774.1805 | 6542926.5666 | 4465681.8254 | 19971521.4969 | 961560.8286 | 7743554.7612 | 7743554.7612 | 7866811.9264 | 3938351.203 | 0 | 28676637.0867 | 48225354.9773 | 56234.1325 | 3.9067 | 7340.4068 | 12344.3248 | 149.6441 | 251.6558
1 | 2100 | 707 | 0.04 | 15 | 15 | 7 | 7.4989e-11 | 5spot_SharedNeighbor | CO2 | Porous | Wet | R245fa | MinimizeLCOE_Brownfield | IgnoreSilica | 126.3297 | 17.1444 | 1.0049 | 4 | 7326.6642 | 12189.954 | 149.364 | 248.5087 | 55.4471 | 4.3902 | 72.3115 | 2725175.0767 | 0 | 3972856.4498 | 0 | 0 | 0 | 0 | 2612232.2953 | 6796492.5899 | 4638745.8466 | 20745502.2583 | 961560.8286 | 7743554.7612 | 7743554.7612 | 7866811.9264 | 3938351.203 | 0 | 29450617.8481 | 48999335.7387 | 74989.4209 | 4.0196 | 7326.6642 | 12189.954 | 149.364 | 248.5087
1 | 2100 | 707 | 0.04 | 15 | 15 | 7 | 1e-10 | 5spot_SharedNeighbor | CO2 | Porous | Wet | R245fa | MinimizeLCOE_Brownfield | IgnoreSilica | 126.2707 | 17.1343 | 1.0044 | 4 | 7328.075 | 12193.7956 | 149.3927 | 248.587 | 55.4449 | 4.3905 | 83.4343 | 2724151.577 | 0 | 3970959.8085 | 0 | 0 | 0 | 0 | 2611093.4403 | 6793529.5229 | 4636723.4924 | 20736457.8412 | 961560.8286 | 7743554.7612 | 7743554.7612 | 7866811.9264 | 3938351.203 | 0 | 29441573.431 | 48990291.3216 | 100000 | 4.0176 | 7328.075 | 12193.7956 | 149.3927 | 248.587
1 | 2100 | 707 | 0.04 | 15 | 15 | 7 | 1.3335e-10 | 5spot_SharedNeighbor | CO2 | Porous | Wet | R245fa | MinimizeLCOE_Brownfield | IgnoreSilica | 126.2124 | 17.1248 | 1.004 | 4 | 7329.1569 | 12196.9755 | 149.4148 | 248.6518 | 55.4445 | 4.3909 | 78.1906 | 2723242.2572 | 0 | 3969175.0262 | 0 | 0 | 0 | 0 | 2610042.7405 | 6790795.8174 | 4634857.6823 | 20728113.5235 | 961560.8286 | 7743554.7612 | 7743554.7612 | 7866811.9264 | 3938351.203 | 0 | 29433229.1134 | 48981947.0039 | 133352.1432 | 4.0159 | 7329.1569 | 12196.9755 | 149.4148 | 248.6518
1 | 2100 | 707 | 0.04 | 15 | 15 | 7 | 1.7783e-10 | 5spot_SharedNeighbor | CO2 | Porous | Wet | R245fa | MinimizeLCOE_Brownfield | IgnoreSilica | 126.1735 | 17.1184 | 1.0037 | 4 | 7329.9825 | 12199.302 | 149.4316 | 248.6993 | 55.4437 | 4.3912 | 75.7731 | 2722602.2847 | 0 | 3967955.8937 | 0 | 0 | 0 | 0 | 2609317.6896 | 6788909.3836 | 4633570.1525 | 20722355.4041 | 961560.8286 | 7743554.7612 | 7743554.7612 | 7866811.9264 | 3938351.203 | 0 | 29427470.9939 | 48976188.8845 | 177827.941 | 4.0147 | 7329.9825 | 12199.302 | 149.4316 | 248.6993
1 | 2100 | 707 | 0.04 | 15 | 15 | 7 | 2.3714e-10 | 5spot_SharedNeighbor | CO2 | Porous | Wet | R245fa | MinimizeLCOE_Brownfield | IgnoreSilica | 126.1586 | 17.1154 | 1.0035 | 4 | 7330.6099 | 12200.8073 | 149.4444 | 248.73 | 55.4416 | 4.3912 | 85.3615 | 2722256.5204 | 0 | 3967402.1383 | 0 | 0 | 0 | 0 | 2608966.8769 | 6787996.641 | 4632947.1869 | 20719569.3635 | 961560.8286 | 7743554.7612 | 7743554.7612 | 7866811.9264 | 3938351.203 | 0 | 29424684.9533 | 48973402.8439 | 237137.3706 | 4.0139 | 7330.6099 | 12200.8073 | 149.4444 | 248.73
1 | 2100 | 707 | 0.04 | 15 | 15 | 7 | 3.1623e-10 | 5spot_SharedNeighbor | CO2 | Porous | Wet | R245fa | MinimizeLCOE_Brownfield | IgnoreSilica | 126.1346 | 17.1115 | 1.0033 | 4 | 7331.0853 | 12202.177 | 149.4541 | 248.7579 | 55.4413 | 4.3913 | 81.9518 | 2721872.2728 | 0 | 3966658.2576 | 0 | 0 | 0 | 0 | 2608526.9069 | 6786851.9292 | 4632165.8975 | 20716075.264 | 961560.8286 | 7743554.7612 | 7743554.7612 | 7866811.9264 | 3938351.203 | 0 | 29421190.8538 | 48969908.7444 | 316227.766 | 4.0132 | 7331.0853 | 12202.177 | 149.4541 | 248.7579
1 | 2100 | 707 | 0.04 | 15 | 15 | 7 | 4.217e-10 | 5spot_SharedNeighbor | CO2 | Porous | Wet | R245fa | MinimizeLCOE_Brownfield | IgnoreSilica | 126.1197 | 17.1089 | 1.0032 | 4 | 7331.4446 | 12203.1519 | 149.4614 | 248.7778 | 55.4408 | 4.3914 | 79.509 | 2721614.1356 | 0 | 3966181.5888 | 0 | 0 | 0 | 0 | 2608240.3325 | 6786106.3215 | 4631657.005 | 20713799.3833 | 961560.8286 | 7743554.7612 | 7743554.7612 | 7866811.9264 | 3938351.203 | 0 | 29418914.9731 | 48967632.8637 | 421696.5034 | 4.0127 | 7331.4446 | 12203.1519 | 149.4614 | 248.7778
1 | 2100 | 707 | 0.04 | 15 | 15 | 7 | 5.6234e-10 | 5spot_SharedNeighbor | CO2 | Porous | Wet | R245fa | MinimizeLCOE_Brownfield | IgnoreSilica | 126.1003 | 17.1059 | 1.003 | 4 | 7331.7156 | 12204.0348 | 149.4669 | 248.7958 | 55.4411 | 4.3916 | 78.7643 | 2721340.7129 | 0 | 3965613.3127 | 0 | 0 | 0 | 0 | 2607912.07 | 6785252.2498 | 4631074.0835 | 20711192.429 | 961560.8286 | 7743554.7612 | 7743554.7612 | 7866811.9264 | 3938351.203 | 0 | 29416308.0188 | 48965025.9094 | 562341.3252 | 4.0122 | 7331.7156 | 12204.0348 | 149.4669 | 248.7958
1 | 2100 | 707 | 0.04 | 15 | 15 | 7 | 7.4989e-10 | 5spot_SharedNeighbor | CO2 | Porous | Wet | R245fa | MinimizeLCOE_Brownfield | IgnoreSilica | 126.1003 | 17.1056 | 1.003 | 4 | 7331.9198 | 12204.4385 | 149.4711 | 248.804 | 55.44 | 4.3915 | 79.4004 | 2721274.2574 | 0 | 3965555.1642 | 0 | 0 | 0 | 0 | 2607863.4744 | 6785125.814 | 4630987.7885 | 20710806.4985 | 961560.8286 | 7743554.7612 | 7743554.7612 | 7866811.9264 | 3938351.203 | 0 | 29415922.0883 | 48964639.9789 | 749894.2093 | 4.012 | 7331.9198 | 12204.4385 | 149.4711 | 248.804
1 | 2100 | 707 | 0.04 | 15 | 15 | 7 | 1e-09 | 5spot_SharedNeighbor | CO2 | Porous | Wet | R245fa | MinimizeLCOE_Brownfield | IgnoreSilica | 126.1003 | 17.1054 | 1.003 | 4 | 7332.0734 | 12204.7423 | 149.4742 | 248.8102 | 55.4392 | 4.3914 | 79.9603 | 2721224.2553 | 0 | 3965511.4275 | 0 | 0 | 0 | 0 | 2607826.9163 | 6785030.6974 | 4630922.8694 | 20710516.166 | 961560.8286 | 7743554.7612 | 7743554.7612 | 7866811.9264 | 3938351.203 | 0 | 29415631.7558 | 48964349.6464 | 1000000 | 4.0119 | 7332.0734 | 12204.7423 | 149.4742 | 248.8102
1 | 2100 | 707 | 0.04 | 15 | 15 | 7 | 1.3335e-09 | 5spot_SharedNeighbor | CO2 | Porous | Wet | R245fa | MinimizeLCOE_Brownfield | IgnoreSilica | 126.0808 | 17.1026 | 1.0029 | 4 | 7332.1889 | 12205.3176 | 149.4766 | 248.8219 | 55.4404 | 4.3917 | 77.2942 | 2721001.5459 | 0 | 3964987.6268 | 0 | 0 | 0 | 0 | 2607535.7773 | 6784273.2135 | 4630405.8711 | 20708204.0346 | 961560.8286 | 7743554.7612 | 7743554.7612 | 7866811.9264 | 3938351.203 | 0 | 29413319.6244 | 48962037.515 | 1333521.4322 | 4.0115 | 7332.1889 | 12205.3176 | 149.4766 | 248.8219
1 | 2100 | 707 | 0.04 | 15 | 15 | 7 | 1.7783e-09 | 5spot_SharedNeighbor | CO2 | Porous | Wet | R245fa | MinimizeLCOE_Brownfield | IgnoreSilica | 126.0855 | 17.1031 | 1.0029 | 4 | 7332.2757 | 12205.4066 | 149.4784 | 248.8237 | 55.4395 | 4.3916 | 87.0632 | 2721017.3969 | 0 | 3965079.8355 | 0 | 0 | 0 | 0 | 2607577.9206 | 6784382.8617 | 4630480.7082 | 20708538.7229 | 961560.8286 | 7743554.7612 | 7743554.7612 | 7866811.9264 | 3938351.203 | 0 | 29413654.3127 | 48962372.2033 | 1778279.41 | 4.0115 | 7332.2757 | 12205.4066 | 149.4784 | 248.8237
1 | 2100 | 707 | 0.04 | 15 | 15 | 7 | 2.3714e-09 | 5spot_SharedNeighbor | CO2 | Porous | Wet | R245fa | MinimizeLCOE_Brownfield | IgnoreSilica | 126.0855 | 17.103 | 1.0029 | 4 | 7332.3408 | 12205.5354 | 149.4797 | 248.8263 | 55.4391 | 4.3915 | 86.415 | 2720996.197 | 0 | 3965061.3043 | 0 | 0 | 0 | 0 | 2607562.4255 | 6784342.5465 | 4630453.1923 | 20708415.6655 | 961560.8286 | 7743554.7612 | 7743554.7612 | 7866811.9264 | 3938351.203 | 0 | 29413531.2554 | 48962249.146 | 2371373.7057 | 4.0115 | 7332.3408 | 12205.5354 | 149.4797 | 248.8263
1 | 2100 | 707 | 0.04 | 15 | 15 | 7 | 3.1623e-09 | 5spot_SharedNeighbor | CO2 | Porous | Wet | R245fa | MinimizeLCOE_Brownfield | IgnoreSilica | 126.0855 | 17.1029 | 1.0029 | 4 | 7332.3897 | 12205.6322 | 149.4807 | 248.8283 | 55.4388 | 4.3915 | 87.6181 | 2720980.2823 | 0 | 3965047.3947 | 0 | 0 | 0 | 0 | 2607550.794 | 6784312.2838 | 4630432.5374 | 20708323.2921 | 961560.8286 | 7743554.7612 | 7743554.7612 | 7866811.9264 | 3938351.203 | 0 | 29413438.8819 | 48962156.7725 | 3162277.6602 | 4.0114 | 7332.3897 | 12205.6322 | 149.4807 | 248.8283
1 | 2100 | 707 | 0.04 | 15 | 15 | 7 | 4.217e-09 | 5spot_SharedNeighbor | CO2 | Porous | Wet | R245fa | MinimizeLCOE_Brownfield | IgnoreSilica | 126.0855 | 17.1029 | 1.0029 | 4 | 7332.4265 | 12205.7048 | 149.4814 | 248.8298 | 55.4386 | 4.3915 | 88.0221 | 2720968.3383 | 0 | 3965036.9565 | 0 | 0 | 0 | 0 | 2607542.065 | 6784289.5727 | 4630417.0366 | 20708253.9691 | 961560.8286 | 7743554.7612 | 7743554.7612 | 7866811.9264 | 3938351.203 | 0 | 29413369.5589 | 48962087.4495 | 4216965.0343 | 4.0114 | 7332.4265 | 12205.7048 | 149.4814 | 248.8298
1 | 2100 | 707 | 0.04 | 15 | 15 | 7 | 5.6234e-09 | 5spot_SharedNeighbor | CO2 | Porous | Wet | R245fa | MinimizeLCOE_Brownfield | IgnoreSilica | 126.0855 | 17.1028 | 1.0028 | 4 | 7332.454 | 12205.7593 | 149.482 | 248.8309 | 55.4385 | 4.3915 | 87.133 | 2720959.3762 | 0 | 3965029.1248 | 0 | 0 | 0 | 0 | 2607535.5154 | 6784272.532 | 4630405.406 | 20708201.9545 | 961560.8286 | 7743554.7612 | 7743554.7612 | 7866811.9264 | 3938351.203 | 0 | 29413317.5443 | 48962035.4349 | 5623413.2519 | 4.0114 | 7332.454 | 12205.7593 | 149.482 | 248.8309
1 | 2100 | 707 | 0.04 | 15 | 15 | 7 | 7.4989e-09 | 5spot_SharedNeighbor | CO2 | Porous | Wet | R245fa | MinimizeLCOE_Brownfield | IgnoreSilica | 126.0855 | 17.1028 | 1.0028 | 4 | 7332.4747 | 12205.8002 | 149.4824 | 248.8317 | 55.4384 | 4.3915 | 87.3721 | 2720952.6526 | 0 | 3965023.2495 | 0 | 0 | 0 | 0 | 2607530.6018 | 6784259.7479 | 4630396.6805 | 20708162.9324 | 961560.8286 | 7743554.7612 | 7743554.7612 | 7866811.9264 | 3938351.203 | 0 | 29413278.5223 | 48961996.4128 | 7498942.0933 | 4.0114 | 7332.4747 | 12205.8002 | 149.4824 | 248.8317
1 | 2100 | 707 | 0.04 | 15 | 15 | 7 | 1e-08 | 5spot_SharedNeighbor | CO2 | Porous | Wet | R245fa | MinimizeLCOE_Brownfield | IgnoreSilica | 126.0855 | 17.1028 | 1.0028 | 4 | 7332.4902 | 12205.8308 | 149.4827 | 248.8324 | 55.4383 | 4.3915 | 86.9216 | 2720947.6089 | 0 | 3965018.8424 | 0 | 0 | 0 | 0 | 2607526.916 | 6784250.1581 | 4630390.1353 | 20708133.6606 | 961560.8286 | 7743554.7612 | 7743554.7612 | 7866811.9264 | 3938351.203 | 0 | 29413249.2504 | 48961967.141 | 10000000 | 4.0114 | 7332.4902 | 12205.8308 | 149.4827 | 248.8324
1 | 2200 | 707 | 0.04 | 15 | 15 | 7 | 1e-13 | 5spot_SharedNeighbor | CO2 | Porous | Wet | R245fa | MinimizeLCOE_Brownfield | IgnoreSilica | 0.67936 | 0.033812 | 0.0016241 | 4 | 1465778.446 | 4590262.405 | 29881.8762 | 93578.7079 | 48.3481 | 4.8295 | 40.7717 | 56670.6448 | 0 | 40709.618 | 0 | 0 | 0 | 38476.9066 | 52984.296 | 137854.2697 | 94088.3717 | 420784.1068 | 961560.8286 | 8140174.0823 | 8140174.0823 | 8088200.634 | 4070025.7703 | 0 | 9522519.0178 | 29820919.5044 | 100 | 0.0064966 | 1465778.446 | 4590262.405 | 29881.8762 | 93578.7079
1 | 2200 | 707 | 0.04 | 15 | 15 | 7 | 1.3335e-13 | 5spot_SharedNeighbor | CO2 | Porous | Wet | R245fa | MinimizeLCOE_Brownfield | IgnoreSilica | 0.95256 | 0.066013 | 0.0029794 | 4 | 812813.9525 | 2516048.3953 | 16570.3118 | 51293.0497 | 51.4975 | 5.0896 | 34.4955 | 78701.4988 | 0 | 59954.5796 | 0 | 0 | 0 | 50229.0051 | 73665.1826 | 191661.6942 | 130813.0446 | 585025.0049 | 961560.8286 | 8140174.0823 | 8140174.0823 | 8088200.634 | 4070025.7703 | 0 | 9686759.9159 | 29985160.4025 | 133.3521 | 0.011918 | 812813.9525 | 2516048.3953 | 16570.3118 | 51293.0497
1 | 2200 | 707 | 0.04 | 15 | 15 | 7 | 1.7783e-13 | 5spot_SharedNeighbor | CO2 | Porous | Wet | R245fa | MinimizeLCOE_Brownfield | IgnoreSilica | 1.2819 | 0.10763 | 0.0049416 | 4 | 499156.4156 | 1526065.5667 | 10175.9787 | 31110.9107 | 53.913 | 5.2683 | 113.2605 | 103232.9627 | 0 | 81939.7595 | 0 | 0 | 0 | 61768.8723 | 96307.2219 | 250571.636 | 171020.2903 | 764840.7427 | 961560.8286 | 8140174.0823 | 8140174.0823 | 8088200.634 | 4070025.7703 | 0 | 9866575.6536 | 30164976.1402 | 177.8279 | 0.019767 | 499156.4156 | 1526065.5667 | 10175.9787 | 31110.9107
1 | 2200 | 707 | 0.04 | 15 | 15 | 7 | 2.3714e-13 | 5spot_SharedNeighbor | CO2 | Porous | Wet | R245fa | MinimizeLCOE_Brownfield | IgnoreSilica | 1.7098 | 0.16346 | 0.0076954 | 4 | 327547.0119 | 986982.4285 | 6677.4889 | 20120.9718 | 55.9309 | 5.4038 | 160.6056 | 132587.9062 | 0 | 108951.3961 | 0 | 0 | 0 | 75079.2913 | 123481.2515 | 321272.8869 | 219275.3468 | 980648.0787 | 961560.8286 | 8140174.0823 | 8140174.0823 | 8088200.634 | 4070025.7703 | 0 | 10082382.9897 | 30380783.4763 | 237.1374 | 0.030781 | 327547.0119 | 986982.4285 | 6677.4889 | 20120.9718
1 | 2200 | 707 | 0.04 | 15 | 15 | 7 | 3.1623e-13 | 5spot_SharedNeighbor | CO2 | Porous | Wet | R245fa | MinimizeLCOE_Brownfield | IgnoreSilica | 2.2543 | 0.2362 | 0.011474 | 4 | 225167.5137 | 667429.3883 | 4590.3443 | 13606.4508 | 57.5712 | 5.5052 | 209.4503 | 166944.023 | 0 | 141431.7434 | 0 | 0 | 0 | 89632.0782 | 155223.0594 | 403858.56 | 275641.7656 | 1232731.2296 | 961560.8286 | 8140174.0823 | 8140174.0823 | 8088200.634 | 4070025.7703 | 0 | 10334466.1406 | 30632866.6272 | 316.2278 | 0.045897 | 225167.5137 | 667429.3883 | 4590.3443 | 13606.4508
1 | 2200 | 707 | 0.04 | 15 | 15 | 7 | 4.217e-13 | 5spot_SharedNeighbor | CO2 | Porous | Wet | R245fa | MinimizeLCOE_Brownfield | IgnoreSilica | 2.9787 | 0.33389 | 0.016611 | 4 | 160224.7306 | 465712.2866 | 3266.3979 | 9494.1749 | 58.9459 | 5.5843 | 40.9159 | 208929.0423 | 0 | 182231.6857 | 0 | 0 | 0 | 107521.0988 | 194485.9124 | 506012.4496 | 345363.8944 | 1544544.0832 | 961560.8286 | 8140174.0823 | 8140174.0823 | 8088200.634 | 4070025.7703 | 0 | 10646278.9941 | 30944679.4808 | 421.6965 | 0.066446 | 160224.7306 | 465712.2866 | 3266.3979 | 9494.1749
1 | 2200 | 707 | 0.04 | 15 | 15 | 7 | 5.6234e-13 | 5spot_SharedNeighbor | CO2 | Porous | Wet | R245fa | MinimizeLCOE_Brownfield | IgnoreSilica | 3.8996 | 0.45945 | 0.023501 | 4 | 117124.9754 | 333059.9157 | 2387.751 | 6789.8769 | 60.0333 | 5.6433 | 49.2357 | 257970.5633 | 0 | 231216.9962 | 0 | 0 | 0 | 126936.582 | 240288.4152 | 625181.1664 | 426698.9923 | 1908292.7155 | 961560.8286 | 8140174.0823 | 8140174.0823 | 8088200.634 | 4070025.7703 | 0 | 11010027.6264 | 31308428.113 | 562.3413 | 0.094002 | 117124.9754 | 333059.9157 | 2387.751 | 6789.8769
1 | 2200 | 707 | 0.04 | 15 | 15 | 7 | 7.4989e-13 | 5spot_SharedNeighbor | CO2 | Porous | Wet | R245fa | MinimizeLCOE_Brownfield | IgnoreSilica | 5.0929 | 0.62299 | 0.032697 | 4 | 87514.7941 | 242713.3243 | 1784.1074 | 4948.0394 | 60.9047 | 5.6883 | 49.3999 | 316456.1955 | 0 | 291232.9087 | 0 | 0 | 0 | 149212.556 | 295191.6475 | 768028.1147 | 524194.9697 | 2344316.3921 | 961560.8286 | 8140174.0823 | 8140174.0823 | 8088200.634 | 4070025.7703 | 0 | 11446051.3031 | 31744451.7897 | 749.8942 | 0.13079 | 87514.7941 | 242713.3243 | 1784.1074 | 4948.0394
1 | 2200 | 707 | 0.04 | 15 | 15 | 7 | 1e-12 | 5spot_SharedNeighbor | CO2 | Porous | Wet | R245fa | MinimizeLCOE_Brownfield | IgnoreSilica | 6.623 | 0.83357 | 0.044894 | 4 | 66615.1188 | 179650.4128 | 1358.0393 | 3662.4167 | 61.5904 | 5.722 | 55.9412 | 385570.688 | 0 | 364062.7976 | 0 | 0 | 0 | 173999.8405 | 360216.9972 | 937210.736 | 639665.5851 | 2860726.6444 | 961560.8286 | 8140174.0823 | 8140174.0823 | 8088200.634 | 4070025.7703 | 0 | 11962461.5554 | 32260862.042 | 1000 | 0.17958 | 66615.1188 | 179650.4128 | 1358.0393 | 3662.4167
1 | 2200 | 707 | 0.04 | 15 | 15 | 7 | 1.3335e-12 | 5spot_SharedNeighbor | CO2 | Porous | Wet | R245fa | MinimizeLCOE_Brownfield | IgnoreSilica | 8.5741 | 1.103 | 0.060975 | 4 | 51541.5345 | 134765.6154 | 1050.7439 | 2747.3794 | 62.1239 | 5.7467 | 49.7606 | 466933.7064 | 0 | 452055.687 | 0 | 0 | 0 | 201123.7825 | 436844.1386 | 1136578.8396 | 775738.4124 | 3469274.5664 | 961560.8286 | 8140174.0823 | 8140174.0823 | 8088200.634 | 4070025.7703 | 0 | 12571009.4774 | 32869409.964 | 1333.5214 | 0.2439 | 51541.5345 | 134765.6154 | 1050.7439 | 2747.3794
1 | 2200 | 707 | 0.04 | 15 | 15 | 7 | 1.7783e-12 | 5spot_SharedNeighbor | CO2 | Porous | Wet | R245fa | MinimizeLCOE_Brownfield | IgnoreSilica | 11.0614 | 1.4472 | 0.082082 | 4 | 40476.5933 | 102300.2516 | 825.1701 | 2085.529 | 62.5351 | 5.7641 | 54.6985 | 562842.7073 | 0 | 558464.4169 | 0 | 0 | 0 | 230806.696 | 527324.3899 | 1371989.8933 | 936411.2938 | 4187839.3971 | 961560.8286 | 8140174.0823 | 8140174.0823 | 8088200.634 | 4070025.7703 | 0 | 13289574.308 | 33587974.7946 | 1778.2794 | 0.32833 | 40476.5933 | 102300.2516 | 825.1701 | 2085.529
1 | 2200 | 707 | 0.04 | 15 | 15 | 7 | 2.3714e-12 | 5spot_SharedNeighbor | CO2 | Porous | Wet | R245fa | MinimizeLCOE_Brownfield | IgnoreSilica | 14.2091 | 1.8838 | 0.1096 | 4 | 32234.444 | 78534.5805 | 657.1427 | 1601.0337 | 62.8442 | 5.775 | 51.3074 | 675224.6854 | 0 | 686350.9465 | 0 | 0 | 0 | 262488.4064 | 633384.9749 | 1647937.7796 | 1124751.3963 | 5030138.1891 | 961560.8286 | 8140174.0823 | 8140174.0823 | 8088200.634 | 4070025.7703 | 0 | 14131873.1001 | 34430273.5867 | 2371.3737 | 0.43841 | 32234.444 | 78534.5805 | 657.1427 | 1601.0337
1 | 2200 | 707 | 0.04 | 15 | 15 | 7 | 3.1623e-12 | 5spot_SharedNeighbor | CO2 | Porous | Wet | R245fa | MinimizeLCOE_Brownfield | IgnoreSilica | 18.1138 | 2.427 | 0.14505 | 4 | 26018.9079 | 61003.366 | 530.4306 | 1243.6361 | 63.0641 | 5.7793 | 56.9767 | 804509.8245 | 0 | 837240.2459 | 0 | 0 | 0 | 293753.7681 | 754846.497 | 1963955.7448 | 1340440.1511 | 5994746.2314 | 961560.8286 | 8140174.0823 | 8140174.0823 | 8088200.634 | 4070025.7703 | 0 | 15096481.1423 | 35394881.6289 | 3162.2777 | 0.58021 | 26018.9079 | 61003.366 | 530.4306 | 1243.6361
1 | 2200 | 707 | 0.04 | 15 | 15 | 7 | 4.217e-12 | 5spot_SharedNeighbor | CO2 | Porous | Wet | R245fa | MinimizeLCOE_Brownfield | IgnoreSilica | 22.9593 | 3.1025 | 0.19036 | 4 | 21283.0825 | 47941.107 | 433.8844 | 977.3443 | 63.2069 | 5.7766 | 42.2389 | 953490.9152 | 0 | 1015641.1308 | 0 | 0 | 0 | 324508.7054 | 894519.8931 | 2327357.2705 | 1588469.1595 | 7103987.0745 | 961560.8286 | 8140174.0823 | 8140174.0823 | 8088200.634 | 4070025.7703 | 0 | 16205721.9855 | 36504122.4721 | 4216.965 | 0.76144 | 21283.0825 | 47941.107 | 433.8844 | 977.3443
1 | 2200 | 707 | 0.04 | 15 | 15 | 7 | 5.6234e-12 | 5spot_SharedNeighbor | CO2 | Porous | Wet | R245fa | MinimizeLCOE_Brownfield | IgnoreSilica | 28.8176 | 3.9218 | 0.24715 | 4 | 17644.2984 | 38177.1226 | 359.7029 | 778.2923 | 63.2743 | 5.7655 | 53.925 | 1120912.9569 | 0 | 1221549.7828 | 0 | 0 | 0 | 350606.4183 | 1050296.9716 | 2732657.2746 | 1865094.7404 | 8341118.1445 | 961560.8286 | 8140174.0823 | 8140174.0823 | 8088200.634 | 4070025.7703 | 0 | 17442853.0554 | 37741253.5421 | 5623.4133 | 0.98858 | 17644.2984 | 38177.1226 | 359.7029 | 778.2923
1 | 2200 | 707 | 0.04 | 15 | 15 | 7 | 7.4989e-12 | 5spot_SharedNeighbor | CO2 | Porous | Wet | R245fa | MinimizeLCOE_Brownfield | IgnoreSilica | 35.7554 | 4.8953 | 0.31678 | 4 | 14830.745 | 30850.2866 | 302.3448 | 628.9248 | 63.2651 | 5.744 | 73.3608 | 1305365.2816 | 0 | 1454937.9266 | 0 | 0 | 0 | 368384.2232 | 1220188.0982 | 3174679.1366 | 2166783.7439 | 9690338.4101 | 961560.8286 | 8140174.0823 | 8140174.0823 | 8088200.634 | 4070025.7703 | 0 | 18792073.321 | 39090473.8076 | 7498.9421 | 1.2671 | 14830.745 | 30850.2866 | 302.3448 | 628.9248
1 | 2200 | 707 | 0.04 | 15 | 15 | 7 | 1e-11 | 5spot_SharedNeighbor | CO2 | Porous | Wet | R245fa | MinimizeLCOE_Brownfield | IgnoreSilica | 43.6554 | 6.0083 | 0.39924 | 4 | 12646.8195 | 25357.5555 | 257.8225 | 516.9481 | 63.1745 | 5.7104 | 74.3946 | 1500885.2322 | 0 | 1710105.2106 | 0 | 0 | 0 | 371084.3296 | 1397009.1612 | 3634731.2715 | 2480778.7791 | 11094593.9843 | 961560.8286 | 8140174.0823 | 8140174.0823 | 8088200.634 | 4070025.7703 | 0 | 20196328.8952 | 40494729.3818 | 10000 | 1.5969 | 12646.8195 | 25357.5555 | 257.8225 | 516.9481
1 | 2200 | 707 | 0.04 | 15 | 15 | 7 | 1.3335e-11 | 5spot_SharedNeighbor | CO2 | Porous | Wet | R245fa | MinimizeLCOE_Brownfield | IgnoreSilica | 52.1692 | 7.2137 | 0.49227 | 4 | 10949.2836 | 21257.8432 | 223.216 | 433.3699 | 63.0007 | 5.664 | 61.8977 | 1697183.1346 | 0 | 1975178.3577 | 0 | 0 | 0 | 350009.7085 | 1568724.7683 | 4081500.0575 | 2785707.6557 | 12458303.6823 | 961560.8286 | 8140174.0823 | 8140174.0823 | 8088200.634 | 4070025.7703 | 0 | 21560038.5932 | 41858439.0799 | 13335.2143 | 1.9691 | 10949.2836 | 21257.8432 | 223.216 | 433.3699
1 | 2200 | 707 | 0.04 | 15 | 15 | 7 | 1.7783e-11 | 5spot_SharedNeighbor | CO2 | Porous | Wet | R245fa | MinimizeLCOE_Brownfield | IgnoreSilica | 60.6882 | 8.427 | 0.59077 | 4 | 9628.6688 | 18218.5471 | 196.2934 | 371.4097 | 62.754 | 5.6067 | 57.0523 | 1880430.1233 | 0 | 2232071.5331 | 0 | 0 | 0 | 295077.462 | 1718955.8562 | 4472370.5314 | 3052484.7857 | 13651390.2917 | 961560.8286 | 8140174.0823 | 8140174.0823 | 8088200.634 | 4070025.7703 | 0 | 22753125.2027 | 43051525.6893 | 17782.7941 | 2.3631 | 9628.6688 | 18218.5471 | 196.2934 | 371.4097
1 | 2200 | 707 | 0.04 | 15 | 15 | 7 | 2.3714e-11 | 5spot_SharedNeighbor | CO2 | Porous | Wet | R245fa | MinimizeLCOE_Brownfield | IgnoreSilica | 67.9233 | 9.468 | 0.68412 | 4 | 8597.2917 | 16014.9509 | 175.2674 | 326.4864 | 62.4902 | 5.5501 | 65.1618 | 2026563.3264 | 0 | 2444575.2435 | 0 | 0 | 0 | 186125.0526 | 1816332.8127 | 4725725.3977 | 3225404.6879 | 14424726.5207 | 961560.8286 | 8140174.0823 | 8140174.0823 | 8088200.634 | 4070025.7703 | 0 | 23526461.4316 | 43824861.9182 | 23713.7371 | 2.7365 | 8597.2917 | 16014.9509 | 175.2674 | 326.4864
1 | 2200 | 707 | 0.04 | 15 | 15 | 7 | 3.1623e-11 | 5spot_SharedNeighbor | CO2 | Porous | Wet | R245fa | MinimizeLCOE_Brownfield | IgnoreSilica | 75.2017 | 10.5143 | 0.77676 | 4 | 7733.1958 | 14266.2258 | 157.6517 | 290.8363 | 62.1724 | 5.485 | 71.1529 | 2165093.4251 | 0 | 2653895.6697 | 0 | 0 | 0 | 0 | 1879405.747 | 4889828.2345 | 3337408.246 | 14925631.3222 | 961560.8286 | 8140174.0823 | 8140174.0823 | 8088200.634 | 4070025.7703 | 0 | 24027366.2331 | 44325766.7198 | 31622.7766 | 3.107 | 7733.1958 | 14266.2258 | 157.6517 | 290.8363
1 | 2200 | 707 | 0.04 | 15 | 15 | 7 | 4.217e-11 | 5spot_SharedNeighbor | CO2 | Porous | Wet | R245fa | MinimizeLCOE_Brownfield | IgnoreSilica | 92.6297 | 12.9389 | 0.92328 | 4 | 7163.7372 | 12660.0203 | 146.0425 | 258.0916 | 61.2147 | 5.299 | 54.1421 | 2463986.5037 | 0 | 3139288.4553 | 0 | 0 | 0 | 0 | 2185277.234 | 5685643.1009 | 3880568.2447 | 17354763.5387 | 961560.8286 | 8140174.0823 | 8140174.0823 | 8088200.634 | 4070025.7703 | 0 | 26456498.4497 | 46754898.9363 | 42169.6503 | 3.6931 | 7163.7372 | 12660.0203 | 146.0425 | 258.0916
1 | 2200 | 707 | 0.04 | 15 | 15 | 7 | 5.6234e-11 | 5spot_SharedNeighbor | CO2 | Porous | Wet | R245fa | MinimizeLCOE_Brownfield | IgnoreSilica | 110.6742 | 15.4249 | 1.0501 | 4 | 6847.3023 | 11679.6843 | 139.5915 | 238.1062 | 59.9259 | 5.0605 | 54.9576 | 2725001.5537 | 0 | 3622664.0514 | 0 | 0 | 0 | 0 | 2475589.586 | 6440976.2895 | 4396098.6664 | 19660330.1469 | 961560.8286 | 8140174.0823 | 8140174.0823 | 8088200.634 | 4070025.7703 | 0 | 28762065.0579 | 49060465.5445 | 56234.1325 | 4.2005 | 6847.3023 | 11679.6843 | 139.5915 | 238.1062
1 | 2200 | 707 | 0.04 | 15 | 15 | 7 | 7.4989e-11 | 5spot_SharedNeighbor | CO2 | Porous | Wet | R245fa | MinimizeLCOE_Brownfield | IgnoreSilica | 127.924 | 17.7728 | 1.1427 | 4 | 6732.8695 | 11173.7473 | 137.2587 | 227.792 | 58.4122 | 4.7905 | 64.1639 | 2927537.9682 | 0 | 4069926.021 | 0 | 0 | 0 | 0 | 2729010.9558 | 7100326.7099 | 4846118.8766 | 21672920.5315 | 961560.8286 | 8140174.0823 | 8140174.0823 | 8088200.634 | 4070025.7703 | 0 | 30774655.4425 | 51073055.9291 | 74989.4209 | 4.5708 | 6732.8695 | 11173.7473 | 137.2587 | 227.792
1 | 2200 | 707 | 0.04 | 15 | 15 | 7 | 1e-10 | 5spot_SharedNeighbor | CO2 | Porous | Wet | R245fa | MinimizeLCOE_Brownfield | IgnoreSilica | 131.2996 | 18.2277 | 1.1567 | 4 | 6731.4751 | 11118.6855 | 137.2302 | 226.6694 | 58.0739 | 4.7315 | 70.1342 | 2961038.269 | 0 | 4155888.1866 | 0 | 0 | 0 | 0 | 2775601.3177 | 7221545.2745 | 4928853.0378 | 22042926.0855 | 961560.8286 | 8140174.0823 | 8140174.0823 | 8088200.634 | 4070025.7703 | 0 | 31144660.9965 | 51443061.4831 | 100000 | 4.6267 | 6731.4751 | 11118.6855 | 137.2302 | 226.6694
1 | 2200 | 707 | 0.04 | 15 | 15 | 7 | 1.3335e-10 | 5spot_SharedNeighbor | CO2 | Porous | Wet | R245fa | MinimizeLCOE_Brownfield | IgnoreSilica | 131.2601 | 18.2205 | 1.1563 | 4 | 6732.4386 | 11121.198 | 137.2499 | 226.7207 | 58.0714 | 4.7317 | 85.788 | 2960265.7804 | 0 | 4154550.1979 | 0 | 0 | 0 | 0 | 2774778.2315 | 7219403.7732 | 4927391.4191 | 22036389.4021 | 961560.8286 | 8140174.0823 | 8140174.0823 | 8088200.634 | 4070025.7703 | 0 | 31138124.313 | 51436524.7997 | 133352.1432 | 4.6251 | 6732.4386 | 11121.198 | 137.2499 | 226.7207
1 | 2200 | 707 | 0.04 | 15 | 15 | 7 | 1.7783e-10 | 5spot_SharedNeighbor | CO2 | Porous | Wet | R245fa | MinimizeLCOE_Brownfield | IgnoreSilica | 131.2212 | 18.2138 | 1.1559 | 4 | 6733.1733 | 11123.2486 | 137.2648 | 226.7625 | 58.0704 | 4.732 | 82.5909 | 2959591.2957 | 0 | 4153307.7694 | 0 | 0 | 0 | 0 | 2774030.6354 | 7217458.6814 | 4926063.854 | 22030452.2358 | 961560.8286 | 8140174.0823 | 8140174.0823 | 8088200.634 | 4070025.7703 | 0 | 31132187.1468 | 51430587.6334 | 177827.941 | 4.6237 | 6733.1733 | 11123.2486 | 137.2648 | 226.7625
1 | 2200 | 707 | 0.04 | 15 | 15 | 7 | 2.3714e-10 | 5spot_SharedNeighbor | CO2 | Porous | Wet | R245fa | MinimizeLCOE_Brownfield | IgnoreSilica | 131.2017 | 18.2101 | 1.1557 | 4 | 6733.7313 | 11124.6509 | 137.2762 | 226.7911 | 58.0687 | 4.732 | 80.2607 | 2959178.0957 | 0 | 4152621.4975 | 0 | 0 | 0 | 0 | 2773601.8413 | 7216343.0472 | 4925302.4107 | 22027046.8925 | 961560.8286 | 8140174.0823 | 8140174.0823 | 8088200.634 | 4070025.7703 | 0 | 31128781.8034 | 51427182.29 | 237137.3706 | 4.6228 | 6733.7313 | 11124.6509 | 137.2762 | 226.7911
1 | 2200 | 707 | 0.04 | 15 | 15 | 7 | 3.1623e-10 | 5spot_SharedNeighbor | CO2 | Porous | Wet | R245fa | MinimizeLCOE_Brownfield | IgnoreSilica | 131.1823 | 18.2066 | 1.1555 | 4 | 6734.154 | 11125.7855 | 137.2848 | 226.8142 | 58.0678 | 4.7321 | 77.9385 | 2958819.0122 | 0 | 4151981.7774 | 0 | 0 | 0 | 0 | 2773212.3079 | 7215329.5612 | 4924610.6857 | 22023953.3445 | 961560.8286 | 8140174.0823 | 8140174.0823 | 8088200.634 | 4070025.7703 | 0 | 31125688.2554 | 51424088.742 | 316227.766 | 4.6221 | 6734.154 | 11125.7855 | 137.2848 | 226.8142
1 | 2200 | 707 | 0.04 | 15 | 15 | 7 | 4.217e-10 | 5spot_SharedNeighbor | CO2 | Porous | Wet | R245fa | MinimizeLCOE_Brownfield | IgnoreSilica | 131.1675 | 18.204 | 1.1554 | 4 | 6734.4733 | 11126.6447 | 137.2913 | 226.8317 | 58.0672 | 4.7322 | 86.1997 | 2958546.564 | 0 | 4151495.4285 | 0 | 0 | 0 | 0 | 2772916.3771 | 7214559.6097 | 4924085.178 | 22021603.1572 | 961560.8286 | 8140174.0823 | 8140174.0823 | 8088200.634 | 4070025.7703 | 0 | 31123338.0682 | 51421738.5548 | 421696.5034 | 4.6215 | 6734.4733 | 11126.6447 | 137.2913 | 226.8317
1 | 2200 | 707 | 0.04 | 15 | 15 | 7 | 5.6234e-10 | 5spot_SharedNeighbor | CO2 | Porous | Wet | R245fa | MinimizeLCOE_Brownfield | IgnoreSilica | 131.148 | 18.2009 | 1.1552 | 4 | 6734.7141 | 11127.4202 | 137.2963 | 226.8475 | 58.0675 | 4.7324 | 84.3663 | 2958260.0749 | 0 | 4150918.1212 | 0 | 0 | 0 | 0 | 2772579.4965 | 7213683.1156 | 4923486.9527 | 22018927.7609 | 961560.8286 | 8140174.0823 | 8140174.0823 | 8088200.634 | 4070025.7703 | 0 | 31120662.6718 | 51419063.1585 | 562341.3252 | 4.6209 | 6734.7141 | 11127.4202 | 137.2963 | 226.8475
1 | 2200 | 707 | 0.04 | 15 | 15 | 7 | 7.4989e-10 | 5spot_SharedNeighbor | CO2 | Porous | Wet | R245fa | MinimizeLCOE_Brownfield | IgnoreSilica | 131.146 | 18.2003 | 1.1552 | 4 | 6734.8955 | 11127.8097 | 137.3 | 226.8555 | 58.0665 | 4.7324 | 85.7943 | 2958167.9683 | 0 | 4150804.6018 | 0 | 0 | 0 | 0 | 2772499.3023 | 7213474.4669 | 4923344.5457 | 22018290.885 | 961560.8286 | 8140174.0823 | 8140174.0823 | 8088200.634 | 4070025.7703 | 0 | 31120025.7959 | 51418426.2825 | 749894.2093 | 4.6207 | 6734.8955 | 11127.8097 | 137.3 | 226.8555
1 | 2200 | 707 | 0.04 | 15 | 15 | 7 | 1e-09 | 5spot_SharedNeighbor | CO2 | Porous | Wet | R245fa | MinimizeLCOE_Brownfield | IgnoreSilica | 131.1286 | 18.1977 | 1.1551 | 4 | 6735.0319 | 11128.3478 | 137.3027 | 226.8664 | 58.0673 | 4.7326 | 83.2708 | 2957942.9753 | 0 | 4150314.673 | 0 | 0 | 0 | 0 | 2772220.4829 | 7212749.0358 | 4922849.4241 | 22016076.5911 | 961560.8286 | 8140174.0823 | 8140174.0823 | 8088200.634 | 4070025.7703 | 0 | 31117811.502 | 51416211.9887 | 1000000 | 4.6203 | 6735.0319 | 11128.3478 | 137.3027 | 226.8664
1 | 2200 | 707 | 0.04 | 15 | 15 | 7 | 1.3335e-09 | 5spot_SharedNeighbor | CO2 | Porous | Wet | R245fa | MinimizeLCOE_Brownfield | IgnoreSilica | 131.1286 | 18.1975 | 1.155 | 4 | 6735.1345 | 11128.5504 | 137.3048 | 226.8706 | 58.0667 | 4.7325 | 85.2165 | 2957902.1453 | 0 | 4150279.7103 | 0 | 0 | 0 | 0 | 2772190.9237 | 7212672.1289 | 4922796.9336 | 22015841.8418 | 961560.8286 | 8140174.0823 | 8140174.0823 | 8088200.634 | 4070025.7703 | 0 | 31117576.7528 | 51415977.2394 | 1333521.4322 | 4.6202 | 6735.1345 | 11128.5504 | 137.3048 | 226.8706
1 | 2200 | 707 | 0.04 | 15 | 15 | 7 | 1.7783e-09 | 5spot_SharedNeighbor | CO2 | Porous | Wet | R245fa | MinimizeLCOE_Brownfield | IgnoreSilica | 131.124 | 18.1967 | 1.155 | 4 | 6735.2115 | 11128.774 | 137.3064 | 226.8751 | 58.0666 | 4.7326 | 85.662 | 2957826.1084 | 0 | 4150135.592 | 0 | 0 | 0 | 0 | 2772105.0631 | 7212448.7374 | 4922644.4642 | 22015159.9651 | 961560.8286 | 8140174.0823 | 8140174.0823 | 8088200.634 | 4070025.7703 | 0 | 31116894.876 | 51415295.3627 | 1778279.41 | 4.62 | 6735.2115 | 11128.774 | 137.3064 | 226.8751
1 | 2200 | 707 | 0.04 | 15 | 15 | 7 | 2.3714e-09 | 5spot_SharedNeighbor | CO2 | Porous | Wet | R245fa | MinimizeLCOE_Brownfield | IgnoreSilica | 131.124 | 18.1966 | 1.155 | 4 | 6735.2694 | 11128.8883 | 137.3076 | 226.8774 | 58.0662 | 4.7325 | 83.3566 | 2957803.0769 | 0 | 4150115.8754 | 0 | 0 | 0 | 0 | 2772088.3914 | 7212405.3609 | 4922614.8589 | 22015027.5636 | 961560.8286 | 8140174.0823 | 8140174.0823 | 8088200.634 | 4070025.7703 | 0 | 31116762.4745 | 51415162.9612 | 2371373.7057 | 4.62 | 6735.2694 | 11128.8883 | 137.3076 | 226.8774
1 | 2200 | 707 | 0.04 | 15 | 15 | 7 | 3.1623e-09 | 5spot_SharedNeighbor | CO2 | Porous | Wet | R245fa | MinimizeLCOE_Brownfield | IgnoreSilica | 131.124 | 18.1965 | 1.155 | 4 | 6735.3128 | 11128.9741 | 137.3085 | 226.8792 | 58.066 | 4.7325 | 82.2143 | 2957785.7878 | 0 | 4150101.076 | 0 | 0 | 0 | 0 | 2772075.8769 | 7212372.8007 | 4922592.6359 | 22014928.1774 | 961560.8286 | 8140174.0823 | 8140174.0823 | 8088200.634 | 4070025.7703 | 0 | 31116663.0883 | 51415063.5749 | 3162277.6602 | 4.6199 | 6735.3128 | 11128.9741 | 137.3085 | 226.8792
1 | 2200 | 707 | 0.04 | 15 | 15 | 7 | 4.217e-09 | 5spot_SharedNeighbor | CO2 | Porous | Wet | R245fa | MinimizeLCOE_Brownfield | IgnoreSilica | 131.124 | 18.1964 | 1.155 | 4 | 6735.3454 | 11129.0385 | 137.3091 | 226.8805 | 58.0657 | 4.7325 | 80.9205 | 2957772.8127 | 0 | 4150089.9701 | 0 | 0 | 0 | 0 | 2772066.4853 | 7212348.3657 | 4922575.9586 | 22014853.5924 | 961560.8286 | 8140174.0823 | 8140174.0823 | 8088200.634 | 4070025.7703 | 0 | 31116588.5034 | 51414988.99 | 4216965.0343 | 4.6199 | 6735.3454 | 11129.0385 | 137.3091 | 226.8805
1 | 2200 | 707 | 0.04 | 15 | 15 | 7 | 5.6234e-09 | 5spot_SharedNeighbor | CO2 | Porous | Wet | R245fa | MinimizeLCOE_Brownfield | IgnoreSilica | 131.124 | 18.1964 | 1.155 | 4 | 6735.3699 | 11129.0868 | 137.3096 | 226.8815 | 58.0656 | 4.7325 | 81.7592 | 2957763.0771 | 0 | 4150081.6374 | 0 | 0 | 0 | 0 | 2772059.4387 | 7212330.0318 | 4922563.4453 | 22014797.6302 | 961560.8286 | 8140174.0823 | 8140174.0823 | 8088200.634 | 4070025.7703 | 0 | 31116532.5412 | 51414933.0278 | 5623413.2519 | 4.6199 | 6735.3699 | 11129.0868 | 137.3096 | 226.8815
1 | 2200 | 707 | 0.04 | 15 | 15 | 7 | 7.4989e-09 | 5spot_SharedNeighbor | CO2 | Porous | Wet | R245fa | MinimizeLCOE_Brownfield | IgnoreSilica | 131.1091 | 18.1944 | 1.1549 | 4 | 6735.3883 | 11129.3515 | 137.31 | 226.8869 | 58.0669 | 4.7327 | 82.2216 | 2957610.6185 | 0 | 4149698.27 | 0 | 0 | 0 | 0 | 2771850.4665 | 7211786.3292 | 4922192.357 | 22013138.0412 | 961560.8286 | 8140174.0823 | 8140174.0823 | 8088200.634 | 4070025.7703 | 0 | 31114872.9521 | 51413273.4388 | 7498942.0933 | 4.6196 | 6735.3883 | 11129.3515 | 137.31 | 226.8869
1 | 2200 | 707 | 0.04 | 15 | 15 | 7 | 1e-08 | 5spot_SharedNeighbor | CO2 | Porous | Wet | R245fa | MinimizeLCOE_Brownfield | IgnoreSilica | 131.1091 | 18.1943 | 1.1549 | 4 | 6735.402 | 11129.3787 | 137.3103 | 226.8874 | 58.0668 | 4.7327 | 80.664 | 2957605.1418 | 0 | 4149693.5829 | 0 | 0 | 0 | 0 | 2771846.5027 | 7211776.016 | 4922185.3181 | 22013106.5616 | 961560.8286 | 8140174.0823 | 8140174.0823 | 8088200.634 | 4070025.7703 | 0 | 31114841.4725 | 51413241.9592 | 10000000 | 4.6196 | 6735.402 | 11129.3787 | 137.3103 | 226.8874
1 | 2300 | 707 | 0.04 | 15 | 15 | 7 | 1e-13 | 5spot_SharedNeighbor | CO2 | Porous | Wet | R245fa | MinimizeLCOE_Brownfield | IgnoreSilica | 0.73307 | 0.036045 | 0.0017353 | 4 | 1437247.5181 | 4471656.6501 | 29300.2347 | 91160.7692 | 50.2002 | 5.2465 | 35.0809 | 63113.8596 | 0 | 43855.4611 | 0 | 0 | 0 | 45336.7143 | 59399.3536 | 154544.9337 | 105480.0928 | 471730.4151 | 961560.8286 | 8542653.4943 | 8542653.4943 | 8315156.4279 | 4204044.374 | 0 | 9975944.7381 | 31037799.0343 | 100 | 0.006941 | 1437247.5181 | 4471656.6501 | 29300.2347 | 91160.7692
1 | 2300 | 707 | 0.04 | 15 | 15 | 7 | 1.3335e-13 | 5spot_SharedNeighbor | CO2 | Porous | Wet | R245fa | MinimizeLCOE_Brownfield | IgnoreSilica | 1.0109 | 0.069376 | 0.0032505 | 4 | 780344.217 | 2400213.9014 | 15908.3724 | 48931.6069 | 53.4527 | 5.5064 | 30.0806 | 86237.4187 | 0 | 63420.722 | 0 | 0 | 0 | 57612.5451 | 80835.5675 | 210317.5649 | 143546.0596 | 641969.8779 | 961560.8286 | 8542653.4943 | 8542653.4943 | 8315156.4279 | 4204044.374 | 0 | 10146184.2008 | 31208038.497 | 133.3521 | 0.013002 | 780344.217 | 2400213.9014 | 15908.3724 | 48931.6069
1 | 2300 | 707 | 0.04 | 15 | 15 | 7 | 1.7783e-13 | 5spot_SharedNeighbor | CO2 | Porous | Wet | R245fa | MinimizeLCOE_Brownfield | IgnoreSilica | 1.3597 | 0.11399 | 0.0054594 | 4 | 473612.5575 | 1438081.8866 | 9655.2326 | 29317.2444 | 56.0847 | 5.6957 | 123.4672 | 113140.6535 | 0 | 86744.5574 | 0 | 0 | 0 | 70814.3787 | 105572.84 | 274678.8736 | 187473.9753 | 838425.2786 | 961560.8286 | 8542653.4943 | 8542653.4943 | 8315156.4279 | 4204044.374 | 0 | 10342639.6015 | 31404493.8977 | 177.8279 | 0.021838 | 473612.5575 | 1438081.8866 | 9655.2326 | 29317.2444
1 | 2300 | 707 | 0.04 | 15 | 15 | 7 | 2.3714e-13 | 5spot_SharedNeighbor | CO2 | Porous | Wet | R245fa | MinimizeLCOE_Brownfield | IgnoreSilica | 1.807 | 0.17336 | 0.0085654 | 4 | 308647.6445 | 923381.0244 | 6292.1997 | 18824.3711 | 58.2658 | 5.8383 | 175.0196 | 144973.2656 | 0 | 115058.9196 | 0 | 0 | 0 | 85629.0793 | 134807.8931 | 350742.485 | 239388.9531 | 1070600.5956 | 961560.8286 | 8542653.4943 | 8542653.4943 | 8315156.4279 | 4204044.374 | 0 | 10574814.9186 | 31636669.2148 | 237.1374 | 0.034262 | 308647.6445 | 923381.0244 | 6292.1997 | 18824.3711
1 | 2300 | 707 | 0.04 | 15 | 15 | 7 | 3.1623e-13 | 5spot_SharedNeighbor | CO2 | Porous | Wet | R245fa | MinimizeLCOE_Brownfield | IgnoreSilica | 2.4099 | 0.25475 | 0.012857 | 4 | 211296.1036 | 620839.0256 | 4307.5569 | 12656.6433 | 60.1334 | 5.9504 | 240.8084 | 184400.8429 | 0 | 151090.8506 | 0 | 0 | 0 | 104336.7553 | 171533.095 | 446293.927 | 304604.7756 | 1362260.2464 | 961560.8286 | 8542653.4943 | 8542653.4943 | 8315156.4279 | 4204044.374 | 0 | 10866474.5693 | 31928328.8655 | 316.2278 | 0.051428 | 211296.1036 | 620839.0256 | 4307.5569 | 12656.6433
1 | 2300 | 707 | 0.04 | 15 | 15 | 7 | 4.217e-13 | 5spot_SharedNeighbor | CO2 | Porous | Wet | R245fa | MinimizeLCOE_Brownfield | IgnoreSilica | 3.1614 | 0.35832 | 0.018663 | 4 | 150001.198 | 432133.9052 | 3057.9773 | 8809.6342 | 61.5963 | 6.0322 | 51.5185 | 229545.5402 | 0 | 193491.2259 | 0 | 0 | 0 | 123808.8225 | 213269.7796 | 554884.2187 | 378719.881 | 1693719.4679 | 961560.8286 | 8542653.4943 | 8542653.4943 | 8315156.4279 | 4204044.374 | 0 | 11197933.7909 | 32259788.087 | 421.6965 | 0.074652 | 150001.198 | 432133.9052 | 3057.9773 | 8809.6342
1 | 2300 | 707 | 0.04 | 15 | 15 | 7 | 5.6234e-13 | 5spot_SharedNeighbor | CO2 | Porous | Wet | R245fa | MinimizeLCOE_Brownfield | IgnoreSilica | 4.136 | 0.49381 | 0.026466 | 4 | 109529.5773 | 308478.4021 | 2232.9086 | 6288.7495 | 62.7854 | 6.0949 | 54.1915 | 283422.4774 | 0 | 245471.7084 | 0 | 0 | 0 | 146287.7784 | 263320.966 | 685107.139 | 467599.6999 | 2091209.7692 | 961560.8286 | 8542653.4943 | 8542653.4943 | 8315156.4279 | 4204044.374 | 0 | 11595424.0921 | 32657278.3883 | 562.3413 | 0.10587 | 109529.5773 | 308478.4021 | 2232.9086 | 6288.7495
1 | 2300 | 707 | 0.04 | 15 | 15 | 7 | 7.4989e-13 | 5spot_SharedNeighbor | CO2 | Porous | Wet | R245fa | MinimizeLCOE_Brownfield | IgnoreSilica | 5.407 | 0.67142 | 0.036897 | 4 | 81821.498 | 224528.2392 | 1668.0419 | 4577.3119 | 63.7447 | 6.143 | 62.3798 | 348099.2224 | 0 | 309568.0151 | 0 | 0 | 0 | 172644.6897 | 323821.6516 | 842517.5126 | 575035.5143 | 2571686.6057 | 961560.8286 | 8542653.4943 | 8542653.4943 | 8315156.4279 | 4204044.374 | 0 | 12075900.9286 | 33137755.2248 | 749.8942 | 0.14759 | 81821.498 | 224528.2392 | 1668.0419 | 4577.3119
1 | 2300 | 707 | 0.04 | 15 | 15 | 7 | 1e-12 | 5spot_SharedNeighbor | CO2 | Porous | Wet | R245fa | MinimizeLCOE_Brownfield | IgnoreSilica | 7.0271 | 0.89897 | 0.050716 | 4 | 62310.1711 | 166132.2522 | 1270.2771 | 3386.8307 | 64.4948 | 6.1787 | 53.6207 | 424080.115 | 0 | 386882.0878 | 0 | 0 | 0 | 201654.6566 | 394920.5752 | 1027502.3272 | 701291.4514 | 3136331.2132 | 961560.8286 | 8542653.4943 | 8542653.4943 | 8315156.4279 | 4204044.374 | 0 | 12640545.5362 | 33702399.8324 | 1000 | 0.20286 | 62310.1711 | 166132.2522 | 1270.2771 | 3386.8307
1 | 2300 | 707 | 0.04 | 15 | 15 | 7 | 1.3335e-12 | 5spot_SharedNeighbor | CO2 | Porous | Wet | R245fa | MinimizeLCOE_Brownfield | IgnoreSilica | 9.0929 | 1.1901 | 0.068932 | 4 | 48258.4169 | 124645.202 | 983.8131 | 2541.061 | 65.079 | 6.2049 | 59.6709 | 513544.6858 | 0 | 480297.2387 | 0 | 0 | 0 | 233666.8242 | 478728.412 | 1245553.1272 | 850115.6029 | 3801905.8907 | 961560.8286 | 8542653.4943 | 8542653.4943 | 8315156.4279 | 4204044.374 | 0 | 13306120.2137 | 34367974.5098 | 1333.5214 | 0.27573 | 48258.4169 | 124645.202 | 983.8131 | 2541.061
1 | 2300 | 707 | 0.04 | 15 | 15 | 7 | 1.7783e-12 | 5spot_SharedNeighbor | CO2 | Porous | Wet | R245fa | MinimizeLCOE_Brownfield | IgnoreSilica | 11.7265 | 1.5622 | 0.092831 | 4 | 37951.7308 | 94672.9655 | 773.6974 | 1930.0365 | 65.5297 | 6.2233 | 57.2181 | 619029.019 | 0 | 593278.189 | 0 | 0 | 0 | 269039.4612 | 577725.201 | 1503122.4653 | 1025911.9686 | 4588106.3042 | 961560.8286 | 8542653.4943 | 8542653.4943 | 8315156.4279 | 4204044.374 | 0 | 14092320.6271 | 35154174.9233 | 1778.2794 | 0.37132 | 37951.7308 | 94672.9655 | 773.6974 | 1930.0365
1 | 2300 | 707 | 0.04 | 15 | 15 | 7 | 2.3714e-12 | 5spot_SharedNeighbor | CO2 | Porous | Wet | R245fa | MinimizeLCOE_Brownfield | IgnoreSilica | 15.0346 | 2.0309 | 0.1239 | 4 | 30276.5862 | 72773.0041 | 617.2292 | 1483.5761 | 65.8666 | 6.2343 | 56.7684 | 741755.7534 | 0 | 728083.1287 | 0 | 0 | 0 | 306350.9401 | 692714.0306 | 1802299.8125 | 1230106.6556 | 5501310.3209 | 961560.8286 | 8542653.4943 | 8542653.4943 | 8315156.4279 | 4204044.374 | 0 | 15005524.6438 | 36067378.94 | 2371.3737 | 0.49561 | 30276.5862 | 72773.0041 | 617.2292 | 1483.5761
1 | 2300 | 707 | 0.04 | 15 | 15 | 7 | 3.1623e-12 | 5spot_SharedNeighbor | CO2 | Porous | Wet | R245fa | MinimizeLCOE_Brownfield | IgnoreSilica | 19.166 | 2.6178 | 0.16397 | 4 | 24488.2647 | 56600.0785 | 499.2264 | 1153.8692 | 66.1081 | 6.2383 | 56.1548 | 883937.6759 | 0 | 888248.9652 | 0 | 0 | 0 | 344986.3335 | 825697.4601 | 2148295.4174 | 1466255.7654 | 6557421.6175 | 961560.8286 | 8542653.4943 | 8542653.4943 | 8315156.4279 | 4204044.374 | 0 | 16061635.9405 | 37123490.2367 | 3162.2777 | 0.65589 | 24488.2647 | 56600.0785 | 499.2264 | 1153.8692
1 | 2300 | 707 | 0.04 | 15 | 15 | 7 | 4.217e-12 | 5spot_SharedNeighbor | CO2 | Porous | Wet | R245fa | MinimizeLCOE_Brownfield | IgnoreSilica | 24.2692 | 3.3446 | 0.21504 | 4 | 20076.7762 | 44562.1907 | 409.2922 | 908.4605 | 66.264 | 6.2344 | 54.2673 | 1047032.756 | 0 | 1076767.0744 | 0 | 0 | 0 | 383395.2944 | 977806.0987 | 2544050.8932 | 1736367.0096 | 7765419.1263 | 961560.8286 | 8542653.4943 | 8542653.4943 | 8315156.4279 | 4204044.374 | 0 | 17269633.4492 | 38331487.7454 | 4216.965 | 0.86018 | 20076.7762 | 44562.1907 | 409.2922 | 908.4605
1 | 2300 | 707 | 0.04 | 15 | 15 | 7 | 5.6234e-12 | 5spot_SharedNeighbor | CO2 | Porous | Wet | R245fa | MinimizeLCOE_Brownfield | IgnoreSilica | 30.4307 | 4.2249 | 0.27892 | 4 | 16686.2077 | 35564.3167 | 340.1709 | 725.0267 | 66.3371 | 6.221 | 57.3516 | 1230085.033 | 0 | 1294108.5403 | 0 | 0 | 0 | 417828.4085 | 1147388.5729 | 2985269.705 | 2037507.9148 | 9112188.1745 | 961560.8286 | 8542653.4943 | 8542653.4943 | 8315156.4279 | 4204044.374 | 0 | 18616402.4974 | 39678256.7936 | 5623.4133 | 1.1157 | 16686.2077 | 35564.3167 | 340.1709 | 725.0267
1 | 2300 | 707 | 0.04 | 15 | 15 | 7 | 7.4989e-12 | 5spot_SharedNeighbor | CO2 | Porous | Wet | R245fa | MinimizeLCOE_Brownfield | IgnoreSilica | 37.6922 | 5.2662 | 0.35691 | 4 | 14064.3684 | 28817.2508 | 286.7212 | 587.4786 | 66.3261 | 6.1961 | 59.6432 | 1430807.796 | 0 | 1539355.5605 | 0 | 0 | 0 | 444050.9843 | 1331543.5929 | 3464403.2916 | 2364526.4329 | 10574687.6581 | 961560.8286 | 8542653.4943 | 8542653.4943 | 8315156.4279 | 4204044.374 | 0 | 20078901.981 | 41140756.2772 | 7498.9421 | 1.4276 | 14064.3684 | 28817.2508 | 286.7212 | 587.4786
1 | 2300 | 707 | 0.04 | 15 | 15 | 7 | 1e-11 | 5spot_SharedNeighbor | CO2 | Porous | Wet | R245fa | MinimizeLCOE_Brownfield | IgnoreSilica | 45.9406 | 6.4539 | 0.4489 | 4 | 12030.1991 | 23759.9905 | 245.2519 | 484.3795 | 66.2259 | 6.1574 | 68.0308 | 1643053.4601 | 0 | 1806940.8651 | 0 | 0 | 0 | 455739.4004 | 1523236.153 | 3963148.0113 | 2704929.9523 | 12097047.8421 | 961560.8286 | 8542653.4943 | 8542653.4943 | 8315156.4279 | 4204044.374 | 0 | 21601262.165 | 42663116.4612 | 10000 | 1.7956 | 12030.1991 | 23759.9905 | 245.2519 | 484.3795
1 | 2300 | 707 | 0.04 | 15 | 15 | 7 | 1.3335e-11 | 5spot_SharedNeighbor | CO2 | Porous | Wet | R245fa | MinimizeLCOE_Brownfield | IgnoreSilica | 54.8151 | 7.7379 | 0.5522 | 4 | 10451.3626 | 19986.7469 | 213.0652 | 407.4569 | 66.0339 | 6.1043 | 62.1023 | 1855720.1453 | 0 | 2084547.0724 | 0 | 0 | 0 | 444540.7098 | 1710075.0917 | 4449264.604 | 3036714.5155 | 13580862.1386 | 961560.8286 | 8542653.4943 | 8542653.4943 | 8315156.4279 | 4204044.374 | 0 | 23085076.4615 | 44146930.7577 | 13335.2143 | 2.2088 | 10451.3626 | 19986.7469 | 213.0652 | 407.4569
1 | 2300 | 707 | 0.04 | 15 | 15 | 7 | 1.7783e-11 | 5spot_SharedNeighbor | CO2 | Porous | Wet | R245fa | MinimizeLCOE_Brownfield | IgnoreSilica | 63.7233 | 9.0338 | 0.66124 | 4 | 9227.6672 | 17190.7317 | 188.1185 | 350.4563 | 65.7608 | 6.0391 | 79.2307 | 2054744.9386 | 0 | 2354454.7798 | 0 | 0 | 0 | 402302.5048 | 1876485.867 | 4882231.3059 | 3332223.1861 | 14902442.5822 | 961560.8286 | 8542653.4943 | 8542653.4943 | 8315156.4279 | 4204044.374 | 0 | 24406656.9051 | 45468511.2013 | 17782.7941 | 2.6449 | 9227.6672 | 17190.7317 | 188.1185 | 350.4563
1 | 2300 | 707 | 0.04 | 15 | 15 | 7 | 2.3714e-11 | 5spot_SharedNeighbor | CO2 | Porous | Wet | R245fa | MinimizeLCOE_Brownfield | IgnoreSilica | 72.0371 | 10.2504 | 0.76887 | 4 | 8278.8658 | 15127.1728 | 168.7759 | 308.3879 | 65.4346 | 5.9672 | 73.2891 | 2228371.9649 | 0 | 2599689.4275 | 0 | 0 | 0 | 324018.9804 | 2009311.3454 | 5227815.9542 | 3568091.8096 | 15957299.482 | 961560.8286 | 8542653.4943 | 8542653.4943 | 8315156.4279 | 4204044.374 | 0 | 25461513.8049 | 46523368.1011 | 23713.7371 | 3.0755 | 8278.8658 | 15127.1728 | 168.7759 | 308.3879
1 | 2300 | 707 | 0.04 | 15 | 15 | 7 | 3.1623e-11 | 5spot_SharedNeighbor | CO2 | Porous | Wet | R245fa | MinimizeLCOE_Brownfield | IgnoreSilica | 78.3176 | 11.1819 | 0.86211 | 4 | 7538.0929 | 13645.7676 | 153.6742 | 278.1874 | 65.1438 | 5.9063 | 61.9539 | 2352144.1496 | 0 | 2781083.3609 | 0 | 0 | 0 | 190950.3194 | 2076429.3536 | 5402443.244 | 3687278.5231 | 16490328.9506 | 961560.8286 | 8542653.4943 | 8542653.4943 | 8315156.4279 | 4204044.374 | 0 | 25994543.2735 | 47056397.5697 | 31622.7766 | 3.4484 | 7538.0929 | 13645.7676 | 153.6742 | 278.1874
1 | 2300 | 707 | 0.04 | 15 | 15 | 7 | 4.217e-11 | 5spot_SharedNeighbor | CO2 | Porous | Wet | R245fa | MinimizeLCOE_Brownfield | IgnoreSilica | 85.3138 | 12.2093 | 0.95598 | 4 | 6909.8712 | 12417.7924 | 140.8671 | 253.1535 | 64.7735 | 5.8307 | 71.185 | 2482619.6402 | 0 | 2979828.0638 | 0 | 0 | 0 | 0 | 2130354.6046 | 5542745.6852 | 3783037.8222 | 16918585.816 | 961560.8286 | 8542653.4943 | 8542653.4943 | 8315156.4279 | 4204044.374 | 0 | 26422800.1389 | 47484654.4351 | 42169.6503 | 3.8239 | 6909.8712 | 12417.7924 | 140.8671 | 253.1535
1 | 2300 | 707 | 0.04 | 15 | 15 | 7 | 5.6234e-11 | 5spot_SharedNeighbor | CO2 | Porous | Wet | R245fa | MinimizeLCOE_Brownfield | IgnoreSilica | 102.2011 | 14.6047 | 1.1032 | 4 | 6514.884 | 11287.8994 | 132.8147 | 230.1191 | 63.697 | 5.6201 | 63.3876 | 2766683.775 | 0 | 3446553.6869 | 0 | 0 | 0 | 0 | 2423162.6101 | 6304572.0526 | 4302999.9719 | 19243972.0966 | 961560.8286 | 8542653.4943 | 8542653.4943 | 8315156.4279 | 4204044.374 | 0 | 28748186.4195 | 49810040.7157 | 56234.1325 | 4.4127 | 6514.884 | 11287.8994 | 132.8147 | 230.1191
1 | 2300 | 707 | 0.04 | 15 | 15 | 7 | 7.4989e-11 | 5spot_SharedNeighbor | CO2 | Porous | Wet | R245fa | MinimizeLCOE_Brownfield | IgnoreSilica | 118.5159 | 16.8955 | 1.2216 | 4 | 6307.4084 | 10617.8424 | 128.5851 | 216.4591 | 62.4051 | 5.3774 | 55.0041 | 2999227.9596 | 0 | 3882789.8472 | 0 | 0 | 0 | 0 | 2683986.9446 | 6983183.4685 | 4766166.2073 | 21315354.4273 | 961560.8286 | 8542653.4943 | 8542653.4943 | 8315156.4279 | 4204044.374 | 0 | 30819568.7502 | 51881423.0464 | 74989.4209 | 4.8862 | 6307.4084 | 10617.8424 | 128.5851 | 216.4591
1 | 2300 | 707 | 0.04 | 15 | 15 | 7 | 1e-10 | 5spot_SharedNeighbor | CO2 | Porous | Wet | R245fa | MinimizeLCOE_Brownfield | IgnoreSilica | 133.3543 | 18.9579 | 1.3049 | 4 | 6237.4271 | 10272.4734 | 127.1584 | 209.4183 | 61.0076 | 5.1223 | 65.8559 | 3173585.6283 | 0 | 4269613.1676 | 0 | 0 | 0 | 0 | 2902847.5304 | 7552613.8183 | 5154814.1217 | 23053474.2663 | 961560.8286 | 8542653.4943 | 8542653.4943 | 8315156.4279 | 4204044.374 | 0 | 32557688.5892 | 53619542.8854 | 100000 | 5.2197 | 6237.4271 | 10272.4734 | 127.1584 | 209.4183
1 | 2300 | 707 | 0.04 | 15 | 15 | 7 | 1.3335e-10 | 5spot_SharedNeighbor | CO2 | Porous | Wet | R245fa | MinimizeLCOE_Brownfield | IgnoreSilica | 135.9593 | 19.3167 | 1.3166 | 4 | 6237.1627 | 10236.5421 | 127.153 | 208.6858 | 60.7327 | 5.0732 | 79.3588 | 3199953.2027 | 0 | 4336541.3906 | 0 | 0 | 0 | 0 | 2939232.8914 | 7647281.0639 | 5219426.462 | 23342435.0107 | 961560.8286 | 8542653.4943 | 8542653.4943 | 8315156.4279 | 4204044.374 | 0 | 32846649.3336 | 53908503.6298 | 133352.1432 | 5.2663 | 6237.1627 | 10236.5421 | 127.153 | 208.6858
1 | 2300 | 707 | 0.04 | 15 | 15 | 7 | 1.7783e-10 | 5spot_SharedNeighbor | CO2 | Porous | Wet | R245fa | MinimizeLCOE_Brownfield | IgnoreSilica | 135.9204 | 19.3098 | 1.3162 | 4 | 6237.8217 | 10238.368 | 127.1664 | 208.723 | 60.7315 | 5.0735 | 75.6975 | 3199245.3329 | 0 | 4335276.2548 | 0 | 0 | 0 | 0 | 2938463.4192 | 7645279.055 | 5218060.0498 | 23336324.1117 | 961560.8286 | 8542653.4943 | 8542653.4943 | 8315156.4279 | 4204044.374 | 0 | 32840538.4346 | 53902392.7308 | 177827.941 | 5.2647 | 6237.8217 | 10238.368 | 127.1664 | 208.723
1 | 2300 | 707 | 0.04 | 15 | 15 | 7 | 2.3714e-10 | 5spot_SharedNeighbor | CO2 | Porous | Wet | R245fa | MinimizeLCOE_Brownfield | IgnoreSilica | 135.9003 | 19.3059 | 1.3159 | 4 | 6238.3221 | 10239.627 | 127.1766 | 208.7486 | 60.7297 | 5.0736 | 90.8213 | 3198803.1447 | 0 | 4334558.3824 | 0 | 0 | 0 | 0 | 2938010.9956 | 7644101.9416 | 5217256.6457 | 23332731.11 | 961560.8286 | 8542653.4943 | 8542653.4943 | 8315156.4279 | 4204044.374 | 0 | 32836945.4329 | 53898799.7291 | 237137.3706 | 5.2637 | 6238.3221 | 10239.627 | 127.1766 | 208.7486
1 | 2300 | 707 | 0.04 | 15 | 15 | 7 | 3.1623e-10 | 5spot_SharedNeighbor | CO2 | Porous | Wet | R245fa | MinimizeLCOE_Brownfield | IgnoreSilica | 135.8808 | 19.3023 | 1.3157 | 4 | 6238.7009 | 10240.6373 | 127.1844 | 208.7692 | 60.7287 | 5.0737 | 88.5472 | 3198425.8167 | 0 | 4333906.3449 | 0 | 0 | 0 | 0 | 2937609.543 | 7643057.4444 | 5216543.7549 | 23329542.904 | 961560.8286 | 8542653.4943 | 8542653.4943 | 8315156.4279 | 4204044.374 | 0 | 32833757.2269 | 53895611.5231 | 316227.766 | 5.2629 | 6238.7009 | 10240.6373 | 127.1844 | 208.7692
1 | 2300 | 707 | 0.04 | 15 | 15 | 7 | 4.217e-10 | 5spot_SharedNeighbor | CO2 | Porous | Wet | R245fa | MinimizeLCOE_Brownfield | IgnoreSilica | 135.8614 | 19.2989 | 1.3156 | 4 | 6238.987 | 10241.4647 | 127.1902 | 208.7861 | 60.7285 | 5.0739 | 85.6833 | 3198092.8801 | 0 | 4333291.6383 | 0 | 0 | 0 | 0 | 2937239.9622 | 7642095.8708 | 5215887.4612 | 23326607.8125 | 961560.8286 | 8542653.4943 | 8542653.4943 | 8315156.4279 | 4204044.374 | 0 | 32830822.1355 | 53892676.4316 | 421696.5034 | 5.2622 | 6238.987 | 10241.4647 | 127.1902 | 208.7861
1 | 2300 | 707 | 0.04 | 15 | 15 | 7 | 5.6234e-10 | 5spot_SharedNeighbor | CO2 | Porous | Wet | R245fa | MinimizeLCOE_Brownfield | IgnoreSilica | 135.8567 | 19.2978 | 1.3155 | 4 | 6239.2027 | 10241.953 | 127.1946 | 208.7961 | 60.7273 | 5.0738 | 87.0696 | 3197943.0653 | 0 | 4333086.119 | 0 | 0 | 0 | 0 | 2937101.3819 | 7641735.3133 | 5215641.3733 | 23325507.2527 | 961560.8286 | 8542653.4943 | 8542653.4943 | 8315156.4279 | 4204044.374 | 0 | 32829721.5757 | 53891575.8719 | 562341.3252 | 5.2618 | 6239.2027 | 10241.953 | 127.1946 | 208.7961
1 | 2300 | 707 | 0.04 | 15 | 15 | 7 | 7.4989e-10 | 5spot_SharedNeighbor | CO2 | Porous | Wet | R245fa | MinimizeLCOE_Brownfield | IgnoreSilica | 135.8419 | 19.2954 | 1.3153 | 4 | 6239.3651 | 10242.4738 | 127.1979 | 208.8067 | 60.7276 | 5.074 | 85.2323 | 3197716.0142 | 0 | 4332640.1706 | 0 | 0 | 0 | 0 | 2936838.9121 | 7641052.4208 | 5215175.2851 | 23323422.8029 | 961560.8286 | 8542653.4943 | 8542653.4943 | 8315156.4279 | 4204044.374 | 0 | 32827637.1259 | 53889491.4221 | 749894.2093 | 5.2614 | 6239.3651 | 10242.4738 | 127.1979 | 208.8067
1 | 2300 | 707 | 0.04 | 15 | 15 | 7 | 1e-09 | 5spot_SharedNeighbor | CO2 | Porous | Wet | R245fa | MinimizeLCOE_Brownfield | IgnoreSilica | 135.8445 | 19.2955 | 1.3153 | 4 | 6239.4873 | 10242.6798 | 127.2004 | 208.8109 | 60.7263 | 5.0739 | 74.1303 | 3197683.858 | 0 | 4332658.0788 | 0 | 0 | 0 | 0 | 2936833.3554 | 7641037.9633 | 5215165.4176 | 23323378.673 | 961560.8286 | 8542653.4943 | 8542653.4943 | 8315156.4279 | 4204044.374 | 0 | 32827592.9959 | 53889447.2921 | 1000000 | 5.2613 | 6239.4873 | 10242.6798 | 127.2004 | 208.8109
1 | 2300 | 707 | 0.04 | 15 | 15 | 7 | 1.3335e-09 | 5spot_SharedNeighbor | CO2 | Porous | Wet | R245fa | MinimizeLCOE_Brownfield | IgnoreSilica | 135.8445 | 19.2952 | 1.3153 | 4 | 6239.5792 | 10242.861 | 127.2023 | 208.8146 | 60.7256 | 5.0738 | 74.1956 | 3197639.9649 | 0 | 4332621.2784 | 0 | 0 | 0 | 0 | 2936801.8849 | 7640956.0835 | 5215109.533 | 23323128.7447 | 961560.8286 | 8542653.4943 | 8542653.4943 | 8315156.4279 | 4204044.374 | 0 | 32827343.0676 | 53889197.3638 | 1333521.4322 | 5.2611 | 6239.5792 | 10242.861 | 127.2023 | 208.8146
1 | 2300 | 707 | 0.04 | 15 | 15 | 7 | 1.7783e-09 | 5spot_SharedNeighbor | CO2 | Porous | Wet | R245fa | MinimizeLCOE_Brownfield | IgnoreSilica | 135.8251 | 19.2924 | 1.3152 | 4 | 6239.6482 | 10243.26 | 127.2037 | 208.8227 | 60.7271 | 5.0741 | 75.0126 | 3197410.9209 | 0 | 4332093.8522 | 0 | 0 | 0 | 0 | 2936506.8615 | 7640188.4933 | 5214585.6368 | 23320785.7647 | 961560.8286 | 8542653.4943 | 8542653.4943 | 8315156.4279 | 4204044.374 | 0 | 32825000.0876 | 53886854.3838 | 1778279.41 | 5.2607 | 6239.6482 | 10243.26 | 127.2037 | 208.8227
1 | 2300 | 707 | 0.04 | 15 | 15 | 7 | 2.3714e-09 | 5spot_SharedNeighbor | CO2 | Porous | Wet | R245fa | MinimizeLCOE_Brownfield | IgnoreSilica | 135.8297 | 19.2929 | 1.3152 | 4 | 6239.7 | 10243.2997 | 127.2047 | 208.8235 | 60.7262 | 5.074 | 82.5119 | 3197432.8597 | 0 | 4332192.1024 | 0 | 0 | 0 | 0 | 2936553.7352 | 7640310.449 | 5214668.8741 | 23321158.0203 | 961560.8286 | 8542653.4943 | 8542653.4943 | 8315156.4279 | 4204044.374 | 0 | 32825372.3432 | 53887226.6394 | 2371373.7057 | 5.2607 | 6239.7 | 10243.2997 | 127.2047 | 208.8235
1 | 2300 | 707 | 0.04 | 15 | 15 | 7 | 3.1623e-09 | 5spot_SharedNeighbor | CO2 | Porous | Wet | R245fa | MinimizeLCOE_Brownfield | IgnoreSilica | 135.8297 | 19.2928 | 1.3152 | 4 | 6239.7388 | 10243.3764 | 127.2055 | 208.8251 | 60.7259 | 5.074 | 81.4285 | 3197414.2807 | 0 | 4332176.5296 | 0 | 0 | 0 | 0 | 2936540.416 | 7640275.7953 | 5214645.2222 | 23321052.2439 | 961560.8286 | 8542653.4943 | 8542653.4943 | 8315156.4279 | 4204044.374 | 0 | 32825266.5668 | 53887120.863 | 3162277.6602 | 5.2607 | 6239.7388 | 10243.3764 | 127.2055 | 208.8251
1 | 2300 | 707 | 0.04 | 15 | 15 | 7 | 4.217e-09 | 5spot_SharedNeighbor | CO2 | Porous | Wet | R245fa | MinimizeLCOE_Brownfield | IgnoreSilica | 135.8297 | 19.2928 | 1.3152 | 4 | 6239.768 | 10243.434 | 127.2061 | 208.8263 | 60.7257 | 5.074 | 81.2848 | 3197400.338 | 0 | 4332164.8434 | 0 | 0 | 0 | 0 | 2936530.4207 | 7640249.7895 | 5214627.4728 | 23320972.8643 | 961560.8286 | 8542653.4943 | 8542653.4943 | 8315156.4279 | 4204044.374 | 0 | 32825187.1873 | 53887041.4835 | 4216965.0343 | 5.2606 | 6239.768 | 10243.434 | 127.2061 | 208.8263
1 | 2300 | 707 | 0.04 | 15 | 15 | 7 | 5.6234e-09 | 5spot_SharedNeighbor | CO2 | Porous | Wet | R245fa | MinimizeLCOE_Brownfield | IgnoreSilica | 135.8297 | 19.2927 | 1.3152 | 4 | 6239.7899 | 10243.4772 | 127.2066 | 208.8271 | 60.7255 | 5.074 | 82.6923 | 3197389.8764 | 0 | 4332156.0753 | 0 | 0 | 0 | 0 | 2936522.9212 | 7640230.2772 | 5214614.1552 | 23320913.3053 | 961560.8286 | 8542653.4943 | 8542653.4943 | 8315156.4279 | 4204044.374 | 0 | 32825127.6282 | 53886981.9244 | 5623413.2519 | 5.2606 | 6239.7899 | 10243.4772 | 127.2066 | 208.8271
1 | 2300 | 707 | 0.04 | 15 | 15 | 7 | 7.4989e-09 | 5spot_SharedNeighbor | CO2 | Porous | Wet | R245fa | MinimizeLCOE_Brownfield | IgnoreSilica | 135.8297 | 19.2927 | 1.3151 | 4 | 6239.8064 | 10243.5096 | 127.2069 | 208.8278 | 60.7254 | 5.074 | 81.7418 | 3197382.0281 | 0 | 4332149.4975 | 0 | 0 | 0 | 0 | 2936517.295 | 7640215.639 | 5214604.1643 | 23320868.6238 | 961560.8286 | 8542653.4943 | 8542653.4943 | 8315156.4279 | 4204044.374 | 0 | 32825082.9467 | 53886937.2429 | 7498942.0933 | 5.2606 | 6239.8064 | 10243.5096 | 127.2069 | 208.8278
1 | 2300 | 707 | 0.04 | 15 | 15 | 7 | 1e-08 | 5spot_SharedNeighbor | CO2 | Porous | Wet | R245fa | MinimizeLCOE_Brownfield | IgnoreSilica | 135.8297 | 19.2926 | 1.3151 | 4 | 6239.8187 | 10243.534 | 127.2071 | 208.8283 | 60.7253 | 5.0739 | 81.6309 | 3197376.1407 | 0 | 4332144.5633 | 0 | 0 | 0 | 0 | 2936513.0746 | 7640204.6584 | 5214596.6699 | 23320835.107 | 961560.8286 | 8542653.4943 | 8542653.4943 | 8315156.4279 | 4204044.374 | 0 | 32825049.4299 | 53886903.7261 | 10000000 | 5.2606 | 6239.8187 | 10243.534 | 127.2071 | 208.8283
1 | 2400 | 707 | 0.04 | 15 | 15 | 7 | 1e-13 | 5spot_SharedNeighbor | CO2 | Porous | Wet | R245fa | MinimizeLCOE_Brownfield | IgnoreSilica | 0.76734 | 0.03667 | 0.0018527 | 4 | 1406232.8059 | 4353178.8988 | 28667.9578 | 88745.44 | 51.7551 | 5.6428 | 39.909 | 68066.9472 | 0 | 45645.9007 | 0 | 0 | 0 | 50524.6733 | 64052.6333 | 166651.8128 | 113743.2866 | 508685.2538 | 961560.8286 | 8950992.9972 | 8950992.9972 | 8547679.308 | 4340407.0141 | 0 | 10421239.0796 | 32260318.3989 | 100 | 0.0074107 | 1406232.8059 | 4353178.8988 | 28667.9578 | 88745.44
1 | 2400 | 707 | 0.04 | 15 | 15 | 7 | 1.3335e-13 | 5spot_SharedNeighbor | CO2 | Porous | Wet | R245fa | MinimizeLCOE_Brownfield | IgnoreSilica | 1.068 | 0.072758 | 0.0035449 | 4 | 748386.8472 | 2288541.1675 | 15256.8781 | 46655.0072 | 55.3867 | 5.926 | 88.7536 | 93923.2082 | 0 | 66871.0976 | 0 | 0 | 0 | 65025.6099 | 88069.7671 | 229139.4685 | 156392.3956 | 699421.5469 | 961560.8286 | 8950992.9972 | 8950992.9972 | 8547679.308 | 4340407.0141 | 0 | 10611975.3727 | 32451054.6919 | 133.3521 | 0.01418 | 748386.8472 | 2288541.1675 | 15256.8781 | 46655.0072
1 | 2400 | 707 | 0.04 | 15 | 15 | 7 | 1.7783e-13 | 5spot_SharedNeighbor | CO2 | Porous | Wet | R245fa | MinimizeLCOE_Brownfield | IgnoreSilica | 1.4375 | 0.12059 | 0.0060233 | 4 | 449355.8932 | 1355792.5834 | 9160.7277 | 27639.6657 | 58.2516 | 6.1267 | 129.449 | 123392.4147 | 0 | 91649.0935 | 0 | 0 | 0 | 80034.9111 | 115079.8035 | 299414.0427 | 204356.2365 | 913926.502 | 961560.8286 | 8950992.9972 | 8950992.9972 | 8547679.308 | 4340407.0141 | 0 | 10826480.3278 | 32665559.6471 | 177.8279 | 0.024093 | 449355.8932 | 1355792.5834 | 9160.7277 | 27639.6657
1 | 2400 | 707 | 0.04 | 15 | 15 | 7 | 2.3714e-13 | 5spot_SharedNeighbor | CO2 | Porous | Wet | R245fa | MinimizeLCOE_Brownfield | IgnoreSilica | 1.9237 | 0.18584 | 0.0095255 | 4 | 291014.238 | 864188.7643 | 5932.7189 | 17617.6569 | 60.6773 | 6.281 | 179.9778 | 159160.4517 | 0 | 122500.1063 | 0 | 0 | 0 | 97921.632 | 148037.0541 | 385162.0482 | 262881.0122 | 1175662.3046 | 961560.8286 | 8950992.9972 | 8950992.9972 | 8547679.308 | 4340407.0141 | 0 | 11088216.1304 | 32927295.4496 | 237.1374 | 0.038102 | 291014.238 | 864188.7643 | 5932.7189 | 17617.6569
1 | 2400 | 707 | 0.04 | 15 | 15 | 7 | 3.1623e-13 | 5spot_SharedNeighbor | CO2 | Porous | Wet | R245fa | MinimizeLCOE_Brownfield | IgnoreSilica | 2.546 | 0.27169 | 0.014353 | 4 | 198499.8727 | 578896.4756 | 4046.6884 | 11801.5877 | 62.6537 | 6.3965 | 245.8148 | 201270.7438 | 0 | 159800.4157 | 0 | 0 | 0 | 117930.6813 | 186810.7179 | 486043.1679 | 331734.4493 | 1483590.1759 | 961560.8286 | 8950992.9972 | 8950992.9972 | 8547679.308 | 4340407.0141 | 0 | 11396144.0017 | 33235223.3209 | 316.2278 | 0.057411 | 198499.8727 | 578896.4756 | 4046.6884 | 11801.5877
1 | 2400 | 707 | 0.04 | 15 | 15 | 7 | 4.217e-13 | 5spot_SharedNeighbor | CO2 | Porous | Wet | R245fa | MinimizeLCOE_Brownfield | IgnoreSilica | 3.3466 | 0.38401 | 0.020907 | 4 | 140636.4953 | 401785.7604 | 2867.0652 | 8190.9462 | 64.26 | 6.484 | 46.5821 | 251088.2187 | 0 | 205126.8855 | 0 | 0 | 0 | 140580.4871 | 232750.2806 | 605568.4865 | 413312.9352 | 1848427.2937 | 961560.8286 | 8950992.9972 | 8950992.9972 | 8547679.308 | 4340407.0141 | 0 | 11760981.1194 | 33600060.4387 | 421.6965 | 0.083627 | 140636.4953 | 401785.7604 | 2867.0652 | 8190.9462
1 | 2400 | 707 | 0.04 | 15 | 15 | 7 | 5.6234e-13 | 5spot_SharedNeighbor | CO2 | Porous | Wet | R245fa | MinimizeLCOE_Brownfield | IgnoreSilica | 4.3944 | 0.53231 | 0.029735 | 4 | 102600.1544 | 286214.5482 | 2091.6429 | 5834.8707 | 65.5716 | 6.5513 | 45.1558 | 311049.0305 | 0 | 261172.4774 | 0 | 0 | 0 | 167368.9559 | 288440.2809 | 750462.4436 | 512206.0382 | 2290699.2263 | 961560.8286 | 8950992.9972 | 8950992.9972 | 8547679.308 | 4340407.0141 | 0 | 12203253.0521 | 34042332.3714 | 562.3413 | 0.11894 | 102600.1544 | 286214.5482 | 2091.6429 | 5834.8707
1 | 2400 | 707 | 0.04 | 15 | 15 | 7 | 7.4989e-13 | 5spot_SharedNeighbor | CO2 | Porous | Wet | R245fa | MinimizeLCOE_Brownfield | IgnoreSilica | 5.7313 | 0.72308 | 0.041502 | 4 | 76639.9931 | 208194.4532 | 1562.4099 | 4244.3255 | 66.6061 | 6.6016 | 62.3474 | 381479.5867 | 0 | 328785.4017 | 0 | 0 | 0 | 197084.115 | 353866.1503 | 920687.1353 | 628387.888 | 2810290.2771 | 961560.8286 | 8950992.9972 | 8950992.9972 | 8547679.308 | 4340407.0141 | 0 | 12722844.1028 | 34561923.4221 | 749.8942 | 0.16601 | 76639.9931 | 208194.4532 | 1562.4099 | 4244.3255
1 | 2400 | 707 | 0.04 | 15 | 15 | 7 | 1e-12 | 5spot_SharedNeighbor | CO2 | Porous | Wet | R245fa | MinimizeLCOE_Brownfield | IgnoreSilica | 7.4292 | 0.96672 | 0.057072 | 4 | 58396.0715 | 154060.4066 | 1190.4829 | 3140.7298 | 67.4159 | 6.6391 | 50.9395 | 463990.4782 | 0 | 410084.6726 | 0 | 0 | 0 | 229678.4838 | 430463.9175 | 1119978.8131 | 764408.5532 | 3418604.9184 | 961560.8286 | 8950992.9972 | 8950992.9972 | 8547679.308 | 4340407.0141 | 0 | 13331158.7442 | 35170238.0634 | 1000 | 0.22829 | 58396.0715 | 154060.4066 | 1190.4829 | 3140.7298
1 | 2400 | 707 | 0.04 | 15 | 15 | 7 | 1.3335e-12 | 5spot_SharedNeighbor | CO2 | Porous | Wet | R245fa | MinimizeLCOE_Brownfield | IgnoreSilica | 9.6265 | 1.2828 | 0.077653 | 4 | 45273.1141 | 115582.881 | 922.9537 | 2356.3134 | 68.0566 | 6.6669 | 58.3488 | 562616.4761 | 0 | 509790.0354 | 0 | 0 | 0 | 267436.2606 | 522538.6811 | 1359538.4609 | 927912.9353 | 4149832.8495 | 961560.8286 | 8950992.9972 | 8950992.9972 | 8547679.308 | 4340407.0141 | 0 | 14062386.6753 | 35901465.9946 | 1333.5214 | 0.31061 | 45273.1141 | 115582.881 | 922.9537 | 2356.3134
1 | 2400 | 707 | 0.04 | 15 | 15 | 7 | 1.7783e-12 | 5spot_SharedNeighbor | CO2 | Porous | Wet | R245fa | MinimizeLCOE_Brownfield | IgnoreSilica | 12.3844 | 1.681 | 0.10454 | 4 | 35653.7487 | 87880.1345 | 726.8499 | 1791.5554 | 68.5437 | 6.6859 | 61.5434 | 677130.7152 | 0 | 628526.9282 | 0 | 0 | 0 | 307539.8587 | 629147.0258 | 1636911.5054 | 1117225.7376 | 4996481.7708 | 961560.8286 | 8950992.9972 | 8950992.9972 | 8547679.308 | 4340407.0141 | 0 | 14909035.5966 | 36748114.9159 | 1778.2794 | 0.41816 | 35653.7487 | 87880.1345 | 726.8499 | 1791.5554
1 | 2400 | 707 | 0.04 | 15 | 15 | 7 | 2.3714e-12 | 5spot_SharedNeighbor | CO2 | Porous | Wet | R245fa | MinimizeLCOE_Brownfield | IgnoreSilica | 15.8823 | 2.1871 | 0.13956 | 4 | 28491.7045 | 67612.0648 | 580.8419 | 1378.3634 | 68.9119 | 6.6972 | 56.8104 | 811703.506 | 0 | 771609.0488 | 0 | 0 | 0 | 351640.6883 | 754631.7648 | 1963397.0557 | 1340058.8343 | 5993040.8979 | 961560.8286 | 8950992.9972 | 8950992.9972 | 8547679.308 | 4340407.0141 | 0 | 15905594.7237 | 37744674.043 | 2371.3737 | 0.55825 | 28491.7045 | 67612.0648 | 580.8419 | 1378.3634
1 | 2400 | 707 | 0.04 | 15 | 15 | 7 | 3.1623e-12 | 5spot_SharedNeighbor | CO2 | Porous | Wet | R245fa | MinimizeLCOE_Brownfield | IgnoreSilica | 20.2332 | 2.8186 | 0.18463 | 4 | 23089.6305 | 52660.449 | 470.7133 | 1073.5545 | 69.1745 | 6.7006 | 57.0592 | 966985.5185 | 0 | 940934.1574 | 0 | 0 | 0 | 397329.8682 | 899047.3222 | 2339136.7124 | 1596508.8707 | 7139942.4494 | 961560.8286 | 8950992.9972 | 8950992.9972 | 8547679.308 | 4340407.0141 | 0 | 17052496.2752 | 38891575.5944 | 3162.2777 | 0.73853 | 23089.6305 | 52660.449 | 470.7133 | 1073.5545
1 | 2400 | 707 | 0.04 | 15 | 15 | 7 | 4.217e-12 | 5spot_SharedNeighbor | CO2 | Porous | Wet | R245fa | MinimizeLCOE_Brownfield | IgnoreSilica | 25.5728 | 3.5958 | 0.24187 | 4 | 18971.2753 | 41544.2081 | 386.7551 | 846.9349 | 69.343 | 6.6953 | 58.3276 | 1144007.2433 | 0 | 1139002.2598 | 0 | 0 | 0 | 442617.8268 | 1062994.6586 | 2765694.0516 | 1887643.0196 | 8441959.0597 | 961560.8286 | 8950992.9972 | 8950992.9972 | 8547679.308 | 4340407.0141 | 0 | 18354512.8854 | 40193592.2047 | 4216.965 | 0.96749 | 18971.2753 | 41544.2081 | 386.7551 | 846.9349
1 | 2400 | 707 | 0.04 | 15 | 15 | 7 | 5.6234e-12 | 5spot_SharedNeighbor | CO2 | Porous | Wet | R245fa | MinimizeLCOE_Brownfield | IgnoreSilica | 32.036 | 4.5395 | 0.3134 | 4 | 15805.0459 | 33226.4141 | 322.2072 | 677.3654 | 69.422 | 6.6795 | 60.5979 | 1343239.7263 | 0 | 1368010.3807 | 0 | 0 | 0 | 485238.5688 | 1246630.5835 | 3243477.0593 | 2213739.7397 | 9900336.0582 | 961560.8286 | 8950992.9972 | 8950992.9972 | 8547679.308 | 4340407.0141 | 0 | 19812889.884 | 41651969.2033 | 5623.4133 | 1.2536 | 15805.0459 | 33226.4141 | 322.2072 | 677.3654
1 | 2400 | 707 | 0.04 | 15 | 15 | 7 | 7.4989e-12 | 5spot_SharedNeighbor | CO2 | Porous | Wet | R245fa | MinimizeLCOE_Brownfield | IgnoreSilica | 39.6265 | 5.6521 | 0.4004 | 4 | 13356.4606 | 26992.1168 | 272.2895 | 550.2708 | 69.4088 | 6.6506 | 63.8146 | 1560943.0067 | 0 | 1625596.9414 | 0 | 0 | 0 | 519763.3874 | 1445458.3009 | 3760785.9946 | 2566813.7177 | 11479361.3487 | 961560.8286 | 8950992.9972 | 8950992.9972 | 8547679.308 | 4340407.0141 | 0 | 21391915.1745 | 43230994.4938 | 7498.9421 | 1.6016 | 13356.4606 | 26992.1168 | 272.2895 | 550.2708
1 | 2400 | 707 | 0.04 | 15 | 15 | 7 | 1e-11 | 5spot_SharedNeighbor | CO2 | Porous | Wet | R245fa | MinimizeLCOE_Brownfield | IgnoreSilica | 48.201 | 6.9144 | 0.50246 | 4 | 11457.4811 | 22323.5125 | 233.5763 | 455.095 | 69.2985 | 6.6066 | 67.3498 | 1789868.6676 | 0 | 1905208.8487 | 0 | 0 | 0 | 539399.797 | 1651446.1522 | 4296724.1299 | 2932602.5075 | 13115250.1031 | 961560.8286 | 8950992.9972 | 8950992.9972 | 8547679.308 | 4340407.0141 | 0 | 23027803.9288 | 44866883.2481 | 10000 | 2.0098 | 11457.4811 | 22323.5125 | 233.5763 | 455.095
1 | 2400 | 707 | 0.04 | 15 | 15 | 7 | 1.3335e-11 | 5spot_SharedNeighbor | CO2 | Porous | Wet | R245fa | MinimizeLCOE_Brownfield | IgnoreSilica | 57.3554 | 8.269 | 0.61622 | 4 | 9985.2965 | 18845.3781 | 203.5638 | 384.1885 | 69.0893 | 6.5469 | 82.1211 | 2017480.7176 | 0 | 2193207.1762 | 0 | 0 | 0 | 535468.5704 | 1851001.0211 | 4815924.9643 | 3286967.7455 | 14700050.1951 | 961560.8286 | 8950992.9972 | 8950992.9972 | 8547679.308 | 4340407.0141 | 0 | 24612604.0209 | 46451683.3402 | 13335.2143 | 2.4649 | 9985.2965 | 18845.3781 | 203.5638 | 384.1885
1 | 2400 | 707 | 0.04 | 15 | 15 | 7 | 1.7783e-11 | 5spot_SharedNeighbor | CO2 | Porous | Wet | R245fa | MinimizeLCOE_Brownfield | IgnoreSilica | 66.564 | 9.6384 | 0.73585 | 4 | 8846.7798 | 16266.4388 | 180.3536 | 331.6134 | 68.7915 | 6.4736 | 78.6871 | 2230877.7197 | 0 | 2473923.0359 | 0 | 0 | 0 | 502110.1575 | 2030695.2561 | 5283452.5035 | 3606064.8977 | 16127123.5703 | 961560.8286 | 8950992.9972 | 8950992.9972 | 8547679.308 | 4340407.0141 | 0 | 26039677.3961 | 47878756.7153 | 17782.7941 | 2.9434 | 8846.7798 | 16266.4388 | 180.3536 | 331.6134
1 | 2400 | 707 | 0.04 | 15 | 15 | 7 | 2.3714e-11 | 5spot_SharedNeighbor | CO2 | Porous | Wet | R245fa | MinimizeLCOE_Brownfield | IgnoreSilica | 75.1823 | 10.9268 | 0.85354 | 4 | 7968.1445 | 14364.7949 | 162.4414 | 292.8458 | 68.4355 | 6.393 | 91.8797 | 2417453.9463 | 0 | 2729711.6853 | 0 | 0 | 0 | 435790.6739 | 2177352.9591 | 5665025.7631 | 3866496.488 | 17291831.5156 | 961560.8286 | 8950992.9972 | 8950992.9972 | 8547679.308 | 4340407.0141 | 0 | 27204385.3414 | 49043464.6607 | 23713.7371 | 3.4141 | 7968.1445 | 14364.7949 | 162.4414 | 292.8458
1 | 2400 | 707 | 0.04 | 15 | 15 | 7 | 3.1623e-11 | 5spot_SharedNeighbor | CO2 | Porous | Wet | R245fa | MinimizeLCOE_Brownfield | IgnoreSilica | 82.6218 | 12.0462 | 0.9615 | 4 | 7288.6873 | 12967.0624 | 148.5898 | 264.3511 | 68.0682 | 6.3138 | 81.1166 | 2568672.3734 | 0 | 2945825.3567 | 0 | 0 | 0 | 335782.1932 | 2281609.1701 | 5936279.0383 | 4051632.422 | 18119800.5537 | 961560.8286 | 8950992.9972 | 8950992.9972 | 8547679.308 | 4340407.0141 | 0 | 28032354.3795 | 49871433.6988 | 31622.7766 | 3.846 | 7288.6873 | 12967.0624 | 148.5898 | 264.3511
1 | 2400 | 707 | 0.04 | 15 | 15 | 7 | 4.217e-11 | 5spot_SharedNeighbor | CO2 | Porous | Wet | R245fa | MinimizeLCOE_Brownfield | IgnoreSilica | 87.5741 | 12.8057 | 1.0472 | 4 | 6757.3075 | 11970.9212 | 137.7569 | 244.0434 | 67.7934 | 6.2567 | 73.7673 | 2664395.8759 | 0 | 3087394.6562 | 0 | 0 | 0 | 186644.0162 | 2315989.4738 | 6025729.5362 | 4112684.2248 | 18392837.7831 | 961560.8286 | 8950992.9972 | 8950992.9972 | 8547679.308 | 4340407.0141 | 0 | 28305391.6089 | 50144470.9282 | 42169.6503 | 4.1889 | 6757.3075 | 11970.9212 | 137.7569 | 244.0434
1 | 2400 | 707 | 0.04 | 15 | 15 | 7 | 5.6234e-11 | 5spot_SharedNeighbor | CO2 | Porous | Wet | R245fa | MinimizeLCOE_Brownfield | IgnoreSilica | 93.913 | 13.7566 | 1.1365 | 4 | 6300.7322 | 11104.6939 | 128.4489 | 226.3842 | 67.4065 | 6.1774 | 63.3362 | 2781205.6508 | 0 | 3266387.0406 | 0 | 0 | 0 | 0 | 2358561.1496 | 6136492.304 | 4188282.0898 | 18730928.2348 | 961560.8286 | 8950992.9972 | 8950992.9972 | 8547679.308 | 4340407.0141 | 0 | 28643482.0605 | 50482561.3798 | 56234.1325 | 4.5461 | 6300.7322 | 11104.6939 | 128.4489 | 226.3842
1 | 2400 | 707 | 0.04 | 15 | 15 | 7 | 7.4989e-11 | 5spot_SharedNeighbor | CO2 | Porous | Wet | R245fa | MinimizeLCOE_Brownfield | IgnoreSilica | 109.3506 | 15.9917 | 1.2769 | 4 | 6023.0031 | 10298.7091 | 122.7871 | 209.9531 | 66.3117 | 5.9598 | 64.3205 | 3039505.6278 | 0 | 3692657.8255 | 0 | 0 | 0 | 0 | 2625543.7468 | 6831126.256 | 4662384.0353 | 20851217.4914 | 961560.8286 | 8950992.9972 | 8950992.9972 | 8547679.308 | 4340407.0141 | 0 | 30763771.3172 | 52602850.6365 | 74989.4209 | 5.1077 | 6023.0031 | 10298.7091 | 122.7871 | 209.9531
1 | 2400 | 707 | 0.04 | 15 | 15 | 7 | 1e-10 | 5spot_SharedNeighbor | CO2 | Porous | Wet | R245fa | MinimizeLCOE_Brownfield | IgnoreSilica | 123.3607 | 18.0008 | 1.3845 | 4 | 5878.5285 | 9822.1069 | 119.8418 | 200.2369 | 65.1255 | 5.7324 | 59.6217 | 3241274.6483 | 0 | 4069090.4078 | 0 | 0 | 0 | 0 | 2851042.3719 | 7417827.4225 | 5062819.637 | 22642054.4875 | 961560.8286 | 8950992.9972 | 8950992.9972 | 8547679.308 | 4340407.0141 | 0 | 32554608.3133 | 54393687.6326 | 100000 | 5.5379 | 5878.5285 | 9822.1069 | 119.8418 | 200.2369
1 | 2400 | 707 | 0.04 | 15 | 15 | 7 | 1.3335e-10 | 5spot_SharedNeighbor | CO2 | Porous | Wet | R245fa | MinimizeLCOE_Brownfield | IgnoreSilica | 135.5534 | 19.7349 | 1.46 | 4 | 5823.9748 | 9563.609 | 118.7296 | 194.9671 | 63.9351 | 5.5093 | 60.3968 | 3390393.3687 | 0 | 4390325.7621 | 0 | 0 | 0 | 0 | 3034480.461 | 7895095.7021 | 5388565.0447 | 24098860.3386 | 961560.8286 | 8950992.9972 | 8950992.9972 | 8547679.308 | 4340407.0141 | 0 | 34011414.1644 | 55850493.4836 | 133352.1432 | 5.8399 | 5823.9748 | 9563.609 | 118.7296 | 194.9671
1 | 2400 | 707 | 0.04 | 15 | 15 | 7 | 1.7783e-10 | 5spot_SharedNeighbor | CO2 | Porous | Wet | R245fa | MinimizeLCOE_Brownfield | IgnoreSilica | 140.3445 | 20.4119 | 1.4843 | 4 | 5820.2236 | 9498.4636 | 118.6531 | 193.639 | 63.4218 | 5.4146 | 72.0516 | 3441718.5334 | 0 | 4515097.9301 | 0 | 0 | 0 | 0 | 3103158.4208 | 8073781.6655 | 5510521.8864 | 24644278.4362 | 961560.8286 | 8950992.9972 | 8950992.9972 | 8547679.308 | 4340407.0141 | 0 | 34556832.262 | 56395911.5813 | 177827.941 | 5.9374 | 5820.2236 | 9498.4636 | 118.6531 | 193.639
1 | 2400 | 707 | 0.04 | 15 | 15 | 7 | 2.3714e-10 | 5spot_SharedNeighbor | CO2 | Porous | Wet | R245fa | MinimizeLCOE_Brownfield | IgnoreSilica | 140.323 | 20.4077 | 1.4841 | 4 | 5820.6754 | 9499.6119 | 118.6623 | 193.6624 | 63.4199 | 5.4147 | 70.5315 | 3441240.3295 | 0 | 4514330.069 | 0 | 0 | 0 | 0 | 3102672.4554 | 8072517.2834 | 5509658.9195 | 24640419.0569 | 961560.8286 | 8950992.9972 | 8950992.9972 | 8547679.308 | 4340407.0141 | 0 | 34552972.8826 | 56392052.2019 | 237137.3706 | 5.9362 | 5820.6754 | 9499.6119 | 118.6623 | 193.6624
1 | 2400 | 707 | 0.04 | 15 | 15 | 7 | 3.1623e-10 | 5spot_SharedNeighbor | CO2 | Porous | Wet | R245fa | MinimizeLCOE_Brownfield | IgnoreSilica | 140.3003 | 20.4035 | 1.4838 | 4 | 5821.0174 | 9500.5583 | 118.6693 | 193.6817 | 63.4192 | 5.4149 | 75.6362 | 3440811.5519 | 0 | 4513581.4082 | 0 | 0 | 0 | 0 | 3102213.2545 | 8071322.5367 | 5508843.4804 | 24636772.2316 | 961560.8286 | 8950992.9972 | 8950992.9972 | 8547679.308 | 4340407.0141 | 0 | 34549326.0574 | 56388405.3767 | 316227.766 | 5.9353 | 5821.0174 | 9500.5583 | 118.6693 | 193.6817
1 | 2400 | 707 | 0.04 | 15 | 15 | 7 | 4.217e-10 | 5spot_SharedNeighbor | CO2 | Porous | Wet | R245fa | MinimizeLCOE_Brownfield | IgnoreSilica | 140.2855 | 20.4007 | 1.4836 | 4 | 5821.2756 | 9501.2451 | 118.6746 | 193.6957 | 63.4185 | 5.415 | 82.1753 | 3440511.9783 | 0 | 4513076.6579 | 0 | 0 | 0 | 0 | 3101899.5681 | 8070506.3892 | 5508286.4429 | 24634281.0365 | 961560.8286 | 8950992.9972 | 8950992.9972 | 8547679.308 | 4340407.0141 | 0 | 34546834.8623 | 56385914.1816 | 421696.5034 | 5.9346 | 5821.2756 | 9501.2451 | 118.6746 | 193.6957
1 | 2400 | 707 | 0.04 | 15 | 15 | 7 | 5.6234e-10 | 5spot_SharedNeighbor | CO2 | Porous | Wet | R245fa | MinimizeLCOE_Brownfield | IgnoreSilica | 140.266 | 20.3975 | 1.4835 | 4 | 5821.4703 | 9501.8622 | 118.6785 | 193.7083 | 63.4188 | 5.4153 | 82.3551 | 3440200.2946 | 0 | 4512481.1631 | 0 | 0 | 0 | 0 | 3101545.7685 | 8069585.8752 | 5507658.1732 | 24631471.2746 | 961560.8286 | 8950992.9972 | 8950992.9972 | 8547679.308 | 4340407.0141 | 0 | 34544025.1004 | 56383104.4196 | 562341.3252 | 5.9339 | 5821.4703 | 9501.8622 | 118.6785 | 193.7083
1 | 2400 | 707 | 0.04 | 15 | 15 | 7 | 7.4989e-10 | 5spot_SharedNeighbor | CO2 | Porous | Wet | R245fa | MinimizeLCOE_Brownfield | IgnoreSilica | 140.264 | 20.3968 | 1.4834 | 4 | 5821.6168 | 9502.1755 | 118.6815 | 193.7147 | 63.4177 | 5.4152 | 81.8619 | 3440096.5144 | 0 | 4512360.5361 | 0 | 0 | 0 | 0 | 3101458.2497 | 8069358.1692 | 5507502.7592 | 24630776.2287 | 961560.8286 | 8950992.9972 | 8950992.9972 | 8547679.308 | 4340407.0141 | 0 | 34543330.0544 | 56382409.3737 | 749894.2093 | 5.9336 | 5821.6168 | 9502.1755 | 118.6815 | 193.7147
1 | 2400 | 707 | 0.04 | 15 | 15 | 7 | 1e-09 | 5spot_SharedNeighbor | CO2 | Porous | Wet | R245fa | MinimizeLCOE_Brownfield | IgnoreSilica | 140.264 | 20.3965 | 1.4834 | 4 | 5821.7271 | 9502.3928 | 118.6838 | 193.7191 | 63.4167 | 5.4151 | 81.854 | 3440034.2832 | 0 | 4512309.4453 | 0 | 0 | 0 | 0 | 3101414.0541 | 8069243.1813 | 5507424.2776 | 24630425.2414 | 961560.8286 | 8950992.9972 | 8950992.9972 | 8547679.308 | 4340407.0141 | 0 | 34542979.0672 | 56382058.3865 | 1000000 | 5.9335 | 5821.7271 | 9502.3928 | 118.6838 | 193.7191
1 | 2400 | 707 | 0.04 | 15 | 15 | 7 | 1.3335e-09 | 5spot_SharedNeighbor | CO2 | Porous | Wet | R245fa | MinimizeLCOE_Brownfield | IgnoreSilica | 140.2466 | 20.3938 | 1.4832 | 4 | 5821.8099 | 9502.7651 | 118.6855 | 193.7267 | 63.4178 | 5.4154 | 80.3182 | 3439806.8256 | 0 | 4511818.5884 | 0 | 0 | 0 | 0 | 3101133.9115 | 8068514.3076 | 5506926.8063 | 24628200.4395 | 961560.8286 | 8950992.9972 | 8950992.9972 | 8547679.308 | 4340407.0141 | 0 | 34540754.2653 | 56379833.5845 | 1333521.4322 | 5.933 | 5821.8099 | 9502.7651 | 118.6855 | 193.7267
1 | 2400 | 707 | 0.04 | 15 | 15 | 7 | 1.7783e-09 | 5spot_SharedNeighbor | CO2 | Porous | Wet | R245fa | MinimizeLCOE_Brownfield | IgnoreSilica | 140.2466 | 20.3936 | 1.4832 | 4 | 5821.8721 | 9502.8878 | 118.6867 | 193.7292 | 63.4172 | 5.4154 | 79.9338 | 3439771.7041 | 0 | 4511789.7588 | 0 | 0 | 0 | 0 | 3101108.9705 | 8068449.4164 | 5506882.5167 | 24628002.3664 | 961560.8286 | 8950992.9972 | 8950992.9972 | 8547679.308 | 4340407.0141 | 0 | 34540556.1922 | 56379635.5115 | 1778279.41 | 5.9329 | 5821.8721 | 9502.8878 | 118.6867 | 193.7292
1 | 2400 | 707 | 0.04 | 15 | 15 | 7 | 2.3714e-09 | 5spot_SharedNeighbor | CO2 | Porous | Wet | R245fa | MinimizeLCOE_Brownfield | IgnoreSilica | 140.2466 | 20.3935 | 1.4832 | 4 | 5821.9189 | 9502.9799 | 118.6877 | 193.7311 | 63.4168 | 5.4153 | 80.983 | 3439745.3323 | 0 | 4511768.1124 | 0 | 0 | 0 | 0 | 3101090.2434 | 8068400.6923 | 5506849.2616 | 24627853.642 | 961560.8286 | 8950992.9972 | 8950992.9972 | 8547679.308 | 4340407.0141 | 0 | 34540407.4678 | 56379486.7871 | 2371373.7057 | 5.9328 | 5821.9189 | 9502.9799 | 118.6877 | 193.7311
1 | 2400 | 707 | 0.04 | 15 | 15 | 7 | 3.1623e-09 | 5spot_SharedNeighbor | CO2 | Porous | Wet | R245fa | MinimizeLCOE_Brownfield | IgnoreSilica | 140.2466 | 20.3934 | 1.4832 | 4 | 5821.9539 | 9503.0491 | 118.6884 | 193.7325 | 63.4165 | 5.4153 | 79.7095 | 3439725.5369 | 0 | 4511751.8646 | 0 | 0 | 0 | 0 | 3101076.1866 | 8068364.1193 | 5506824.2997 | 24627742.007 | 961560.8286 | 8950992.9972 | 8950992.9972 | 8547679.308 | 4340407.0141 | 0 | 34540295.8328 | 56379375.1521 | 3162277.6602 | 5.9328 | 5821.9539 | 9503.0491 | 118.6884 | 193.7325
1 | 2400 | 707 | 0.04 | 15 | 15 | 7 | 4.217e-09 | 5spot_SharedNeighbor | CO2 | Porous | Wet | R245fa | MinimizeLCOE_Brownfield | IgnoreSilica | 140.242 | 20.3927 | 1.4832 | 4 | 5821.9803 | 9503.1565 | 118.6889 | 193.7347 | 63.4167 | 5.4154 | 80.7175 | 3439662.6541 | 0 | 4511619.4064 | 0 | 0 | 0 | 0 | 3101000.0036 | 8068165.9068 | 5506689.0156 | 24627136.9865 | 961560.8286 | 8950992.9972 | 8950992.9972 | 8547679.308 | 4340407.0141 | 0 | 34539690.8123 | 56378770.1316 | 4216965.0343 | 5.9326 | 5821.9803 | 9503.1565 | 118.6889 | 193.7347
1 | 2400 | 707 | 0.04 | 15 | 15 | 7 | 5.6234e-09 | 5spot_SharedNeighbor | CO2 | Porous | Wet | R245fa | MinimizeLCOE_Brownfield | IgnoreSilica | 140.242 | 20.3926 | 1.4832 | 4 | 5822 | 9503.1954 | 118.6893 | 193.7355 | 63.4165 | 5.4154 | 82.3938 | 3439651.5093 | 0 | 4511610.2594 | 0 | 0 | 0 | 0 | 3100992.0898 | 8068145.3167 | 5506674.9625 | 24627074.1378 | 961560.8286 | 8950992.9972 | 8950992.9972 | 8547679.308 | 4340407.0141 | 0 | 34539627.9636 | 56378707.2828 | 5623413.2519 | 5.9326 | 5822 | 9503.1954 | 118.6893 | 193.7355
1 | 2400 | 707 | 0.04 | 15 | 15 | 7 | 7.4989e-09 | 5spot_SharedNeighbor | CO2 | Porous | Wet | R245fa | MinimizeLCOE_Brownfield | IgnoreSilica | 140.242 | 20.3926 | 1.4831 | 4 | 5822.0148 | 9503.2246 | 118.6896 | 193.7361 | 63.4164 | 5.4154 | 82.7068 | 3439643.1484 | 0 | 4511603.3974 | 0 | 0 | 0 | 0 | 3100986.1529 | 8068129.8701 | 5506664.4198 | 24627026.9887 | 961560.8286 | 8950992.9972 | 8950992.9972 | 8547679.308 | 4340407.0141 | 0 | 34539580.8145 | 56378660.1338 | 7498942.0933 | 5.9326 | 5822.0148 | 9503.2246 | 118.6896 | 193.7361
1 | 2400 | 707 | 0.04 | 15 | 15 | 7 | 1e-08 | 5spot_SharedNeighbor | CO2 | Porous | Wet | R245fa | MinimizeLCOE_Brownfield | IgnoreSilica | 140.242 | 20.3925 | 1.4831 | 4 | 5822.0259 | 9503.2466 | 118.6899 | 193.7365 | 63.4163 | 5.4154 | 80.8327 | 3439636.8767 | 0 | 4511598.2502 | 0 | 0 | 0 | 0 | 3100981.6995 | 8068118.2832 | 5506656.5116 | 24626991.6212 | 961560.8286 | 8950992.9972 | 8950992.9972 | 8547679.308 | 4340407.0141 | 0 | 34539545.447 | 56378624.7662 | 10000000 | 5.9326 | 5822.0259 | 9503.2466 | 118.6899 | 193.7365
1 | 2500 | 707 | 0.04 | 15 | 15 | 7 | 1e-13 | 5spot_SharedNeighbor | CO2 | Porous | Wet | R245fa | MinimizeLCOE_Brownfield | IgnoreSilica | 0.81087 | 0.038169 | 0.0019805 | 4 | 1373500.8128 | 4230154.8719 | 28000.6719 | 86237.4288 | 53.4374 | 6.0536 | 44.2197 | 74002.4983 | 0 | 48153.2289 | 0 | 0 | 0 | 56698.7116 | 69753.2311 | 181483.599 | 123866.2855 | 553957.5544 | 961560.8286 | 9365192.5909 | 9365192.5909 | 8785769.2746 | 4479113.6905 | 0 | 10880710.9739 | 33510786.5298 | 100 | 0.0079219 | 1373500.8128 | 4230154.8719 | 28000.6719 | 86237.4288
1 | 2500 | 707 | 0.04 | 15 | 15 | 7 | 1.3335e-13 | 5spot_SharedNeighbor | CO2 | Porous | Wet | R245fa | MinimizeLCOE_Brownfield | IgnoreSilica | 1.1263 | 0.07641 | 0.0038646 | 4 | 717153.8997 | 2181092.9828 | 14620.1523 | 44464.5306 | 57.3249 | 6.3495 | 94.5835 | 101960.0345 | 0 | 70478.7651 | 0 | 0 | 0 | 72700.6535 | 95604.3867 | 248743.0031 | 169772.2108 | 759259.0538 | 961560.8286 | 9365192.5909 | 9365192.5909 | 8785769.2746 | 4479113.6905 | 0 | 11086012.4733 | 33716088.0292 | 133.3521 | 0.015458 | 717153.8997 | 2181092.9828 | 14620.1523 | 44464.5306
1 | 2500 | 707 | 0.04 | 15 | 15 | 7 | 1.7783e-13 | 5spot_SharedNeighbor | CO2 | Porous | Wet | R245fa | MinimizeLCOE_Brownfield | IgnoreSilica | 1.5153 | 0.12744 | 0.0066359 | 4 | 426395.1917 | 1278957.8423 | 8692.6427 | 26073.2855 | 60.4145 | 6.5609 | 139.6933 | 133978.8934 | 0 | 96649.4031 | 0 | 0 | 0 | 89431.6377 | 124823.3743 | 324764.8152 | 221658.6596 | 991306.7834 | 961560.8286 | 9365192.5909 | 9365192.5909 | 8785769.2746 | 4479113.6905 | 0 | 11318060.2029 | 33948135.7588 | 177.8279 | 0.026544 | 426395.1917 | 1278957.8423 | 8692.6427 | 26073.2855
1 | 2500 | 707 | 0.04 | 15 | 15 | 7 | 2.3714e-13 | 5spot_SharedNeighbor | CO2 | Porous | Wet | R245fa | MinimizeLCOE_Brownfield | IgnoreSilica | 2.0404 | 0.19876 | 0.01057 | 4 | 274602.8517 | 809840.4135 | 5598.1506 | 16509.6922 | 63.0918 | 6.7269 | 196.8968 | 173853.4048 | 0 | 130075.8178 | 0 | 0 | 0 | 110494.0248 | 161625.0665 | 420515.2691 | 287010.3119 | 1283573.895 | 961560.8286 | 9365192.5909 | 9365192.5909 | 8785769.2746 | 4479113.6905 | 0 | 11610327.3144 | 34240402.8703 | 237.1374 | 0.04228 | 274602.8517 | 809840.4135 | 5598.1506 | 16509.6922
1 | 2500 | 707 | 0.04 | 15 | 15 | 7 | 3.1623e-13 | 5spot_SharedNeighbor | CO2 | Porous | Wet | R245fa | MinimizeLCOE_Brownfield | IgnoreSilica | 2.7035 | 0.29183 | 0.015998 | 4 | 186707.7657 | 540336.5603 | 3806.2903 | 11015.4916 | 65.2341 | 6.8488 | 32.702 | 220150.1033 | 0 | 169930.5553 | 0 | 0 | 0 | 133415.157 | 204163.3681 | 531191.204 | 362548.9116 | 1621399.2993 | 961560.8286 | 9365192.5909 | 9365192.5909 | 8785769.2746 | 4479113.6905 | 0 | 11948152.7187 | 34578228.2746 | 316.2278 | 0.063994 | 186707.7657 | 540336.5603 | 3806.2903 | 11015.4916
1 | 2500 | 707 | 0.04 | 15 | 15 | 7 | 4.217e-13 | 5spot_SharedNeighbor | CO2 | Porous | Wet | R245fa | MinimizeLCOE_Brownfield | IgnoreSilica | 3.5512 | 0.41308 | 0.023371 | 4 | 132055.888 | 374127.434 | 2692.1379 | 7627.0938 | 66.9643 | 6.9405 | 44.5482 | 274596.1082 | 0 | 218062.9392 | 0 | 0 | 0 | 159047.542 | 254165.5698 | 661286.6762 | 451341.7446 | 2018500.58 | 961560.8286 | 9365192.5909 | 9365192.5909 | 8785769.2746 | 4479113.6905 | 0 | 12345253.9995 | 34975329.5554 | 421.6965 | 0.093485 | 132055.888 | 374127.434 | 2692.1379 | 7627.0938
1 | 2500 | 707 | 0.04 | 15 | 15 | 7 | 5.6234e-13 | 5spot_SharedNeighbor | CO2 | Porous | Wet | R245fa | MinimizeLCOE_Brownfield | IgnoreSilica | 4.6501 | 0.57192 | 0.033292 | 4 | 96275.7165 | 266210.0296 | 1962.7107 | 5427.0515 | 68.3682 | 7.0106 | 51.2861 | 339551.4379 | 0 | 277032.3729 | 0 | 0 | 0 | 188723.2424 | 314069.7507 | 817145.0669 | 557718.2988 | 2494240.1695 | 961560.8286 | 9365192.5909 | 9365192.5909 | 8785769.2746 | 4479113.6905 | 0 | 12820993.589 | 35451069.1449 | 562.3413 | 0.13317 | 96275.7165 | 266210.0296 | 1962.7107 | 5427.0515
1 | 2500 | 707 | 0.04 | 15 | 15 | 7 | 7.4989e-13 | 5spot_SharedNeighbor | CO2 | Porous | Wet | R245fa | MinimizeLCOE_Brownfield | IgnoreSilica | 6.0527 | 0.77632 | 0.046512 | 4 | 71920.3543 | 193556.3954 | 1466.1937 | 3945.9089 | 69.4804 | 7.0633 | 62.6025 | 415936.7556 | 0 | 348227.1287 | 0 | 0 | 0 | 221821.0155 | 384534.1109 | 1000478.8778 | 682847.3919 | 3053845.2805 | 961560.8286 | 9365192.5909 | 9365192.5909 | 8785769.2746 | 4479113.6905 | 0 | 13380598.7 | 36010674.2559 | 749.8942 | 0.18605 | 71920.3543 | 193556.3954 | 1466.1937 | 3945.9089
1 | 2500 | 707 | 0.04 | 15 | 15 | 7 | 1e-12 | 5spot_SharedNeighbor | CO2 | Porous | Wet | R245fa | MinimizeLCOE_Brownfield | IgnoreSilica | 7.8554 | 1.0403 | 0.06404 | 4 | 54833.7962 | 143177.564 | 1117.8611 | 2918.8683 | 70.3623 | 7.1029 | 65.5102 | 506524.8912 | 0 | 434874.0823 | 0 | 0 | 0 | 259481.731 | 468343.4748 | 1218533.6509 | 831674.2551 | 3719432.0854 | 961560.8286 | 9365192.5909 | 9365192.5909 | 8785769.2746 | 4479113.6905 | 0 | 14046185.5049 | 36676261.0608 | 1000 | 0.25616 | 54833.7962 | 143177.564 | 1117.8611 | 2918.8683
1 | 2500 | 707 | 0.04 | 15 | 15 | 7 | 1.3335e-12 | 5spot_SharedNeighbor | CO2 | Porous | Wet | R245fa | MinimizeLCOE_Brownfield | IgnoreSilica | 10.1601 | 1.379 | 0.087143 | 4 | 42555.9211 | 107478.0811 | 867.56 | 2191.0861 | 71.052 | 7.1318 | 60.2919 | 613517.4295 | 0 | 539860.8804 | 0 | 0 | 0 | 301803.7064 | 567520.9863 | 1476573.1918 | 1007791.544 | 4507067.7383 | 961560.8286 | 9365192.5909 | 9365192.5909 | 8785769.2746 | 4479113.6905 | 0 | 14833821.1578 | 37463896.7137 | 1333.5214 | 0.34857 | 42555.9211 | 107478.0811 | 867.56 | 2191.0861
1 | 2500 | 707 | 0.04 | 15 | 15 | 7 | 1.7783e-12 | 5spot_SharedNeighbor | CO2 | Porous | Wet | R245fa | MinimizeLCOE_Brownfield | IgnoreSilica | 13.0714 | 1.8083 | 0.11735 | 4 | 33560.2966 | 81769.075 | 684.172 | 1666.9732 | 71.5803 | 7.1516 | 41.4057 | 738579.3947 | 0 | 665710.0568 | 0 | 0 | 0 | 347927.0521 | 683364.4364 | 1777974.0862 | 1213503.8475 | 5427058.8737 | 961560.8286 | 9365192.5909 | 9365192.5909 | 8785769.2746 | 4479113.6905 | 0 | 15753812.2932 | 38383887.8491 | 1778.2794 | 0.46942 | 33560.2966 | 81769.075 | 684.172 | 1666.9732
1 | 2500 | 707 | 0.04 | 15 | 15 | 7 | 2.3714e-12 | 5spot_SharedNeighbor | CO2 | Porous | Wet | R245fa | MinimizeLCOE_Brownfield | IgnoreSilica | 16.7371 | 2.3504 | 0.1566 | 4 | 26863.2076 | 62990.6912 | 547.6428 | 1284.1504 | 71.9772 | 7.1629 | 57.0181 | 884520.1888 | 0 | 816290.7993 | 0 | 0 | 0 | 397895.3683 | 818495.479 | 2129557.3398 | 1453466.6424 | 6500225.8176 | 961560.8286 | 9365192.5909 | 9365192.5909 | 8785769.2746 | 4479113.6905 | 0 | 16826979.2371 | 39457054.793 | 2371.3737 | 0.6264 | 26863.2076 | 62990.6912 | 547.6428 | 1284.1504
1 | 2500 | 707 | 0.04 | 15 | 15 | 7 | 3.1623e-12 | 5spot_SharedNeighbor | CO2 | Porous | Wet | R245fa | MinimizeLCOE_Brownfield | IgnoreSilica | 21.3003 | 3.0272 | 0.20706 | 4 | 21810.8802 | 49134.5923 | 444.6443 | 1001.6751 | 72.2609 | 7.1657 | 46.3653 | 1053107.9668 | 0 | 994677.6215 | 0 | 0 | 0 | 450388.3942 | 974287.8532 | 2534897.14 | 1730119.385 | 7737478.3607 | 961560.8286 | 9365192.5909 | 9365192.5909 | 8785769.2746 | 4479113.6905 | 0 | 18064231.7802 | 40694307.3361 | 3162.2777 | 0.82822 | 21810.8802 | 49134.5923 | 444.6443 | 1001.6751
1 | 2500 | 707 | 0.04 | 15 | 15 | 7 | 4.217e-12 | 5spot_SharedNeighbor | CO2 | Porous | Wet | R245fa | MinimizeLCOE_Brownfield | IgnoreSilica | 26.9151 | 3.8623 | 0.27111 | 4 | 17957.9218 | 38825.6345 | 366.0965 | 791.5131 | 72.443 | 7.1588 | 57.167 | 1245817.3353 | 0 | 1203928.8679 | 0 | 0 | 0 | 503769.635 | 1151871.1769 | 2996932.521 | 2045468.0264 | 9147787.5623 | 961560.8286 | 9365192.5909 | 9365192.5909 | 8785769.2746 | 4479113.6905 | 0 | 19474540.9818 | 42104616.5377 | 4216.965 | 1.0845 | 17957.9218 | 38825.6345 | 366.0965 | 791.5131
1 | 2500 | 707 | 0.04 | 15 | 15 | 7 | 5.6234e-12 | 5spot_SharedNeighbor | CO2 | Porous | Wet | R245fa | MinimizeLCOE_Brownfield | IgnoreSilica | 33.6554 | 4.8686 | 0.35077 | 4 | 14994.8464 | 31123.7996 | 305.6902 | 634.5008 | 72.527 | 7.1401 | 73.2726 | 1460945.4304 | 0 | 1443942.556 | 0 | 0 | 0 | 553688.755 | 1348844.9292 | 3509417.8195 | 2395249.7732 | 10712089.2633 | 961560.8286 | 9365192.5909 | 9365192.5909 | 8785769.2746 | 4479113.6905 | 0 | 21038842.6828 | 43668918.2387 | 5623.4133 | 1.4031 | 14994.8464 | 31123.7996 | 305.6902 | 634.5008
1 | 2500 | 707 | 0.04 | 15 | 15 | 7 | 7.4989e-12 | 5spot_SharedNeighbor | CO2 | Porous | Wet | R245fa | MinimizeLCOE_Brownfield | IgnoreSilica | 41.5554 | 6.0525 | 0.44735 | 4 | 12703.2105 | 25350.0775 | 258.9721 | 516.7956 | 72.5113 | 7.1071 | 77.3774 | 1695590.1932 | 0 | 1713480.1428 | 0 | 0 | 0 | 595813.9104 | 1561904.8561 | 4063756.0448 | 2773597.0024 | 12404142.1496 | 961560.8286 | 9365192.5909 | 9365192.5909 | 8785769.2746 | 4479113.6905 | 0 | 22730895.569 | 45360971.1249 | 7498.9421 | 1.7894 | 12703.2105 | 25350.0775 | 258.9721 | 516.7956
1 | 2500 | 707 | 0.04 | 15 | 15 | 7 | 1e-11 | 5spot_SharedNeighbor | CO2 | Porous | Wet | R245fa | MinimizeLCOE_Brownfield | IgnoreSilica | 50.4176 | 7.3869 | 0.55991 | 4 | 10926.6782 | 21030.9635 | 222.7551 | 428.7446 | 72.3907 | 7.0575 | 67.8221 | 1940650.854 | 0 | 2004180.4393 | 0 | 0 | 0 | 622181.1168 | 1781134.8399 | 4634147.4924 | 3162900.8858 | 14145195.6281 | 961560.8286 | 9365192.5909 | 9365192.5909 | 8785769.2746 | 4479113.6905 | 0 | 24471949.0476 | 47102024.6035 | 10000 | 2.2397 | 10926.6782 | 21030.9635 | 222.7551 | 428.7446
1 | 2500 | 707 | 0.04 | 15 | 15 | 7 | 1.3335e-11 | 5spot_SharedNeighbor | CO2 | Porous | Wet | R245fa | MinimizeLCOE_Brownfield | IgnoreSilica | 59.8575 | 8.8153 | 0.68474 | 4 | 9550.8716 | 17813.1522 | 194.7074 | 363.1452 | 72.1635 | 6.9905 | 79.6484 | 2183737.4374 | 0 | 2303056.3303 | 0 | 0 | 0 | 625065.3945 | 1993625.0733 | 5187003.492 | 3540236.4655 | 15832724.193 | 961560.8286 | 9365192.5909 | 9365192.5909 | 8785769.2746 | 4479113.6905 | 0 | 26159477.6125 | 48789553.1684 | 13335.2143 | 2.739 | 9550.8716 | 17813.1522 | 194.7074 | 363.1452
1 | 2500 | 707 | 0.04 | 15 | 15 | 7 | 1.7783e-11 | 5spot_SharedNeighbor | CO2 | Porous | Wet | R245fa | MinimizeLCOE_Brownfield | IgnoreSilica | 69.2534 | 10.2447 | 0.81477 | 4 | 8488.7625 | 15432.4889 | 173.0549 | 314.6122 | 71.8439 | 6.9096 | 71.1973 | 2409245.1042 | 0 | 2591462.3461 | 0 | 0 | 0 | 597381.0953 | 2183254.5328 | 5680380.4472 | 3876976.3754 | 17338699.9009 | 961560.8286 | 9365192.5909 | 9365192.5909 | 8785769.2746 | 4479113.6905 | 0 | 27665453.3204 | 50295528.8763 | 17782.7941 | 3.2591 | 8488.7625 | 15432.4889 | 173.0549 | 314.6122
1 | 2500 | 707 | 0.04 | 15 | 15 | 7 | 2.3714e-11 | 5spot_SharedNeighbor | CO2 | Porous | Wet | R245fa | MinimizeLCOE_Brownfield | IgnoreSilica | 78.0741 | 11.5931 | 0.94226 | 4 | 7671.3551 | 13675.5624 | 156.391 | 278.7948 | 71.4619 | 6.8207 | 72.5893 | 2607015.2521 | 0 | 2855203.4373 | 0 | 0 | 0 | 538860.2435 | 2340420.7838 | 6089294.7931 | 4156068.8188 | 18586863.3284 | 961560.8286 | 9365192.5909 | 9365192.5909 | 8785769.2746 | 4479113.6905 | 0 | 28913616.7479 | 51543692.3038 | 23713.7371 | 3.769 | 7671.3551 | 13675.5624 | 156.391 | 278.7948
1 | 2500 | 707 | 0.04 | 15 | 15 | 7 | 3.1623e-11 | 5spot_SharedNeighbor | CO2 | Porous | Wet | R245fa | MinimizeLCOE_Brownfield | IgnoreSilica | 85.346 | 12.7148 | 1.0563 | 4 | 7042.2489 | 12398.2126 | 143.5658 | 252.7543 | 71.0866 | 6.7374 | 72.6834 | 2760218.21 | 0 | 3068215.135 | 0 | 0 | 0 | 444295.8181 | 2446364.3736 | 6364938.2817 | 4344201.1637 | 19428232.9821 | 961560.8286 | 9365192.5909 | 9365192.5909 | 8785769.2746 | 4479113.6905 | 0 | 29754986.4015 | 52385061.9574 | 31622.7766 | 4.2252 | 7042.2489 | 12398.2126 | 143.5658 | 252.7543
1 | 2500 | 707 | 0.04 | 15 | 15 | 7 | 4.217e-11 | 5spot_SharedNeighbor | CO2 | Porous | Wet | R245fa | MinimizeLCOE_Brownfield | IgnoreSilica | 92.0176 | 13.7428 | 1.1603 | 4 | 6557.3463 | 11433.2953 | 133.6804 | 233.0832 | 70.6979 | 6.6543 | 73.1912 | 2893248.5291 | 0 | 3260314.6586 | 0 | 0 | 0 | 338304.8404 | 2531828.5309 | 6587298.4881 | 4495966.5736 | 20106961.6206 | 961560.8286 | 9365192.5909 | 9365192.5909 | 8785769.2746 | 4479113.6905 | 0 | 30433715.0401 | 53063790.596 | 42169.6503 | 4.6412 | 6557.3463 | 11433.2953 | 133.6804 | 233.0832
1 | 2500 | 707 | 0.04 | 15 | 15 | 7 | 5.6234e-11 | 5spot_SharedNeighbor | CO2 | Porous | Wet | R245fa | MinimizeLCOE_Brownfield | IgnoreSilica | 95.7176 | 14.3306 | 1.2348 | 4 | 6177.1069 | 10758.6745 | 125.9287 | 219.3301 | 70.4619 | 6.6051 | 78.4012 | 2963842.5276 | 0 | 3365568.8257 | 0 | 0 | 0 | 187422.5505 | 2541565.2225 | 6612631.3622 | 4513256.7807 | 20184287.2692 | 961560.8286 | 9365192.5909 | 9365192.5909 | 8785769.2746 | 4479113.6905 | 0 | 30511040.6887 | 53141116.2446 | 56234.1325 | 4.9394 | 6177.1069 | 10758.6745 | 125.9287 | 219.3301
1 | 2500 | 707 | 0.04 | 15 | 15 | 7 | 7.4989e-11 | 5spot_SharedNeighbor | CO2 | Porous | Wet | R245fa | MinimizeLCOE_Brownfield | IgnoreSilica | 100.2466 | 15.0318 | 1.3083 | 4 | 5844.5015 | 10168.9234 | 119.1481 | 207.3073 | 70.1544 | 6.5413 | 67.7522 | 3047210.525 | 0 | 3493432.5114 | 0 | 0 | 0 | 0 | 2550850.7842 | 6636790.489 | 4529745.8811 | 20258030.1907 | 961560.8286 | 9365192.5909 | 9365192.5909 | 8785769.2746 | 4479113.6905 | 0 | 30584783.6102 | 53214859.1661 | 74989.4209 | 5.2331 | 5844.5015 | 10168.9234 | 119.1481 | 207.3073
1 | 2500 | 707 | 0.04 | 15 | 15 | 7 | 1e-10 | 5spot_SharedNeighbor | CO2 | Porous | Wet | R245fa | MinimizeLCOE_Brownfield | IgnoreSilica | 113.599 | 17.0075 | 1.4373 | 4 | 5641.9204 | 9578.2014 | 115.0182 | 195.2646 | 69.1434 | 6.3362 | 64.9865 | 3274259.1082 | 0 | 3864069.9273 | 0 | 0 | 0 | 0 | 2783948.3239 | 7243262.4724 | 4943675.4715 | 22109215.3033 | 961560.8286 | 9365192.5909 | 9365192.5909 | 8785769.2746 | 4479113.6905 | 0 | 32435968.7228 | 55066044.2787 | 100000 | 5.7491 | 5641.9204 | 9578.2014 | 115.0182 | 195.2646
1 | 2500 | 707 | 0.04 | 15 | 15 | 7 | 1.3335e-10 | 5spot_SharedNeighbor | CO2 | Porous | Wet | R245fa | MinimizeLCOE_Brownfield | IgnoreSilica | 125.2439 | 18.7174 | 1.5347 | 4 | 5531.4674 | 9217.9584 | 112.7664 | 187.9205 | 68.1219 | 6.1346 | 53.04 | 3448554.2555 | 0 | 4180457.7864 | 0 | 0 | 0 | 0 | 2975314.6964 | 7741158.519 | 5283499.7541 | 23628985.0113 | 961560.8286 | 9365192.5909 | 9365192.5909 | 8785769.2746 | 4479113.6905 | 0 | 33955738.4308 | 56585813.9867 | 133352.1432 | 6.1386 | 5531.4674 | 9217.9584 | 112.7664 | 187.9205
1 | 2500 | 707 | 0.04 | 15 | 15 | 7 | 1.7783e-10 | 5spot_SharedNeighbor | CO2 | Porous | Wet | R245fa | MinimizeLCOE_Brownfield | IgnoreSilica | 134.8884 | 20.1229 | 1.6035 | 4 | 5479.9534 | 9008.2039 | 111.7163 | 183.6444 | 67.1774 | 5.9525 | 64.3131 | 3575853.1407 | 0 | 4438174.3411 | 0 | 0 | 0 | 0 | 3125470.7179 | 8131833.6857 | 5550143.583 | 24821475.4684 | 961560.8286 | 9365192.5909 | 9365192.5909 | 8785769.2746 | 4479113.6905 | 0 | 35148228.8879 | 57778304.4438 | 177827.941 | 6.414 | 5479.9534 | 9008.2039 | 111.7163 | 183.6444
1 | 2500 | 707 | 0.04 | 15 | 15 | 7 | 2.3714e-10 | 5spot_SharedNeighbor | CO2 | Porous | Wet | R245fa | MinimizeLCOE_Brownfield | IgnoreSilica | 142.7495 | 21.2623 | 1.6506 | 4 | 5464.056 | 8891.6288 | 111.3922 | 181.2679 | 66.3351 | 5.7924 | 67.6379 | 3667474.6495 | 0 | 4645994.4186 | 0 | 0 | 0 | 0 | 3242252.9366 | 8435677.0634 | 5757522.9316 | 25748921.9998 | 961560.8286 | 9365192.5909 | 9365192.5909 | 8785769.2746 | 4479113.6905 | 0 | 36075675.4193 | 58705750.9752 | 237137.3706 | 6.6024 | 5464.056 | 8891.6288 | 111.3922 | 181.2679
1 | 2500 | 707 | 0.04 | 15 | 15 | 7 | 3.1623e-10 | 5spot_SharedNeighbor | CO2 | Porous | Wet | R245fa | MinimizeLCOE_Brownfield | IgnoreSilica | 144.4472 | 21.5073 | 1.6594 | 4 | 5464.162 | 8873.4521 | 111.3943 | 180.8973 | 66.1407 | 5.7559 | 62.0648 | 3685551.614 | 0 | 4690606.2576 | 0 | 0 | 0 | 0 | 3266701.5699 | 8499287.3922 | 5800938.2881 | 25943085.1218 | 961560.8286 | 9365192.5909 | 9365192.5909 | 8785769.2746 | 4479113.6905 | 0 | 36269838.5413 | 58899914.0972 | 316227.766 | 6.6378 | 5464.162 | 8873.4521 | 111.3943 | 180.8973
1 | 2500 | 707 | 0.04 | 15 | 15 | 7 | 4.217e-10 | 5spot_SharedNeighbor | CO2 | Porous | Wet | R245fa | MinimizeLCOE_Brownfield | IgnoreSilica | 144.4324 | 21.5044 | 1.6593 | 4 | 5464.3967 | 8874.0736 | 111.3991 | 180.91 | 66.1399 | 5.756 | 68.9761 | 3685239.148 | 0 | 4690092.7562 | 0 | 0 | 0 | 0 | 3266379.4426 | 8498449.2831 | 5800366.2614 | 25940526.8913 | 961560.8286 | 9365192.5909 | 9365192.5909 | 8785769.2746 | 4479113.6905 | 0 | 36267280.3108 | 58897355.8667 | 421696.5034 | 6.637 | 5464.3967 | 8874.0736 | 111.3991 | 180.91
1 | 2500 | 707 | 0.04 | 15 | 15 | 7 | 5.6234e-10 | 5spot_SharedNeighbor | CO2 | Porous | Wet | R245fa | MinimizeLCOE_Brownfield | IgnoreSilica | 144.4271 | 21.5031 | 1.6591 | 4 | 5464.5735 | 8874.4787 | 111.4027 | 180.9183 | 66.1386 | 5.756 | 76.5441 | 3685066.4228 | 0 | 4689860.3237 | 0 | 0 | 0 | 0 | 3266221.4311 | 8498038.1697 | 5800085.668 | 25939272.0154 | 961560.8286 | 9365192.5909 | 9365192.5909 | 8785769.2746 | 4479113.6905 | 0 | 36266025.4349 | 58896100.9908 | 562341.3252 | 6.6366 | 5464.5735 | 8874.4787 | 111.4027 | 180.9183
1 | 2500 | 707 | 0.04 | 15 | 15 | 7 | 7.4989e-10 | 5spot_SharedNeighbor | CO2 | Porous | Wet | R245fa | MinimizeLCOE_Brownfield | IgnoreSilica | 144.4271 | 21.5026 | 1.6591 | 4 | 5464.7066 | 8874.7409 | 111.4054 | 180.9236 | 66.1372 | 5.7559 | 76.7655 | 3684978.8534 | 0 | 4689789.9184 | 0 | 0 | 0 | 0 | 3266159.821 | 8497877.8727 | 5799976.2621 | 25938782.7276 | 961560.8286 | 9365192.5909 | 9365192.5909 | 8785769.2746 | 4479113.6905 | 0 | 36265536.147 | 58895611.7029 | 749894.2093 | 6.6363 | 5464.7066 | 8874.7409 | 111.4054 | 180.9236
1 | 2500 | 707 | 0.04 | 15 | 15 | 7 | 1e-09 | 5spot_SharedNeighbor | CO2 | Porous | Wet | R245fa | MinimizeLCOE_Brownfield | IgnoreSilica | 144.4271 | 21.5023 | 1.659 | 4 | 5464.8067 | 8874.9381 | 111.4075 | 180.9276 | 66.1361 | 5.7558 | 75.5097 | 3684912.9893 | 0 | 4689736.9654 | 0 | 0 | 0 | 0 | 3266113.4823 | 8497757.309 | 5799893.9748 | 25938414.7208 | 961560.8286 | 9365192.5909 | 9365192.5909 | 8785769.2746 | 4479113.6905 | 0 | 36265168.1403 | 58895243.6962 | 1000000 | 6.6361 | 5464.8067 | 8874.9381 | 111.4075 | 180.9276
1 | 2500 | 707 | 0.04 | 15 | 15 | 7 | 1.3335e-09 | 5spot_SharedNeighbor | CO2 | Porous | Wet | R245fa | MinimizeLCOE_Brownfield | IgnoreSilica | 144.4077 | 21.4993 | 1.6589 | 4 | 5464.8819 | 8875.2955 | 111.409 | 180.9349 | 66.1375 | 5.7561 | 75.0082 | 3684656.052 | 0 | 4689186.2167 | 0 | 0 | 0 | 0 | 3265798.4848 | 8496937.75 | 5799334.609 | 25935913.1124 | 961560.8286 | 9365192.5909 | 9365192.5909 | 8785769.2746 | 4479113.6905 | 0 | 36262666.5319 | 58892742.0878 | 1333521.4322 | 6.6356 | 5464.8819 | 8875.2955 | 111.409 | 180.9349
1 | 2500 | 707 | 0.04 | 15 | 15 | 7 | 1.7783e-09 | 5spot_SharedNeighbor | CO2 | Porous | Wet | R245fa | MinimizeLCOE_Brownfield | IgnoreSilica | 144.4077 | 21.4991 | 1.6589 | 4 | 5464.9384 | 8875.4068 | 111.4102 | 180.9372 | 66.1369 | 5.7561 | 74.2267 | 3684618.8854 | 0 | 4689156.3383 | 0 | 0 | 0 | 0 | 3265772.3372 | 8496869.7194 | 5799288.1767 | 25935705.457 | 961560.8286 | 9365192.5909 | 9365192.5909 | 8785769.2746 | 4479113.6905 | 0 | 36262458.8765 | 58892534.4324 | 1778279.41 | 6.6355 | 5464.9384 | 8875.4068 | 111.4102 | 180.9372
1 | 2500 | 707 | 0.04 | 15 | 15 | 7 | 2.3714e-09 | 5spot_SharedNeighbor | CO2 | Porous | Wet | R245fa | MinimizeLCOE_Brownfield | IgnoreSilica | 144.4077 | 21.499 | 1.6588 | 4 | 5464.9809 | 8875.4904 | 111.411 | 180.9389 | 66.1365 | 5.756 | 74.3407 | 3684590.979 | 0 | 4689133.9047 | 0 | 0 | 0 | 0 | 3265752.7047 | 8496818.6395 | 5799253.3136 | 25935549.5415 | 961560.8286 | 9365192.5909 | 9365192.5909 | 8785769.2746 | 4479113.6905 | 0 | 36262302.961 | 58892378.5169 | 2371373.7057 | 6.6354 | 5464.9809 | 8875.4904 | 111.411 | 180.9389
1 | 2500 | 707 | 0.04 | 15 | 15 | 7 | 3.1623e-09 | 5spot_SharedNeighbor | CO2 | Porous | Wet | R245fa | MinimizeLCOE_Brownfield | IgnoreSilica | 144.4077 | 21.4989 | 1.6588 | 4 | 5465.0127 | 8875.5532 | 111.4117 | 180.9402 | 66.1361 | 5.756 | 74.9386 | 3684570.0323 | 0 | 4689117.0662 | 0 | 0 | 0 | 0 | 3265737.9684 | 8496780.2988 | 5799227.1453 | 25935432.511 | 961560.8286 | 9365192.5909 | 9365192.5909 | 8785769.2746 | 4479113.6905 | 0 | 36262185.9305 | 58892261.4864 | 3162277.6602 | 6.6353 | 5465.0127 | 8875.5532 | 111.4117 | 180.9402
1 | 2500 | 707 | 0.04 | 15 | 15 | 7 | 4.217e-09 | 5spot_SharedNeighbor | CO2 | Porous | Wet | R245fa | MinimizeLCOE_Brownfield | IgnoreSilica | 144.4077 | 21.4988 | 1.6588 | 4 | 5465.0366 | 8875.6002 | 111.4122 | 180.9411 | 66.1359 | 5.756 | 74.5648 | 3684554.3132 | 0 | 4689104.4302 | 0 | 0 | 0 | 0 | 3265726.9099 | 8496751.527 | 5799207.5079 | 25935344.6883 | 961560.8286 | 9365192.5909 | 9365192.5909 | 8785769.2746 | 4479113.6905 | 0 | 36262098.1078 | 58892173.6637 | 4216965.0343 | 6.6353 | 5465.0366 | 8875.6002 | 111.4122 | 180.9411
1 | 2500 | 707 | 0.04 | 15 | 15 | 7 | 5.6234e-09 | 5spot_SharedNeighbor | CO2 | Porous | Wet | R245fa | MinimizeLCOE_Brownfield | IgnoreSilica | 144.4077 | 21.4987 | 1.6588 | 4 | 5465.0546 | 8875.6355 | 111.4125 | 180.9418 | 66.1357 | 5.756 | 73.9664 | 3684542.5193 | 0 | 4689094.9496 | 0 | 0 | 0 | 0 | 3265718.6129 | 8496729.9397 | 5799192.7742 | 25935278.7956 | 961560.8286 | 9365192.5909 | 9365192.5909 | 8785769.2746 | 4479113.6905 | 0 | 36262032.2151 | 58892107.771 | 5623413.2519 | 6.6353 | 5465.0546 | 8875.6355 | 111.4125 | 180.9418
1 | 2500 | 707 | 0.04 | 15 | 15 | 7 | 7.4989e-09 | 5spot_SharedNeighbor | CO2 | Porous | Wet | R245fa | MinimizeLCOE_Brownfield | IgnoreSilica | 144.405 | 21.4983 | 1.6588 | 4 | 5465.068 | 8875.6909 | 111.4128 | 180.943 | 66.1359 | 5.756 | 91.298 | 3684505.0431 | 0 | 4689017.3199 | 0 | 0 | 0 | 0 | 3265673.7215 | 8496613.1417 | 5799113.0571 | 25934922.2832 | 961560.8286 | 9365192.5909 | 9365192.5909 | 8785769.2746 | 4479113.6905 | 0 | 36261675.7027 | 58891751.2586 | 7498942.0933 | 6.6352 | 5465.068 | 8875.6909 | 111.4128 | 180.943
1 | 2500 | 707 | 0.04 | 15 | 15 | 7 | 1e-08 | 5spot_SharedNeighbor | CO2 | Porous | Wet | R245fa | MinimizeLCOE_Brownfield | IgnoreSilica | 144.405 | 21.4983 | 1.6588 | 4 | 5465.0781 | 8875.7108 | 111.413 | 180.9434 | 66.1357 | 5.756 | 92.2452 | 3684498.4066 | 0 | 4689011.9852 | 0 | 0 | 0 | 0 | 3265669.0528 | 8496600.9946 | 5799104.7665 | 25934885.2057 | 961560.8286 | 9365192.5909 | 9365192.5909 | 8785769.2746 | 4479113.6905 | 0 | 36261638.6252 | 58891714.1811 | 10000000 | 6.6352 | 5465.0781 | 8875.7108 | 111.413 | 180.9434
1 | 2600 | 707 | 0.04 | 15 | 15 | 7 | 1e-13 | 5spot_SharedNeighbor | CO2 | Porous | Wet | R245fa | MinimizeLCOE_Brownfield | IgnoreSilica | 0.84513 | 0.038951 | 0.0021173 | 4 | 1338893.3276 | 4105946.6713 | 27295.1515 | 83705.2766 | 54.9648 | 6.4555 | 38.3784 | 79239.6579 | 0 | 50033.5326 | 0 | 0 | 0 | 62056.905 | 74618.7372 | 194142.6479 | 132506.3464 | 592597.827 | 961560.8286 | 9785252.2754 | 9785252.2754 | 9029426.3274 | 4620164.4032 | 0 | 11339410.9311 | 34774253.9371 | 100 | 0.0084692 | 1338893.3276 | 4105946.6713 | 27295.1515 | 83705.2766
1 | 2600 | 707 | 0.04 | 15 | 15 | 7 | 1.3335e-13 | 5spot_SharedNeighbor | CO2 | Porous | Wet | R245fa | MinimizeLCOE_Brownfield | IgnoreSilica | 1.1847 | 0.080208 | 0.0042108 | 4 | 686765.6473 | 2078120.4129 | 14000.6466 | 42365.2955 | 59.2561 | 6.7756 | 101.1136 | 110238.4341 | 0 | 74153.3213 | 0 | 0 | 0 | 80522.4278 | 103316.5315 | 268808.4218 | 183467.2713 | 820506.4079 | 961560.8286 | 9785252.2754 | 9785252.2754 | 9029426.3274 | 4620164.4032 | 0 | 11567319.5119 | 35002162.518 | 133.3521 | 0.016843 | 686765.6473 | 2078120.4129 | 14000.6466 | 42365.2955
1 | 2600 | 707 | 0.04 | 15 | 15 | 7 | 1.7783e-13 | 5spot_SharedNeighbor | CO2 | Porous | Wet | R245fa | MinimizeLCOE_Brownfield | IgnoreSilica | 1.6 | 0.13529 | 0.0073034 | 4 | 404689.7555 | 1206877.0574 | 8250.148 | 24603.8212 | 62.6197 | 7.0005 | 149.15 | 145458.4245 | 0 | 102198.394 | 0 | 0 | 0 | 99639.2003 | 135445.4473 | 352401.2703 | 240521.1081 | 1075663.8444 | 961560.8286 | 9785252.2754 | 9785252.2754 | 9029426.3274 | 4620164.4032 | 0 | 11822476.9485 | 35257319.9545 | 177.8279 | 0.029214 | 404689.7555 | 1206877.0574 | 8250.148 | 24603.8212
1 | 2600 | 707 | 0.04 | 15 | 15 | 7 | 2.3714e-13 | 5spot_SharedNeighbor | CO2 | Porous | Wet | R245fa | MinimizeLCOE_Brownfield | IgnoreSilica | 2.1571 | 0.21214 | 0.011704 | 4 | 259332.8694 | 759899.5419 | 5286.8513 | 15491.58 | 65.5099 | 7.1754 | 208.5193 | 189040.9901 | 0 | 137783.0741 | 0 | 0 | 0 | 123341.5307 | 175564.5821 | 456783.0293 | 311763.8034 | 1394277.0098 | 961560.8286 | 9785252.2754 | 9785252.2754 | 9029426.3274 | 4620164.4032 | 0 | 12141090.1138 | 35575933.1199 | 237.1374 | 0.046817 | 259332.8694 | 759899.5419 | 5286.8513 | 15491.58
1 | 2600 | 707 | 0.04 | 15 | 15 | 7 | 3.1623e-13 | 5spot_SharedNeighbor | CO2 | Porous | Wet | R245fa | MinimizeLCOE_Brownfield | IgnoreSilica | 2.8519 | 0.31156 | 0.017778 | 4 | 175833.2911 | 505383.1736 | 3584.5995 | 10302.9196 | 67.7979 | 7.3024 | 51.963 | 239052.484 | 0 | 179699.6953 | 0 | 0 | 0 | 148520.1106 | 221236.193 | 575611.1925 | 392866.4665 | 1756986.142 | 961560.8286 | 9785252.2754 | 9785252.2754 | 9029426.3274 | 4620164.4032 | 0 | 12503799.246 | 35938642.2521 | 316.2278 | 0.071112 | 175833.2911 | 505383.1736 | 3584.5995 | 10302.9196
1 | 2600 | 707 | 0.04 | 15 | 15 | 7 | 4.217e-13 | 5spot_SharedNeighbor | CO2 | Porous | Wet | R245fa | MinimizeLCOE_Brownfield | IgnoreSilica | 3.7487 | 0.44228 | 0.02604 | 4 | 124190.2955 | 349180.418 | 2531.7872 | 7118.5151 | 69.667 | 7.399 | 44.6463 | 298468.9993 | 0 | 230824.4084 | 0 | 0 | 0 | 177389.8713 | 275606.4788 | 717071.5233 | 489416.049 | 2188777.3302 | 961560.8286 | 9785252.2754 | 9785252.2754 | 9029426.3274 | 4620164.4032 | 0 | 12935590.4343 | 36370433.4403 | 421.6965 | 0.10416 | 124190.2955 | 349180.418 | 2531.7872 | 7118.5151
1 | 2600 | 707 | 0.04 | 15 | 15 | 7 | 5.6234e-13 | 5spot_SharedNeighbor | CO2 | Porous | Wet | R245fa | MinimizeLCOE_Brownfield | IgnoreSilica | 4.9077 | 0.6132 | 0.037158 | 4 | 90497.656 | 248167.6944 | 1844.9171 | 5059.2341 | 71.1786 | 7.4726 | 54.8544 | 369152.4511 | 0 | 293271.1594 | 0 | 0 | 0 | 210624.5746 | 340488.7921 | 885881.9933 | 604632.6635 | 2704051.6339 | 961560.8286 | 9785252.2754 | 9785252.2754 | 9029426.3274 | 4620164.4032 | 0 | 13450864.7379 | 36885707.744 | 562.3413 | 0.14863 | 90497.656 | 248167.6944 | 1844.9171 | 5059.2341
1 | 2600 | 707 | 0.04 | 15 | 15 | 7 | 7.4989e-13 | 5spot_SharedNeighbor | CO2 | Porous | Wet | R245fa | MinimizeLCOE_Brownfield | IgnoreSilica | 6.3887 | 0.83348 | 0.051977 | 4 | 67616.5021 | 180334.5433 | 1378.4539 | 3676.3636 | 72.3778 | 7.5279 | 51.3956 | 452384.508 | 0 | 368753.576 | 0 | 0 | 0 | 247910.6138 | 416928.9922 | 1084763.7137 | 740373.5243 | 3311114.9279 | 961560.8286 | 9785252.2754 | 9785252.2754 | 9029426.3274 | 4620164.4032 | 0 | 14057928.032 | 37492771.038 | 749.8942 | 0.20791 | 67616.5021 | 180334.5433 | 1378.4539 | 3676.3636
1 | 2600 | 707 | 0.04 | 15 | 15 | 7 | 1e-12 | 5spot_SharedNeighbor | CO2 | Porous | Wet | R245fa | MinimizeLCOE_Brownfield | IgnoreSilica | 8.2964 | 1.1186 | 0.071635 | 4 | 51587.7298 | 133373.59 | 1051.6856 | 2719.001 | 73.3299 | 7.5695 | 65.7464 | 551308.245 | 0 | 460813.317 | 0 | 0 | 0 | 290673.3321 | 508090.0087 | 1321945.9791 | 902255.294 | 4035086.176 | 961560.8286 | 9785252.2754 | 9785252.2754 | 9029426.3274 | 4620164.4032 | 0 | 14781899.2801 | 38216742.2861 | 1000 | 0.28654 | 51587.7298 | 133373.59 | 1051.6856 | 2719.001
1 | 2600 | 707 | 0.04 | 15 | 15 | 7 | 1.3335e-12 | 5spot_SharedNeighbor | CO2 | Porous | Wet | R245fa | MinimizeLCOE_Brownfield | IgnoreSilica | 10.7083 | 1.4808 | 0.097473 | 4 | 40079.4475 | 100185.3089 | 817.0737 | 2042.413 | 74.0673 | 7.5995 | 50.4268 | 666891.1263 | 0 | 571143.7811 | 0 | 0 | 0 | 337514.2194 | 614464.1595 | 1598709.699 | 1091152.2198 | 4879875.205 | 961560.8286 | 9785252.2754 | 9785252.2754 | 9029426.3274 | 4620164.4032 | 0 | 15626688.3091 | 39061531.3151 | 1333.5214 | 0.38989 | 40079.4475 | 100185.3089 | 817.0737 | 2042.413
1 | 2600 | 707 | 0.04 | 15 | 15 | 7 | 1.7783e-12 | 5spot_SharedNeighbor | CO2 | Porous | Wet | R245fa | MinimizeLCOE_Brownfield | IgnoreSilica | 13.7681 | 1.9418 | 0.13127 | 4 | 31650.6541 | 76280.6971 | 645.2414 | 1555.0852 | 74.6357 | 7.6198 | 49.5297 | 802631.1195 | 0 | 704000.3715 | 0 | 0 | 0 | 389457.0236 | 739474.5207 | 1923961.0157 | 1313142.9267 | 5872666.9775 | 961560.8286 | 9785252.2754 | 9785252.2754 | 9029426.3274 | 4620164.4032 | 0 | 16619480.0816 | 40054323.0876 | 1778.2794 | 0.52509 | 31650.6541 | 76280.6971 | 645.2414 | 1555.0852
1 | 2600 | 707 | 0.04 | 15 | 15 | 7 | 2.3714e-12 | 5spot_SharedNeighbor | CO2 | Porous | Wet | R245fa | MinimizeLCOE_Brownfield | IgnoreSilica | 17.6191 | 2.5237 | 0.17514 | 4 | 25375.5561 | 58826.8289 | 517.315 | 1199.2645 | 75.0627 | 7.6311 | 61.2737 | 960986.9766 | 0 | 862912.5306 | 0 | 0 | 0 | 445999.4976 | 885260.6119 | 2303266.5203 | 1572026.7275 | 7030452.8645 | 961560.8286 | 9785252.2754 | 9785252.2754 | 9029426.3274 | 4620164.4032 | 0 | 17777265.9686 | 41212108.9746 | 2371.3737 | 0.70057 | 25375.5561 | 58826.8289 | 517.315 | 1199.2645
1 | 2600 | 707 | 0.04 | 15 | 15 | 7 | 3.1623e-12 | 5spot_SharedNeighbor | CO2 | Porous | Wet | R245fa | MinimizeLCOE_Brownfield | IgnoreSilica | 22.4038 | 3.2489 | 0.23146 | 4 | 20640.4827 | 45952.9056 | 420.7842 | 936.8121 | 75.3672 | 7.633 | 65.6992 | 1143600.5939 | 0 | 1050845.8286 | 0 | 0 | 0 | 505570.3045 | 1053006.5235 | 2739706.9728 | 1869906.3043 | 8362636.5276 | 961560.8286 | 9785252.2754 | 9785252.2754 | 9029426.3274 | 4620164.4032 | 0 | 19109449.6316 | 42544292.6377 | 3162.2777 | 0.92582 | 20640.4827 | 45952.9056 | 420.7842 | 936.8121
1 | 2600 | 707 | 0.04 | 15 | 15 | 7 | 4.217e-12 | 5spot_SharedNeighbor | CO2 | Porous | Wet | R245fa | MinimizeLCOE_Brownfield | IgnoreSilica | 28.2575 | 4.139 | 0.3027 | 4 | 17028.2566 | 36382.9086 | 347.144 | 741.7148 | 75.5614 | 7.6243 | 64.683 | 1351211.0646 | 0 | 1270106.5922 | 0 | 0 | 0 | 565764.8501 | 1242962.1777 | 3233932.6198 | 2207225.4637 | 9871202.7681 | 961560.8286 | 9785252.2754 | 9785252.2754 | 9029426.3274 | 4620164.4032 | 0 | 20618015.8722 | 44052858.8782 | 4216.965 | 1.2108 | 17028.2566 | 36382.9086 | 347.144 | 741.7148
1 | 2600 | 707 | 0.04 | 15 | 15 | 7 | 5.6234e-12 | 5spot_SharedNeighbor | CO2 | Porous | Wet | R245fa | MinimizeLCOE_Brownfield | IgnoreSilica | 35.295 | 5.213 | 0.39118 | 4 | 14249.5255 | 29226.679 | 290.4959 | 595.8254 | 75.6503 | 7.6025 | 66.8483 | 1583362.8712 | 0 | 1522059.1045 | 0 | 0 | 0 | 623528.7406 | 1454290.7794 | 3783766.2918 | 2582498.2428 | 11549506.0303 | 961560.8286 | 9785252.2754 | 9785252.2754 | 9029426.3274 | 4620164.4032 | 0 | 22296319.1343 | 45731162.1404 | 5623.4133 | 1.5647 | 14249.5255 | 29226.679 | 290.4959 | 595.8254
1 | 2600 | 707 | 0.04 | 15 | 15 | 7 | 7.4989e-12 | 5spot_SharedNeighbor | CO2 | Porous | Wet | R245fa | MinimizeLCOE_Brownfield | IgnoreSilica | 43.4922 | 6.4692 | 0.49791 | 4 | 12100.3905 | 23867.0125 | 246.6828 | 486.5613 | 75.6314 | 7.565 | 66.0709 | 1835039.0555 | 0 | 1803367.8405 | 0 | 0 | 0 | 672759.4727 | 1681354.8838 | 4374540.5143 | 2985713.7889 | 13352775.5557 | 961560.8286 | 9785252.2754 | 9785252.2754 | 9029426.3274 | 4620164.4032 | 0 | 24099588.6598 | 47534431.6658 | 7498.9421 | 1.9916 | 12100.3905 | 23867.0125 | 246.6828 | 486.5613
1 | 2600 | 707 | 0.04 | 15 | 15 | 7 | 1e-11 | 5spot_SharedNeighbor | CO2 | Porous | Wet | R245fa | MinimizeLCOE_Brownfield | IgnoreSilica | 52.6419 | 7.8782 | 0.62162 | 4 | 10435.0577 | 19859.8929 | 212.7328 | 404.8708 | 75.4997 | 7.5092 | 70.1581 | 2096595.8933 | 0 | 2105392.6043 | 0 | 0 | 0 | 705568.0634 | 1913947.0588 | 4979697.6425 | 3398745.9635 | 15199947.2258 | 961560.8286 | 9785252.2754 | 9785252.2754 | 9029426.3274 | 4620164.4032 | 0 | 25946760.3299 | 49381603.3359 | 10000 | 2.4865 | 10435.0577 | 19859.8929 | 212.7328 | 404.8708
1 | 2600 | 707 | 0.04 | 15 | 15 | 7 | 1.3335e-11 | 5spot_SharedNeighbor | CO2 | Porous | Wet | R245fa | MinimizeLCOE_Brownfield | IgnoreSilica | 62.2935 | 9.3723 | 0.75764 | 4 | 9146.6604 | 16879.5214 | 186.467 | 344.1119 | 75.2553 | 7.4351 | 68.3459 | 2353567.5412 | 0 | 2413078.4799 | 0 | 0 | 0 | 713248.593 | 2137158.8995 | 5560449.065 | 3795120.7426 | 16972623.3213 | 961560.8286 | 9785252.2754 | 9785252.2754 | 9029426.3274 | 4620164.4032 | 0 | 27719436.4253 | 51154279.4314 | 13335.2143 | 3.0306 | 9146.6604 | 16879.5214 | 186.467 | 344.1119
1 | 2600 | 707 | 0.04 | 15 | 15 | 7 | 1.7783e-11 | 5spot_SharedNeighbor | CO2 | Porous | Wet | R245fa | MinimizeLCOE_Brownfield | IgnoreSilica | 71.8797 | 10.8639 | 0.89852 | 4 | 8153.5429 | 14673.9534 | 166.221 | 299.1484 | 74.9136 | 7.3461 | 83.3914 | 2591486.925 | 0 | 2709529.3233 | 0 | 0 | 0 | 690624.2605 | 2336739.7984 | 6079717.6243 | 4149532.2043 | 18557630.1357 | 961560.8286 | 9785252.2754 | 9785252.2754 | 9029426.3274 | 4620164.4032 | 0 | 29304443.2398 | 52739286.2458 | 17782.7941 | 3.5941 | 8153.5429 | 14673.9534 | 166.221 | 299.1484
1 | 2600 | 707 | 0.04 | 15 | 15 | 7 | 2.3714e-11 | 5spot_SharedNeighbor | CO2 | Porous | Wet | R245fa | MinimizeLCOE_Brownfield | IgnoreSilica | 80.7996 | 12.2589 | 1.0354 | 4 | 7390.8423 | 13048.9866 | 150.6723 | 266.0212 | 74.5101 | 7.2496 | 87.8715 | 2798348.7303 | 0 | 2978386.5458 | 0 | 0 | 0 | 636849.968 | 2501298.2452 | 6507864.9472 | 4441751.5497 | 19864499.9863 | 961560.8286 | 9785252.2754 | 9785252.2754 | 9029426.3274 | 4620164.4032 | 0 | 30611313.0903 | 54046156.0964 | 23713.7371 | 4.1418 | 7390.8423 | 13048.9866 | 150.6723 | 266.0212
1 | 2600 | 707 | 0.04 | 15 | 15 | 7 | 3.1623e-11 | 5spot_SharedNeighbor | CO2 | Porous | Wet | R245fa | MinimizeLCOE_Brownfield | IgnoreSilica | 88.6756 | 13.4963 | 1.1613 | 4 | 6806.2374 | 11851.2294 | 138.7544 | 241.6033 | 74.0864 | 7.1534 | 87.1919 | 2969774.9331 | 0 | 3210858.5778 | 0 | 0 | 0 | 557372.4476 | 2627822.3238 | 6837054.6461 | 4666430.2834 | 20869313.2119 | 961560.8286 | 9785252.2754 | 9785252.2754 | 9029426.3274 | 4620164.4032 | 0 | 31616126.3159 | 55050969.322 | 31622.7766 | 4.6452 | 6806.2374 | 11851.2294 | 138.7544 | 241.6033
1 | 2600 | 707 | 0.04 | 15 | 15 | 7 | 4.217e-11 | 5spot_SharedNeighbor | CO2 | Porous | Wet | R245fa | MinimizeLCOE_Brownfield | IgnoreSilica | 95.1971 | 14.5268 | 1.2705 | 4 | 6357.231 | 10968.397 | 129.6008 | 223.6056 | 73.6869 | 7.0654 | 76.4357 | 3103823.2956 | 0 | 3400277.0803 | 0 | 0 | 0 | 457509.803 | 2715027.9697 | 7063945.8485 | 4821288.1912 | 21561872.1882 | 961560.8286 | 9785252.2754 | 9785252.2754 | 9029426.3274 | 4620164.4032 | 0 | 32308685.2923 | 55743528.2983 | 42169.6503 | 5.0822 | 6357.231 | 10968.397 | 129.6008 | 223.6056
1 | 2600 | 707 | 0.04 | 15 | 15 | 7 | 5.6234e-11 | 5spot_SharedNeighbor | CO2 | Porous | Wet | R245fa | MinimizeLCOE_Brownfield | IgnoreSilica | 100.154 | 15.3159 | 1.3596 | 4 | 6011.6062 | 10320.6928 | 122.5547 | 210.4013 | 73.3557 | 6.9945 | 80.1709 | 3201052.7208 | 0 | 3542384.2456 | 0 | 0 | 0 | 342561.3607 | 2763539.3476 | 7190162.5025 | 4907433.651 | 21947133.8281 | 961560.8286 | 9785252.2754 | 9785252.2754 | 9029426.3274 | 4620164.4032 | 0 | 32693946.9322 | 56128789.9382 | 56234.1325 | 5.4385 | 6011.6062 | 10320.6928 | 122.5547 | 210.4013
1 | 2600 | 707 | 0.04 | 15 | 15 | 7 | 7.4989e-11 | 5spot_SharedNeighbor | CO2 | Porous | Wet | R245fa | MinimizeLCOE_Brownfield | IgnoreSilica | 103.0265 | 15.7862 | 1.4237 | 4 | 5740.9938 | 9856.2583 | 117.0379 | 200.9332 | 73.1512 | 6.9514 | 66.7443 | 3255472.4932 | 0 | 3624037.3593 | 0 | 0 | 0 | 206099.9859 | 2763387.837 | 7189768.303 | 4907164.6018 | 21945930.5802 | 961560.8286 | 9785252.2754 | 9785252.2754 | 9029426.3274 | 4620164.4032 | 0 | 32692743.6843 | 56127586.6903 | 74989.4209 | 5.6946 | 5740.9938 | 9856.2583 | 117.0379 | 200.9332
1 | 2600 | 707 | 0.04 | 15 | 15 | 7 | 1e-10 | 5spot_SharedNeighbor | CO2 | Porous | Wet | R245fa | MinimizeLCOE_Brownfield | IgnoreSilica | 103.854 | 15.9434 | 1.4625 | 4 | 5500.0422 | 9506.1261 | 112.1258 | 193.7952 | 73.0875 | 6.9381 | 75.6983 | 3270724.5497 | 0 | 3647471.6229 | 0 | 0 | 0 | 0 | 2698096.5073 | 7019893.6564 | 4791221.6649 | 21427408.0011 | 961560.8286 | 9785252.2754 | 9785252.2754 | 9029426.3274 | 4620164.4032 | 0 | 32174221.1052 | 55609064.1112 | 100000 | 5.8498 | 5500.0422 | 9506.1261 | 112.1258 | 193.7952
1 | 2600 | 707 | 0.04 | 15 | 15 | 7 | 1.3335e-10 | 5spot_SharedNeighbor | CO2 | Porous | Wet | R245fa | MinimizeLCOE_Brownfield | IgnoreSilica | 114.9265 | 17.6206 | 1.5786 | 4 | 5343.9823 | 9055.3532 | 108.9443 | 184.6056 | 72.2251 | 6.7583 | 68.7309 | 3466719.8046 | 0 | 3958208.789 | 0 | 0 | 0 | 0 | 2895722.1515 | 7534075.044 | 5142161.0273 | 22996886.8165 | 961560.8286 | 9785252.2754 | 9785252.2754 | 9029426.3274 | 4620164.4032 | 0 | 33743699.9205 | 57178542.9266 | 133352.1432 | 6.3143 | 5343.9823 | 9055.3532 | 108.9443 | 184.6056
1 | 2600 | 707 | 0.04 | 15 | 15 | 7 | 1.7783e-10 | 5spot_SharedNeighbor | CO2 | Porous | Wet | R245fa | MinimizeLCOE_Brownfield | IgnoreSilica | 124.2226 | 19.0199 | 1.6659 | 4 | 5252.233 | 8769.0492 | 107.0739 | 178.7689 | 71.4094 | 6.5922 | 74.612 | 3615574.0642 | 0 | 4214668.0594 | 0 | 0 | 0 | 0 | 3053794.4282 | 7945346.6828 | 5422862.3716 | 24252245.6061 | 961560.8286 | 9785252.2754 | 9785252.2754 | 9029426.3274 | 4620164.4032 | 0 | 34999058.7102 | 58433901.7162 | 177827.941 | 6.6637 | 5252.233 | 8769.0492 | 107.0739 | 178.7689
1 | 2600 | 707 | 0.04 | 15 | 15 | 7 | 2.3714e-10 | 5spot_SharedNeighbor | CO2 | Porous | Wet | R245fa | MinimizeLCOE_Brownfield | IgnoreSilica | 131.8138 | 20.1567 | 1.7296 | 4 | 5200.947 | 8588.2552 | 106.0283 | 175.0832 | 70.6793 | 6.446 | 61.9062 | 3726217.2993 | 0 | 4421503.1891 | 0 | 0 | 0 | 0 | 3177610.9905 | 8267491.9796 | 5642733.156 | 25235556.6144 | 961560.8286 | 9785252.2754 | 9785252.2754 | 9029426.3274 | 4620164.4032 | 0 | 35982369.7185 | 59417212.7245 | 237137.3706 | 6.9184 | 5200.947 | 8588.2552 | 106.0283 | 175.0832
1 | 2600 | 707 | 0.04 | 15 | 15 | 7 | 3.1623e-10 | 5spot_SharedNeighbor | CO2 | Porous | Wet | R245fa | MinimizeLCOE_Brownfield | IgnoreSilica | 137.7265 | 21.0371 | 1.7743 | 4 | 5174.0577 | 8475.9648 | 105.4802 | 172.794 | 70.0735 | 6.3268 | 53.5672 | 3805674.4259 | 0 | 4580906.6886 | 0 | 0 | 0 | 0 | 3270766.6346 | 8509863.8568 | 5808156.9425 | 25975368.5484 | 961560.8286 | 9785252.2754 | 9785252.2754 | 9029426.3274 | 4620164.4032 | 0 | 36722181.6525 | 60157024.6585 | 316227.766 | 7.0974 | 5174.0577 | 8475.9648 | 105.4802 | 172.794
1 | 2600 | 707 | 0.04 | 15 | 15 | 7 | 4.217e-10 | 5spot_SharedNeighbor | CO2 | Porous | Wet | R245fa | MinimizeLCOE_Brownfield | IgnoreSilica | 142.3791 | 21.7281 | 1.8061 | 4 | 5161.5037 | 8405.3992 | 105.2242 | 171.3554 | 69.5691 | 6.2282 | 72.8857 | 3863667.5458 | 0 | 4705662.7249 | 0 | 0 | 0 | 0 | 3342038.8055 | 8695299.4256 | 5934720.5285 | 26541389.0302 | 961560.8286 | 9785252.2754 | 9785252.2754 | 9029426.3274 | 4620164.4032 | 0 | 37288202.1343 | 60723045.1403 | 421696.5034 | 7.2243 | 5161.5037 | 8405.3992 | 105.2242 | 171.3554
1 | 2600 | 707 | 0.04 | 15 | 15 | 7 | 5.6234e-10 | 5spot_SharedNeighbor | CO2 | Porous | Wet | R245fa | MinimizeLCOE_Brownfield | IgnoreSilica | 146.1018 | 22.2795 | 1.8292 | 4 | 5156.6525 | 8359.4822 | 105.1253 | 170.4194 | 69.1487 | 6.1467 | 61.1892 | 3907206.5042 | 0 | 4805025.0492 | 0 | 0 | 0 | 0 | 3397770.3058 | 8840301.3572 | 6033687.3263 | 26983990.5425 | 961560.8286 | 9785252.2754 | 9785252.2754 | 9029426.3274 | 4620164.4032 | 0 | 37730803.6466 | 61165646.6526 | 562341.3252 | 7.3169 | 5156.6525 | 8359.4822 | 105.1253 | 170.4194
1 | 2600 | 707 | 0.04 | 15 | 15 | 7 | 7.4989e-10 | 5spot_SharedNeighbor | CO2 | Porous | Wet | R245fa | MinimizeLCOE_Brownfield | IgnoreSilica | 148.3501 | 22.6121 | 1.8421 | 4 | 5156.228 | 8336.6494 | 105.1167 | 169.9539 | 68.8859 | 6.0958 | 69.7573 | 3932136.5771 | 0 | 4864916.3627 | 0 | 0 | 0 | 0 | 3430850.6465 | 8926369.618 | 6092430.6828 | 27246703.8871 | 961560.8286 | 9785252.2754 | 9785252.2754 | 9029426.3274 | 4620164.4032 | 0 | 37993516.9912 | 61428359.9972 | 749894.2093 | 7.3685 | 5156.228 | 8336.6494 | 105.1167 | 169.9539
1 | 2600 | 707 | 0.04 | 15 | 15 | 7 | 1e-09 | 5spot_SharedNeighbor | CO2 | Porous | Wet | R245fa | MinimizeLCOE_Brownfield | IgnoreSilica | 148.3501 | 22.6118 | 1.8421 | 4 | 5156.3195 | 8336.8294 | 105.1185 | 169.9575 | 68.8848 | 6.0957 | 69.4921 | 3932067.2814 | 0 | 4864861.7906 | 0 | 0 | 0 | 0 | 3430802.3381 | 8926243.9294 | 6092344.8978 | 27246320.2372 | 961560.8286 | 9785252.2754 | 9785252.2754 | 9029426.3274 | 4620164.4032 | 0 | 37993133.3413 | 61427976.3473 | 1000000 | 7.3683 | 5156.3195 | 8336.8294 | 105.1185 | 169.9575
1 | 2600 | 707 | 0.04 | 15 | 15 | 7 | 1.3335e-09 | 5spot_SharedNeighbor | CO2 | Porous | Wet | R245fa | MinimizeLCOE_Brownfield | IgnoreSilica | 148.3501 | 22.6115 | 1.842 | 4 | 5156.3882 | 8336.9647 | 105.1199 | 169.9603 | 68.884 | 6.0956 | 69.8639 | 3932015.2033 | 0 | 4864820.7775 | 0 | 0 | 0 | 0 | 3430766.0325 | 8926149.4697 | 6092280.4271 | 27246031.91 | 961560.8286 | 9785252.2754 | 9785252.2754 | 9029426.3274 | 4620164.4032 | 0 | 37992845.014 | 61427688.0201 | 1333521.4322 | 7.3681 | 5156.3882 | 8336.9647 | 105.1199 | 169.9603
1 | 2600 | 707 | 0.04 | 15 | 15 | 7 | 1.7783e-09 | 5spot_SharedNeighbor | CO2 | Porous | Wet | R245fa | MinimizeLCOE_Brownfield | IgnoreSilica | 148.3325 | 22.6087 | 1.8419 | 4 | 5156.4399 | 8337.2384 | 105.121 | 169.9659 | 68.8854 | 6.096 | 64.8909 | 3931782.3004 | 0 | 4864319.9794 | 0 | 0 | 0 | 0 | 3430479.8891 | 8925404.9833 | 6091772.2998 | 27243759.452 | 961560.8286 | 9785252.2754 | 9785252.2754 | 9029426.3274 | 4620164.4032 | 0 | 37990572.5561 | 61425415.5621 | 1778279.41 | 7.3676 | 5156.4399 | 8337.2384 | 105.121 | 169.9659
1 | 2600 | 707 | 0.04 | 15 | 15 | 7 | 2.3714e-09 | 5spot_SharedNeighbor | CO2 | Porous | Wet | R245fa | MinimizeLCOE_Brownfield | IgnoreSilica | 148.3371 | 22.6093 | 1.8419 | 4 | 5156.4786 | 8337.2696 | 105.1218 | 169.9665 | 68.8844 | 6.0959 | 75.0437 | 3931803.7094 | 0 | 4864419.9781 | 0 | 0 | 0 | 0 | 3430527.2381 | 8925528.1758 | 6091856.3812 | 27244135.4827 | 961560.8286 | 9785252.2754 | 9785252.2754 | 9029426.3274 | 4620164.4032 | 0 | 37990948.5867 | 61425791.5928 | 2371373.7057 | 7.3676 | 5156.4786 | 8337.2696 | 105.1218 | 169.9665
1 | 2600 | 707 | 0.04 | 15 | 15 | 7 | 3.1623e-09 | 5spot_SharedNeighbor | CO2 | Porous | Wet | R245fa | MinimizeLCOE_Brownfield | IgnoreSilica | 148.3371 | 22.6092 | 1.8419 | 4 | 5156.5077 | 8337.3269 | 105.1224 | 169.9677 | 68.884 | 6.0958 | 75.0752 | 3931781.6712 | 0 | 4864402.6228 | 0 | 0 | 0 | 0 | 3430511.8747 | 8925488.2032 | 6091829.0991 | 27244013.4711 | 961560.8286 | 9785252.2754 | 9785252.2754 | 9029426.3274 | 4620164.4032 | 0 | 37990826.5751 | 61425669.5812 | 3162277.6602 | 7.3675 | 5156.5077 | 8337.3269 | 105.1224 | 169.9677
1 | 2600 | 707 | 0.04 | 15 | 15 | 7 | 4.217e-09 | 5spot_SharedNeighbor | CO2 | Porous | Wet | R245fa | MinimizeLCOE_Brownfield | IgnoreSilica | 148.3371 | 22.6091 | 1.8419 | 4 | 5156.5295 | 8337.3698 | 105.1228 | 169.9686 | 68.8838 | 6.0958 | 74.3228 | 3931765.1335 | 0 | 4864389.5991 | 0 | 0 | 0 | 0 | 3430500.3457 | 8925458.2072 | 6091808.6262 | 27243921.9117 | 961560.8286 | 9785252.2754 | 9785252.2754 | 9029426.3274 | 4620164.4032 | 0 | 37990735.0158 | 61425578.0218 | 4216965.0343 | 7.3675 | 5156.5295 | 8337.3698 | 105.1228 | 169.9686
1 | 2600 | 707 | 0.04 | 15 | 15 | 7 | 5.6234e-09 | 5spot_SharedNeighbor | CO2 | Porous | Wet | R245fa | MinimizeLCOE_Brownfield | IgnoreSilica | 148.3371 | 22.609 | 1.8419 | 4 | 5156.5459 | 8337.4021 | 105.1232 | 169.9692 | 68.8836 | 6.0958 | 74.9497 | 3931752.7254 | 0 | 4864379.8277 | 0 | 0 | 0 | 0 | 3430491.6957 | 8925435.7016 | 6091793.2657 | 27243853.2161 | 961560.8286 | 9785252.2754 | 9785252.2754 | 9029426.3274 | 4620164.4032 | 0 | 37990666.3202 | 61425509.3262 | 5623413.2519 | 7.3675 | 5156.5459 | 8337.4021 | 105.1232 | 169.9692
1 | 2600 | 707 | 0.04 | 15 | 15 | 7 | 7.4989e-09 | 5spot_SharedNeighbor | CO2 | Porous | Wet | R245fa | MinimizeLCOE_Brownfield | IgnoreSilica | 148.3371 | 22.609 | 1.8419 | 4 | 5156.5582 | 8337.4262 | 105.1234 | 169.9697 | 68.8834 | 6.0958 | 75.1316 | 3931743.417 | 0 | 4864372.4973 | 0 | 0 | 0 | 0 | 3430485.2066 | 8925418.8182 | 6091781.7425 | 27243801.6816 | 961560.8286 | 9785252.2754 | 9785252.2754 | 9029426.3274 | 4620164.4032 | 0 | 37990614.7856 | 61425457.7917 | 7498942.0933 | 7.3674 | 5156.5582 | 8337.4262 | 105.1234 | 169.9697
1 | 2600 | 707 | 0.04 | 15 | 15 | 7 | 1e-08 | 5spot_SharedNeighbor | CO2 | Porous | Wet | R245fa | MinimizeLCOE_Brownfield | IgnoreSilica | 148.3371 | 22.609 | 1.8419 | 4 | 5156.5674 | 8337.4444 | 105.1236 | 169.9701 | 68.8833 | 6.0958 | 75.2197 | 3931736.4347 | 0 | 4864366.9986 | 0 | 0 | 0 | 0 | 3430480.339 | 8925406.1538 | 6091773.0987 | 27243763.0248 | 961560.8286 | 9785252.2754 | 9785252.2754 | 9029426.3274 | 4620164.4032 | 0 | 37990576.1289 | 61425419.1349 | 10000000 | 7.3674 | 5156.5674 | 8337.4444 | 105.1236 | 169.9701
1 | 2700 | 707 | 0.04 | 15 | 15 | 7 | 1e-13 | 5spot_SharedNeighbor | CO2 | Porous | Wet | R245fa | MinimizeLCOE_Brownfield | IgnoreSilica | 0.88403 | 0.040208 | 0.0022655 | 4 | 1303091.0843 | 3979467.7947 | 26565.2743 | 81126.8336 | 56.5538 | 6.8653 | 42.448 | 85049.9821 | 0 | 52292.207 | 0 | 0 | 0 | 67970.5926 | 80071.9849 | 208330.8796 | 142190.1061 | 635905.7523 | 961560.8286 | 10211172.0509 | 10211172.0509 | 9278650.4665 | 4763559.1523 | 0 | 11808638.6318 | 36062020.3015 | 100 | 0.009062 | 1303091.0843 | 3979467.7947 | 26565.2743 | 81126.8336
1 | 2700 | 707 | 0.04 | 15 | 15 | 7 | 1.3335e-13 | 5spot_SharedNeighbor | CO2 | Porous | Wet | R245fa | MinimizeLCOE_Brownfield | IgnoreSilica | 1.243 | 0.084154 | 0.0045851 | 4 | 657342.4187 | 1979750.865 | 13400.8143 | 40359.8992 | 61.1813 | 7.204 | 108.0662 | 118752.4522 | 0 | 77892.6069 | 0 | 0 | 0 | 88488.6028 | 111202.1281 | 289325.1267 | 197470.344 | 883131.2606 | 961560.8286 | 10211172.0509 | 10211172.0509 | 9278650.4665 | 4763559.1523 | 0 | 12055864.1401 | 36309245.8098 | 133.3521 | 0.01834 | 657342.4187 | 1979750.865 | 13400.8143 | 40359.8992
1 | 2700 | 707 | 0.04 | 15 | 15 | 7 | 1.7783e-13 | 5spot_SharedNeighbor | CO2 | Porous | Wet | R245fa | MinimizeLCOE_Brownfield | IgnoreSilica | 1.6903 | 0.14402 | 0.0080288 | 4 | 384210.4249 | 1139408.9112 | 7832.6492 | 23228.3918 | 64.8615 | 7.4447 | 157.1652 | 157759.7129 | 0 | 108209.6037 | 0 | 0 | 0 | 110582.8821 | 146855.3575 | 382087.516 | 260782.5808 | 1166277.6529 | 961560.8286 | 10211172.0509 | 10211172.0509 | 9278650.4665 | 4763559.1523 | 0 | 12339010.5323 | 36592392.202 | 177.8279 | 0.032115 | 384210.4249 | 1139408.9112 | 7832.6492 | 23228.3918
1 | 2700 | 707 | 0.04 | 15 | 15 | 7 | 2.3714e-13 | 5spot_SharedNeighbor | CO2 | Porous | Wet | R245fa | MinimizeLCOE_Brownfield | IgnoreSilica | 2.2738 | 0.22598 | 0.012932 | 4 | 245129.7783 | 713979.7079 | 4997.3021 | 14555.4421 | 67.9318 | 7.6261 | 226.2879 | 204713.3137 | 0 | 145619.0816 | 0 | 0 | 0 | 136457.8431 | 189848.193 | 493946.0549 | 337128.332 | 1507712.8182 | 961560.8286 | 10211172.0509 | 10211172.0509 | 9278650.4665 | 4763559.1523 | 0 | 12680445.6977 | 36933827.3674 | 237.1374 | 0.05173 | 245129.7783 | 713979.7079 | 4997.3021 | 14555.4421
1 | 2700 | 707 | 0.04 | 15 | 15 | 7 | 3.1623e-13 | 5spot_SharedNeighbor | CO2 | Porous | Wet | R245fa | MinimizeLCOE_Brownfield | IgnoreSilica | 2.9982 | 0.33173 | 0.019703 | 4 | 165806.7402 | 473550.4315 | 3380.1947 | 9653.9661 | 70.3628 | 7.7579 | 46.1875 | 258415.0725 | 0 | 189516.3338 | 0 | 0 | 0 | 163755.9689 | 238558.0763 | 620679.1796 | 423626.2938 | 1894550.9249 | 961560.8286 | 10211172.0509 | 10211172.0509 | 9278650.4665 | 4763559.1523 | 0 | 13067283.8044 | 37320665.4741 | 316.2278 | 0.07881 | 165806.7402 | 473550.4315 | 3380.1947 | 9653.9661
1 | 2700 | 707 | 0.04 | 15 | 15 | 7 | 4.217e-13 | 5spot_SharedNeighbor | CO2 | Porous | Wet | R245fa | MinimizeLCOE_Brownfield | IgnoreSilica | 3.9534 | 0.47344 | 0.028939 | 4 | 116974.1953 | 326496.613 | 2384.6772 | 6656.0751 | 72.3911 | 7.8604 | 45.9821 | 323598.9259 | 0 | 244207.0731 | 0 | 0 | 0 | 196638.6249 | 298133.4033 | 775681.9599 | 529418.8763 | 2367678.8636 | 961560.8286 | 10211172.0509 | 10211172.0509 | 9278650.4665 | 4763559.1523 | 0 | 13540411.7431 | 37793793.4128 | 421.6965 | 0.11576 | 116974.1953 | 326496.613 | 2384.6772 | 6656.0751
1 | 2700 | 707 | 0.04 | 15 | 15 | 7 | 5.6234e-13 | 5spot_SharedNeighbor | CO2 | Porous | Wet | R245fa | MinimizeLCOE_Brownfield | IgnoreSilica | 5.1707 | 0.65666 | 0.041352 | 4 | 85212.7378 | 231839.923 | 1737.1769 | 4726.3704 | 74.0061 | 7.9371 | 61.5184 | 400067.116 | 0 | 310076.9152 | 0 | 0 | 0 | 233329.7687 | 367954.782 | 957342.8648 | 653406.1767 | 2922177.6234 | 961560.8286 | 10211172.0509 | 10211172.0509 | 9278650.4665 | 4763559.1523 | 0 | 14094910.5029 | 38348292.1726 | 562.3413 | 0.16541 | 85212.7378 | 231839.923 | 1737.1769 | 4726.3704
1 | 2700 | 707 | 0.04 | 15 | 15 | 7 | 7.4989e-13 | 5spot_SharedNeighbor | CO2 | Porous | Wet | R245fa | MinimizeLCOE_Brownfield | IgnoreSilica | 6.7371 | 0.89436 | 0.057917 | 4 | 63686.3203 | 168376.8607 | 1298.3318 | 3432.5901 | 75.2962 | 7.9952 | 57.3283 | 490750.0477 | 0 | 390251.8603 | 0 | 0 | 0 | 275283.5011 | 450951.3095 | 1173282.8046 | 800789.6227 | 3581309.1458 | 961560.8286 | 10211172.0509 | 10211172.0509 | 9278650.4665 | 4763559.1523 | 0 | 14754042.0253 | 39007423.695 | 749.8942 | 0.23167 | 63686.3203 | 168376.8607 | 1298.3318 | 3432.5901
1 | 2700 | 707 | 0.04 | 15 | 15 | 7 | 1e-12 | 5spot_SharedNeighbor | CO2 | Porous | Wet | R245fa | MinimizeLCOE_Brownfield | IgnoreSilica | 8.725 | 1.198 | 0.079823 | 4 | 48625.1195 | 124585.4459 | 991.2888 | 2539.8428 | 76.307 | 8.0382 | 55.3216 | 596984.5503 | 0 | 486614.2165 | 0 | 0 | 0 | 321771.2457 | 548094.3049 | 1426028.9517 | 973294.0615 | 4352787.3305 | 961560.8286 | 10211172.0509 | 10211172.0509 | 9278650.4665 | 4763559.1523 | 0 | 15525520.21 | 39778901.8797 | 1000 | 0.31929 | 48625.1195 | 124585.4459 | 991.2888 | 2539.8428
1 | 2700 | 707 | 0.04 | 15 | 15 | 7 | 1.3335e-12 | 5spot_SharedNeighbor | CO2 | Porous | Wet | R245fa | MinimizeLCOE_Brownfield | IgnoreSilica | 11.266 | 1.5877 | 0.10867 | 4 | 37818.7669 | 93615.1258 | 770.9867 | 1908.471 | 77.0999 | 8.0694 | 55.6042 | 722524.0163 | 0 | 603397.7797 | 0 | 0 | 0 | 374360.9989 | 663110.29 | 1725276.952 | 1177536.9706 | 5266207.0076 | 961560.8286 | 10211172.0509 | 10211172.0509 | 9278650.4665 | 4763559.1523 | 0 | 16438939.8871 | 40692321.5568 | 1333.5214 | 0.43468 | 37818.7669 | 93615.1258 | 770.9867 | 1908.471
1 | 2700 | 707 | 0.04 | 15 | 15 | 7 | 1.7783e-12 | 5spot_SharedNeighbor | CO2 | Porous | Wet | R245fa | MinimizeLCOE_Brownfield | IgnoreSilica | 14.4667 | 2.0804 | 0.14632 | 4 | 29905.9242 | 71346.0776 | 609.6727 | 1454.4863 | 77.7071 | 8.0902 | 54.8075 | 868936.9974 | 0 | 743041.6721 | 0 | 0 | 0 | 431797.5049 | 797072.708 | 2073819.6841 | 1415424.5471 | 6330093.1135 | 961560.8286 | 10211172.0509 | 10211172.0509 | 9278650.4665 | 4763559.1523 | 0 | 17502825.993 | 41756207.6627 | 1778.2794 | 0.58526 | 29905.9242 | 71346.0776 | 609.6727 | 1454.4863
1 | 2700 | 707 | 0.04 | 15 | 15 | 7 | 2.3714e-12 | 5spot_SharedNeighbor | CO2 | Porous | Wet | R245fa | MinimizeLCOE_Brownfield | IgnoreSilica | 18.5009 | 2.7032 | 0.19516 | 4 | 24014.4996 | 55083.4384 | 489.5681 | 1122.9504 | 78.1644 | 8.1013 | 58.228 | 1040045.4954 | 0 | 910354.983 | 0 | 0 | 0 | 494905.8221 | 953669.4572 | 2481252.303 | 1693505.6814 | 7573733.742 | 961560.8286 | 10211172.0509 | 10211172.0509 | 9278650.4665 | 4763559.1523 | 0 | 18746466.6215 | 42999848.2912 | 2371.3737 | 0.78063 | 24014.4996 | 55083.4384 | 489.5681 | 1122.9504
1 | 2700 | 707 | 0.04 | 15 | 15 | 7 | 3.1623e-12 | 5spot_SharedNeighbor | CO2 | Porous | Wet | R245fa | MinimizeLCOE_Brownfield | IgnoreSilica | 23.5124 | 3.4793 | 0.25779 | 4 | 19567.7561 | 43088.064 | 398.9152 | 878.4085 | 78.4902 | 8.1022 | 46.4544 | 1237349.2005 | 0 | 1108213.647 | 0 | 0 | 0 | 561821.0258 | 1133879.7106 | 2950122.4162 | 2013519.168 | 9004905.168 | 961560.8286 | 10211172.0509 | 10211172.0509 | 9278650.4665 | 4763559.1523 | 0 | 20177638.0475 | 44431019.7172 | 3162.2777 | 1.0312 | 19567.7561 | 43088.064 | 398.9152 | 878.4085
1 | 2700 | 707 | 0.04 | 15 | 15 | 7 | 4.217e-12 | 5spot_SharedNeighbor | CO2 | Porous | Wet | R245fa | MinimizeLCOE_Brownfield | IgnoreSilica | 29.6265 | 4.4296 | 0.33685 | 4 | 16174.3326 | 34174.338 | 329.7356 | 696.6901 | 78.6969 | 8.0914 | 64.5908 | 1461062.1174 | 0 | 1338463.014 | 0 | 0 | 0 | 629551.3921 | 1337339.8442 | 3479483.9484 | 2374819.291 | 10620719.6071 | 961560.8286 | 10211172.0509 | 10211172.0509 | 9278650.4665 | 4763559.1523 | 0 | 21793452.4866 | 46046834.1563 | 4216.965 | 1.3474 | 16174.3326 | 34174.338 | 329.7356 | 696.6901
1 | 2700 | 707 | 0.04 | 15 | 15 | 7 | 5.6234e-12 | 5spot_SharedNeighbor | CO2 | Porous | Wet | R245fa | MinimizeLCOE_Brownfield | IgnoreSilica | 36.9493 | 5.572 | 0.4347 | 4 | 13563.2295 | 27511.4416 | 276.5048 | 560.8579 | 78.7901 | 8.0662 | 62.7726 | 1710313.9468 | 0 | 1602132.6093 | 0 | 0 | 0 | 694727.6801 | 1562797.9521 | 4066079.6975 | 2775182.9431 | 12411234.829 | 961560.8286 | 10211172.0509 | 10211172.0509 | 9278650.4665 | 4763559.1523 | 0 | 23583967.7085 | 47837349.3782 | 5623.4133 | 1.7388 | 13563.2295 | 27511.4416 | 276.5048 | 560.8579
1 | 2700 | 707 | 0.04 | 15 | 15 | 7 | 7.4989e-12 | 5spot_SharedNeighbor | CO2 | Porous | Wet | R245fa | MinimizeLCOE_Brownfield | IgnoreSilica | 45.4413 | 6.9028 | 0.55223 | 4 | 11543.7648 | 22523.4763 | 235.3353 | 459.1715 | 78.7673 | 8.0237 | 61.6938 | 1979367.776 | 0 | 1895344.7095 | 0 | 0 | 0 | 750869.8084 | 1803977.0946 | 4693578.3536 | 3203463.6697 | 14326601.4117 | 961560.8286 | 10211172.0509 | 10211172.0509 | 9278650.4665 | 4763559.1523 | 0 | 25499334.2912 | 49752715.9609 | 7498.9421 | 2.2089 | 11543.7648 | 22523.4763 | 235.3353 | 459.1715
1 | 2700 | 707 | 0.04 | 15 | 15 | 7 | 1e-11 | 5spot_SharedNeighbor | CO2 | Porous | Wet | R245fa | MinimizeLCOE_Brownfield | IgnoreSilica | 54.854 | 8.3853 | 0.68758 | 4 | 9979.6589 | 18798.0465 | 203.4488 | 383.2236 | 78.6239 | 7.9614 | 70.1357 | 2257072.761 | 0 | 2208120.5311 | 0 | 0 | 0 | 789305.5722 | 2049254.5571 | 5331739.9977 | 3639022.1047 | 16274515.5239 | 961560.8286 | 10211172.0509 | 10211172.0509 | 9278650.4665 | 4763559.1523 | 0 | 27447248.4033 | 51700630.0731 | 10000 | 2.7503 | 9979.6589 | 18798.0465 | 203.4488 | 383.2236
1 | 2700 | 707 | 0.04 | 15 | 15 | 7 | 1.3335e-11 | 5spot_SharedNeighbor | CO2 | Porous | Wet | R245fa | MinimizeLCOE_Brownfield | IgnoreSilica | 64.7218 | 9.9478 | 0.83534 | 4 | 8770.7595 | 16029.2551 | 178.8038 | 326.778 | 78.3614 | 7.8797 | 90.2816 | 2528257.7981 | 0 | 2524972.6401 | 0 | 0 | 0 | 801535.6609 | 2283358.7786 | 5940831.1608 | 4054739.3391 | 18133695.3776 | 961560.8286 | 10211172.0509 | 10211172.0509 | 9278650.4665 | 4763559.1523 | 0 | 29306428.2571 | 53559809.9268 | 13335.2143 | 3.3414 | 8770.7595 | 16029.2551 | 178.8038 | 326.778
1 | 2700 | 707 | 0.04 | 15 | 15 | 7 | 1.7783e-11 | 5spot_SharedNeighbor | CO2 | Porous | Wet | R245fa | MinimizeLCOE_Brownfield | IgnoreSilica | 74.4271 | 11.4929 | 0.987 | 4 | 7840.1972 | 13983.3847 | 159.833 | 285.0702 | 77.9995 | 7.7829 | 81.5249 | 2776956.9653 | 0 | 2827466.9399 | 0 | 0 | 0 | 782029.1729 | 2490716.7005 | 6480333.9384 | 4422961.0705 | 19780464.7875 | 961560.8286 | 10211172.0509 | 10211172.0509 | 9278650.4665 | 4763559.1523 | 0 | 30953197.6669 | 55206579.3367 | 17782.7941 | 3.948 | 7840.1972 | 13983.3847 | 159.833 | 285.0702
1 | 2700 | 707 | 0.04 | 15 | 15 | 7 | 2.3714e-11 | 5spot_SharedNeighbor | CO2 | Porous | Wet | R245fa | MinimizeLCOE_Brownfield | IgnoreSilica | 83.4527 | 12.9368 | 1.1337 | 4 | 7126.7771 | 12475.0546 | 145.289 | 254.3209 | 77.5742 | 7.6784 | 91.6524 | 2993152.5556 | 0 | 3101818.4009 | 0 | 0 | 0 | 732301.1836 | 2662636.1347 | 6927633.0406 | 4728251.8988 | 21145793.2143 | 961560.8286 | 10211172.0509 | 10211172.0509 | 9278650.4665 | 4763559.1523 | 0 | 32318526.0937 | 56571907.7634 | 23713.7371 | 4.5348 | 7126.7771 | 12475.0546 | 145.289 | 254.3209
1 | 2700 | 707 | 0.04 | 15 | 15 | 7 | 3.1623e-11 | 5spot_SharedNeighbor | CO2 | Porous | Wet | R245fa | MinimizeLCOE_Brownfield | IgnoreSilica | 91.3527 | 14.2067 | 1.2674 | 4 | 6581.2249 | 11365.2068 | 134.1672 | 231.6951 | 77.133 | 7.5755 | 94.7983 | 3170848.5436 | 0 | 3337116.9011 | 0 | 0 | 0 | 657138.2222 | 2794390.4301 | 7270430.6908 | 4962218.3389 | 22192143.1267 | 961560.8286 | 10211172.0509 | 10211172.0509 | 9278650.4665 | 4763559.1523 | 0 | 33364876.0062 | 57618257.6759 | 31622.7766 | 5.0697 | 6581.2249 | 11365.2068 | 134.1672 | 231.6951
1 | 2700 | 707 | 0.04 | 15 | 15 | 7 | 4.217e-11 | 5spot_SharedNeighbor | CO2 | Porous | Wet | R245fa | MinimizeLCOE_Brownfield | IgnoreSilica | 97.9614 | 15.2739 | 1.3836 | 4 | 6164.2029 | 10546.4934 | 125.6656 | 215.0045 | 76.7149 | 7.4812 | 99.1276 | 3311349.8811 | 0 | 3530825.5368 | 0 | 0 | 0 | 565186.3429 | 2888871.0867 | 7516249.9787 | 5129995.054 | 22942477.8803 | 961560.8286 | 10211172.0509 | 10211172.0509 | 9278650.4665 | 4763559.1523 | 0 | 34115210.7598 | 58368592.4295 | 42169.6503 | 5.5344 | 6164.2029 | 10546.4934 | 125.6656 | 215.0045
1 | 2700 | 707 | 0.04 | 15 | 15 | 7 | 5.6234e-11 | 5spot_SharedNeighbor | CO2 | Porous | Wet | R245fa | MinimizeLCOE_Brownfield | IgnoreSilica | 103.246 | 16.1317 | 1.4803 | 4 | 5844.3867 | 9940.3326 | 119.1457 | 202.6471 | 76.3473 | 7.4 | 85.5993 | 3418320.4567 | 0 | 3683899.6122 | 0 | 0 | 0 | 463746.181 | 2950726.8375 | 7677185.9538 | 5239837.1639 | 23433716.205 | 961560.8286 | 10211172.0509 | 10211172.0509 | 9278650.4665 | 4763559.1523 | 0 | 34606449.0845 | 58859830.7542 | 56234.1325 | 5.9213 | 5844.3867 | 9940.3326 | 119.1457 | 202.6471
1 | 2700 | 707 | 0.04 | 15 | 15 | 7 | 7.4989e-11 | 5spot_SharedNeighbor | CO2 | Porous | Wet | R245fa | MinimizeLCOE_Brownfield | IgnoreSilica | 107.0944 | 16.7617 | 1.5561 | 4 | 5598.6811 | 9495.067 | 114.1367 | 193.5698 | 76.0626 | 7.3384 | 84.0346 | 3493294.4994 | 0 | 3794280.4549 | 0 | 0 | 0 | 356851.8598 | 2981326.4575 | 7756799.8883 | 5294175.3101 | 23676728.4701 | 961560.8286 | 10211172.0509 | 10211172.0509 | 9278650.4665 | 4763559.1523 | 0 | 34849461.3495 | 59102843.0192 | 74989.4209 | 6.2246 | 5598.6811 | 9495.067 | 114.1367 | 193.5698
1 | 2700 | 707 | 0.04 | 15 | 15 | 7 | 1e-10 | 5spot_SharedNeighbor | CO2 | Porous | Wet | R245fa | MinimizeLCOE_Brownfield | IgnoreSilica | 109.465 | 17.1585 | 1.6111 | 4 | 5407.4739 | 9170.8902 | 110.2387 | 186.961 | 75.8787 | 7.2991 | 84.7619 | 3538180.0174 | 0 | 3861846.3671 | 0 | 0 | 0 | 244099.9987 | 2981209.2894 | 7756495.041 | 5293967.2455 | 23675797.959 | 961560.8286 | 10211172.0509 | 10211172.0509 | 9278650.4665 | 4763559.1523 | 0 | 34848530.8385 | 59101912.5082 | 100000 | 6.4445 | 5407.4739 | 9170.8902 | 110.2387 | 186.961
1 | 2700 | 707 | 0.04 | 15 | 15 | 7 | 1.3335e-10 | 5spot_SharedNeighbor | CO2 | Porous | Wet | R245fa | MinimizeLCOE_Brownfield | IgnoreSilica | 104.6608 | 16.4515 | 1.592 | 4 | 5241.7289 | 9050.2667 | 106.8597 | 184.5019 | 76.2354 | 7.3768 | 72.1141 | 3445736.0245 | 0 | 3724306.5826 | 0 | 0 | 0 | 0 | 2796316.6168 | 7275442.2335 | 4965638.8197 | 22207440.2772 | 961560.8286 | 10211172.0509 | 10211172.0509 | 9278650.4665 | 4763559.1523 | 0 | 33380173.1567 | 57633554.8264 | 133352.1432 | 6.3682 | 5241.7289 | 9050.2667 | 106.8597 | 184.5019
1 | 2700 | 707 | 0.04 | 15 | 15 | 7 | 1.7783e-10 | 5spot_SharedNeighbor | CO2 | Porous | Wet | R245fa | MinimizeLCOE_Brownfield | IgnoreSilica | 113.525 | 17.8277 | 1.695 | 4 | 5115.133 | 8692.3592 | 104.2789 | 177.2055 | 75.5501 | 7.229 | 74.5866 | 3612790.1966 | 0 | 3977019.3074 | 0 | 0 | 0 | 0 | 2960025.7066 | 7701379.7037 | 5256349.8953 | 23507564.8096 | 961560.8286 | 10211172.0509 | 10211172.0509 | 9278650.4665 | 4763559.1523 | 0 | 34680297.6891 | 58933679.3588 | 177827.941 | 6.7799 | 5115.133 | 8692.3592 | 104.2789 | 177.2055
1 | 2700 | 707 | 0.04 | 15 | 15 | 7 | 2.3714e-10 | 5spot_SharedNeighbor | CO2 | Porous | Wet | R245fa | MinimizeLCOE_Brownfield | IgnoreSilica | 120.7996 | 18.952 | 1.7731 | 4 | 5034.7601 | 8454.443 | 102.6404 | 172.3553 | 74.9296 | 7.0978 | 70.9862 | 3739967.2441 | 0 | 4181645.5801 | 0 | 0 | 0 | 0 | 3089429.0015 | 8038060.5328 | 5486141.4792 | 24535243.8377 | 961560.8286 | 10211172.0509 | 10211172.0509 | 9278650.4665 | 4763559.1523 | 0 | 35707976.7172 | 59961358.3869 | 237137.3706 | 7.0923 | 5034.7601 | 8454.443 | 102.6404 | 172.3553
1 | 2700 | 707 | 0.04 | 15 | 15 | 7 | 3.1623e-10 | 5spot_SharedNeighbor | CO2 | Porous | Wet | R245fa | MinimizeLCOE_Brownfield | IgnoreSilica | 126.5855 | 19.8425 | 1.8308 | 4 | 4984.2262 | 8296.0981 | 101.6102 | 169.1272 | 74.3991 | 6.9874 | 67.9753 | 3834697.9493 | 0 | 4342732.1824 | 0 | 0 | 0 | 0 | 3189197.7514 | 8297638.3546 | 5663308.6764 | 25327574.9141 | 961560.8286 | 10211172.0509 | 10211172.0509 | 9278650.4665 | 4763559.1523 | 0 | 36500307.7936 | 60753689.4633 | 316227.766 | 7.3232 | 4984.2262 | 8296.0981 | 101.6102 | 169.1272
1 | 2700 | 707 | 0.04 | 15 | 15 | 7 | 4.217e-10 | 5spot_SharedNeighbor | CO2 | Porous | Wet | R245fa | MinimizeLCOE_Brownfield | IgnoreSilica | 131.1365 | 20.5407 | 1.8733 | 4 | 4952.3343 | 8189.1244 | 100.96 | 166.9464 | 73.958 | 6.8965 | 57.641 | 3905117.429 | 0 | 4468521.1683 | 0 | 0 | 0 | 0 | 3265719.0529 | 8496731.0847 | 5799193.5557 | 25935282.2905 | 961560.8286 | 10211172.0509 | 10211172.0509 | 9278650.4665 | 4763559.1523 | 0 | 37108015.17 | 61361396.8397 | 421696.5034 | 7.493 | 4952.3343 | 8189.1244 | 100.96 | 166.9464
1 | 2700 | 707 | 0.04 | 15 | 15 | 7 | 5.6234e-10 | 5spot_SharedNeighbor | CO2 | Porous | Wet | R245fa | MinimizeLCOE_Brownfield | IgnoreSilica | 134.6689 | 21.0813 | 1.9044 | 4 | 4932.1415 | 8116.0698 | 100.5484 | 165.4571 | 73.601 | 6.8235 | 69.8703 | 3957255.7696 | 0 | 4565636.2627 | 0 | 0 | 0 | 0 | 3323927.8926 | 8648178.5452 | 5902559.5594 | 26397558.0296 | 961560.8286 | 10211172.0509 | 10211172.0509 | 9278650.4665 | 4763559.1523 | 0 | 37570290.9091 | 61823672.5788 | 562341.3252 | 7.6174 | 4932.1415 | 8116.0698 | 100.5484 | 165.4571
1 | 2700 | 707 | 0.04 | 15 | 15 | 7 | 7.4989e-10 | 5spot_SharedNeighbor | CO2 | Porous | Wet | R245fa | MinimizeLCOE_Brownfield | IgnoreSilica | 137.3775 | 21.495 | 1.9271 | 4 | 4919.2553 | 8065.6486 | 100.2857 | 164.4292 | 73.3186 | 6.7661 | 64.7652 | 3995734.1605 | 0 | 4639794.6254 | 0 | 0 | 0 | 0 | 3367856.2265 | 8762471.0591 | 5980566.5486 | 26746422.6202 | 961560.8286 | 10211172.0509 | 10211172.0509 | 9278650.4665 | 4763559.1523 | 0 | 37919155.4997 | 62172537.1694 | 749894.2093 | 7.7083 | 4919.2553 | 8065.6486 | 100.2857 | 164.4292
1 | 2700 | 707 | 0.04 | 15 | 15 | 7 | 1e-09 | 5spot_SharedNeighbor | CO2 | Porous | Wet | R245fa | MinimizeLCOE_Brownfield | IgnoreSilica | 139.3265 | 21.7913 | 1.943 | 4 | 4910.8654 | 8031.4791 | 100.1146 | 163.7326 | 73.1136 | 6.7251 | 62.9405 | 4022805.7345 | 0 | 4692809.1736 | 0 | 0 | 0 | 0 | 3399089.8142 | 8843734.4473 | 6036030.4808 | 26994469.6504 | 961560.8286 | 10211172.0509 | 10211172.0509 | 9278650.4665 | 4763559.1523 | 0 | 38167202.5299 | 62420584.1996 | 1000000 | 7.772 | 4910.8654 | 8031.4791 | 100.1146 | 163.7326
1 | 2700 | 707 | 0.04 | 15 | 15 | 7 | 1.3335e-09 | 5spot_SharedNeighbor | CO2 | Porous | Wet | R245fa | MinimizeLCOE_Brownfield | IgnoreSilica | 140.8929 | 22.0298 | 1.9553 | 4 | 4905.333 | 8006.3836 | 100.0018 | 163.221 | 72.9437 | 6.6909 | 60.3184 | 4043910.9969 | 0 | 4735473.4055 | 0 | 0 | 0 | 0 | 3423959.9169 | 8908441.3531 | 6080194.2737 | 27191979.9461 | 961560.8286 | 10211172.0509 | 10211172.0509 | 9278650.4665 | 4763559.1523 | 0 | 38364712.8256 | 62618094.4953 | 1333521.4322 | 7.821 | 4905.333 | 8006.3836 | 100.0018 | 163.221
1 | 2700 | 707 | 0.04 | 15 | 15 | 7 | 1.7783e-09 | 5spot_SharedNeighbor | CO2 | Porous | Wet | R245fa | MinimizeLCOE_Brownfield | IgnoreSilica | 142.0844 | 22.2112 | 1.9643 | 4 | 4901.6413 | 7988.3584 | 99.9266 | 162.8535 | 72.8126 | 6.6645 | 64.0976 | 4059654.7042 | 0 | 4767883.0897 | 0 | 0 | 0 | 0 | 3442739.7396 | 8957302.5995 | 6113543.0783 | 27341123.2114 | 961560.8286 | 10211172.0509 | 10211172.0509 | 9278650.4665 | 4763559.1523 | 0 | 38513856.0909 | 62767237.7606 | 1778279.41 | 7.8573 | 4901.6413 | 7988.3584 | 99.9266 | 162.8535
1 | 2700 | 707 | 0.04 | 15 | 15 | 7 | 2.3714e-09 | 5spot_SharedNeighbor | CO2 | Porous | Wet | R245fa | MinimizeLCOE_Brownfield | IgnoreSilica | 142.9735 | 22.3463 | 1.971 | 4 | 4899.1165 | 7975.4037 | 99.8751 | 162.5894 | 72.7141 | 6.6448 | 58.077 | 4071251.0154 | 0 | 4792018.919 | 0 | 0 | 0 | 0 | 3456675.2744 | 8993560.0024 | 6138289.5008 | 27451794.7119 | 961560.8286 | 10211172.0509 | 10211172.0509 | 9278650.4665 | 4763559.1523 | 0 | 38624527.5914 | 62877909.2611 | 2371373.7057 | 7.884 | 4899.1165 | 7975.4037 | 99.8751 | 162.5894
1 | 2700 | 707 | 0.04 | 15 | 15 | 7 | 3.1623e-09 | 5spot_SharedNeighbor | CO2 | Porous | Wet | R245fa | MinimizeLCOE_Brownfield | IgnoreSilica | 143.6508 | 22.4492 | 1.976 | 4 | 4897.382 | 7965.91 | 99.8398 | 162.3958 | 72.6383 | 6.6296 | 62.6534 | 4079975.0939 | 0 | 4810402.5089 | 0 | 0 | 0 | 0 | 3467247.2651 | 9021066.1536 | 6157063.0142 | 27535754.0358 | 961560.8286 | 10211172.0509 | 10211172.0509 | 9278650.4665 | 4763559.1523 | 0 | 38708486.9152 | 62961868.585 | 3162277.6602 | 7.9039 | 4897.382 | 7965.91 | 99.8398 | 162.3958
1 | 2700 | 707 | 0.04 | 15 | 15 | 7 | 4.217e-09 | 5spot_SharedNeighbor | CO2 | Porous | Wet | R245fa | MinimizeLCOE_Brownfield | IgnoreSilica | 144.165 | 22.5273 | 1.9797 | 4 | 4896.1751 | 7958.9204 | 99.8152 | 162.2534 | 72.5803 | 6.618 | 68.8378 | 4086533.1462 | 0 | 4824355.297 | 0 | 0 | 0 | 0 | 3475246.4929 | 9041878.5033 | 6171267.8705 | 27599281.3099 | 961560.8286 | 10211172.0509 | 10211172.0509 | 9278650.4665 | 4763559.1523 | 0 | 38772014.1894 | 63025395.8591 | 4216965.0343 | 7.9188 | 4896.1751 | 7958.9204 | 99.8152 | 162.2534
1 | 2700 | 707 | 0.04 | 15 | 15 | 7 | 5.6234e-09 | 5spot_SharedNeighbor | CO2 | Porous | Wet | R245fa | MinimizeLCOE_Brownfield | IgnoreSilica | 144.5522 | 22.5862 | 1.9825 | 4 | 4895.3206 | 7953.766 | 99.7977 | 162.1483 | 72.5365 | 6.6092 | 66.9755 | 4091439.3489 | 0 | 4834860.7636 | 0 | 0 | 0 | 0 | 3481257.0439 | 9057516.7242 | 6181941.2776 | 27647015.1582 | 961560.8286 | 10211172.0509 | 10211172.0509 | 9278650.4665 | 4763559.1523 | 0 | 38819748.0377 | 63073129.7074 | 5623413.2519 | 7.93 | 4895.3206 | 7953.766 | 99.7977 | 162.1483
1 | 2700 | 707 | 0.04 | 15 | 15 | 7 | 7.4989e-09 | 5spot_SharedNeighbor | CO2 | Porous | Wet | R245fa | MinimizeLCOE_Brownfield | IgnoreSilica | 144.8838 | 22.6368 | 1.9848 | 4 | 4894.8006 | 7949.7125 | 99.7871 | 162.0656 | 72.4978 | 6.6013 | 60.6708 | 4095544.7106 | 0 | 4843919.4039 | 0 | 0 | 0 | 0 | 3486391.0047 | 9070874.237 | 6191058.0546 | 27687787.4107 | 961560.8286 | 10211172.0509 | 10211172.0509 | 9278650.4665 | 4763559.1523 | 0 | 38860520.2902 | 63113901.9599 | 7498942.0933 | 7.9391 | 4894.8006 | 7949.7125 | 99.7871 | 162.0656
1 | 2700 | 707 | 0.04 | 15 | 15 | 7 | 1e-08 | 5spot_SharedNeighbor | CO2 | Porous | Wet | R245fa | MinimizeLCOE_Brownfield | IgnoreSilica | 145.047 | 22.6612 | 1.986 | 4 | 4894.2289 | 7947.208 | 99.7755 | 162.0146 | 72.4806 | 6.5981 | 69.678 | 4097692.6016 | 0 | 4848248.3308 | 0 | 0 | 0 | 0 | 3488916.9636 | 9077446.2641 | 6195543.5981 | 27707847.7582 | 961560.8286 | 10211172.0509 | 10211172.0509 | 9278650.4665 | 4763559.1523 | 0 | 38880580.6377 | 63133962.3074 | 10000000 | 7.9442 | 4894.2289 | 7947.208 | 99.7755 | 162.0146
1 | 2800 | 707 | 0.04 | 15 | 15 | 7 | 1e-13 | 5spot_SharedNeighbor | CO2 | Porous | Wet | R245fa | MinimizeLCOE_Brownfield | IgnoreSilica | 0.93774 | 0.042815 | 0.0024287 | 4 | 1265862.8045 | 3848109.3193 | 25806.3255 | 78448.9134 | 58.3764 | 7.2955 | 37.1025 | 92480.4268 | 0 | 55676.9832 | 0 | 0 | 0 | 75568.4999 | 87253.1049 | 227014.6808 | 154942.1843 | 692935.88 | 961560.8286 | 10642951.9172 | 10642951.9172 | 9533441.692 | 4909297.9377 | 0 | 12297448.6258 | 37383140.1727 | 100 | 0.0097147 | 1265862.8045 | 3848109.3193 | 25806.3255 | 78448.9134
1 | 2800 | 707 | 0.04 | 15 | 15 | 7 | 1.3335e-13 | 5spot_SharedNeighbor | CO2 | Porous | Wet | R245fa | MinimizeLCOE_Brownfield | IgnoreSilica | 1.3013 | 0.08825 | 0.0049889 | 4 | 628977.6994 | 1886054.2025 | 12822.5612 | 38449.766 | 63.1018 | 7.6344 | 115.3651 | 127496.8079 | 0 | 81694.7313 | 0 | 0 | 0 | 96596.2929 | 119257.2545 | 310282.9133 | 211774.464 | 947102.4639 | 961560.8286 | 10642951.9172 | 10642951.9172 | 9533441.692 | 4909297.9377 | 0 | 12551615.2097 | 37637306.7566 | 133.3521 | 0.019956 | 628977.6994 | 1886054.2025 | 12822.5612 | 38449.766
1 | 2800 | 707 | 0.04 | 15 | 15 | 7 | 1.7783e-13 | 5spot_SharedNeighbor | CO2 | Porous | Wet | R245fa | MinimizeLCOE_Brownfield | IgnoreSilica | 1.7875 | 0.15381 | 0.008816 | 4 | 364932.7809 | 1076304.2903 | 7439.6483 | 21941.9188 | 67.1507 | 7.8936 | 168.0022 | 171029.6618 | 0 | 114774.5062 | 0 | 0 | 0 | 122434.5009 | 159213.0809 | 414239.7774 | 282727.1599 | 1264418.6872 | 961560.8286 | 10642951.9172 | 10642951.9172 | 9533441.692 | 4909297.9377 | 0 | 12868931.433 | 37954622.9799 | 177.8279 | 0.035264 | 364932.7809 | 1076304.2903 | 7439.6483 | 21941.9188
1 | 2800 | 707 | 0.04 | 15 | 15 | 7 | 2.3714e-13 | 5spot_SharedNeighbor | CO2 | Porous | Wet | R245fa | MinimizeLCOE_Brownfield | IgnoreSilica | 2.3904 | 0.24028 | 0.014259 | 4 | 231923.0004 | 671732.5497 | 4728.0641 | 13694.1766 | 70.3579 | 8.0788 | 233.0877 | 220861.5276 | 0 | 153581.2216 | 0 | 0 | 0 | 149835.9425 | 204468.6898 | 531985.5884 | 363091.0953 | 1623824.0652 | 961560.8286 | 10642951.9172 | 10642951.9172 | 9533441.692 | 4909297.9377 | 0 | 13228336.811 | 38314028.3579 | 237.1374 | 0.057038 | 231923.0004 | 671732.5497 | 4728.0641 | 13694.1766
1 | 2800 | 707 | 0.04 | 15 | 15 | 7 | 3.1623e-13 | 5spot_SharedNeighbor | CO2 | Porous | Wet | R245fa | MinimizeLCOE_Brownfield | IgnoreSilica | 3.1614 | 0.3547 | 0.021799 | 4 | 156555.3013 | 444246.2269 | 3191.5916 | 9056.5602 | 72.9798 | 8.2178 | 52.7249 | 279598.2116 | 0 | 200493.0734 | 0 | 0 | 0 | 180684.0103 | 257702.3652 | 670488.6921 | 457622.3095 | 2046588.6621 | 961560.8286 | 10642951.9172 | 10642951.9172 | 9533441.692 | 4909297.9377 | 0 | 13651101.4079 | 38736792.9548 | 316.2278 | 0.087197 | 156555.3013 | 444246.2269 | 3191.5916 | 9056.5602
1 | 2800 | 707 | 0.04 | 15 | 15 | 7 | 4.217e-13 | 5spot_SharedNeighbor | CO2 | Porous | Wet | R245fa | MinimizeLCOE_Brownfield | IgnoreSilica | 4.1554 | 0.50531 | 0.032067 | 4 | 110346.9107 | 305921.6694 | 2249.571 | 6236.627 | 75.12 | 8.3234 | 56.7189 | 349350.761 | 0 | 257661.0265 | 0 | 0 | 0 | 216072.3358 | 321002.8081 | 835183.4599 | 570029.8727 | 2549300.2638 | 961560.8286 | 10642951.9172 | 10642951.9172 | 9533441.692 | 4909297.9377 | 0 | 14153813.0096 | 39239504.5565 | 421.6965 | 0.12827 | 110346.9107 | 305921.6694 | 2249.571 | 6236.627
1 | 2800 | 707 | 0.04 | 15 | 15 | 7 | 5.6234e-13 | 5spot_SharedNeighbor | CO2 | Porous | Wet | R245fa | MinimizeLCOE_Brownfield | IgnoreSilica | 5.4413 | 0.70264 | 0.045894 | 4 | 80372.329 | 217022.3068 | 1638.4986 | 4424.2933 | 76.8524 | 8.4039 | 55.6579 | 432440.5251 | 0 | 327559.4328 | 0 | 0 | 0 | 257010.2859 | 396633.9951 | 1031960.2943 | 704334.1056 | 3149938.6387 | 961560.8286 | 10642951.9172 | 10642951.9172 | 9533441.692 | 4909297.9377 | 0 | 14754451.3845 | 39840142.9314 | 562.3413 | 0.18358 | 80372.329 | 217022.3068 | 1638.4986 | 4424.2933
1 | 2800 | 707 | 0.04 | 15 | 15 | 7 | 7.4989e-13 | 5spot_SharedNeighbor | CO2 | Porous | Wet | R245fa | MinimizeLCOE_Brownfield | IgnoreSilica | 7.0855 | 0.95734 | 0.064329 | 4 | 60091.7374 | 157581.0499 | 1225.0513 | 3212.5028 | 78.2268 | 8.4643 | 60.7919 | 530364.3504 | 0 | 412101.4013 | 0 | 0 | 0 | 303197.1366 | 485808.5264 | 1263974.1327 | 862688.3177 | 3858133.8651 | 961560.8286 | 10642951.9172 | 10642951.9172 | 9533441.692 | 4909297.9377 | 0 | 15462646.6109 | 40548338.1578 | 749.8942 | 0.25732 | 60091.7374 | 157581.0499 | 1225.0513 | 3212.5028
1 | 2800 | 707 | 0.04 | 15 | 15 | 7 | 1e-12 | 5spot_SharedNeighbor | CO2 | Porous | Wet | R245fa | MinimizeLCOE_Brownfield | IgnoreSilica | 9.166 | 1.2819 | 0.088686 | 4 | 45916.7513 | 116631.5223 | 936.0751 | 2377.6913 | 79.302 | 8.5089 | 55.56 | 644786.4761 | 0 | 513433.7069 | 0 | 0 | 0 | 354155.8951 | 589826.6704 | 1534608.0063 | 1047401.4974 | 4684212.2521 | 961560.8286 | 10642951.9172 | 10642951.9172 | 9533441.692 | 4909297.9377 | 0 | 16288724.9979 | 41374416.5448 | 1000 | 0.35474 | 45916.7513 | 116631.5223 | 936.0751 | 2377.6913
1 | 2800 | 707 | 0.04 | 15 | 15 | 7 | 1.3335e-12 | 5spot_SharedNeighbor | CO2 | Porous | Wet | R245fa | MinimizeLCOE_Brownfield | IgnoreSilica | 11.8339 | 1.6997 | 0.12077 | 4 | 35751.4677 | 87679.4762 | 728.842 | 1787.4647 | 80.1489 | 8.5412 | 45.5864 | 780466.0547 | 0 | 636648.562 | 0 | 0 | 0 | 412415.6258 | 713516.7946 | 1856424.3371 | 1267047.7557 | 5666519.1299 | 961560.8286 | 10642951.9172 | 10642951.9172 | 9533441.692 | 4909297.9377 | 0 | 17271031.8756 | 42356723.4225 | 1333.5214 | 0.48309 | 35751.4677 | 87679.4762 | 728.842 | 1787.4647
1 | 2800 | 707 | 0.04 | 15 | 15 | 7 | 1.7783e-12 | 5spot_SharedNeighbor | CO2 | Porous | Wet | R245fa | MinimizeLCOE_Brownfield | IgnoreSilica | 15.1977 | 2.2285 | 0.16264 | 4 | 28309.0544 | 66869.3314 | 577.1184 | 1363.2218 | 80.7978 | 8.5625 | 65.4974 | 938867.04 | 0 | 784130.9875 | 0 | 0 | 0 | 476423.1737 | 857774.2685 | 2231752.6929 | 1523217.0708 | 6812165.2335 | 961560.8286 | 10642951.9172 | 10642951.9172 | 9533441.692 | 4909297.9377 | 0 | 18416677.9793 | 43502369.5262 | 1778.2794 | 0.65056 | 28309.0544 | 66869.3314 | 577.1184 | 1363.2218
1 | 2800 | 707 | 0.04 | 15 | 15 | 7 | 2.3714e-12 | 5spot_SharedNeighbor | CO2 | Porous | Wet | R245fa | MinimizeLCOE_Brownfield | IgnoreSilica | 19.4024 | 2.8919 | 0.21678 | 4 | 22767.1507 | 51696.6518 | 464.1392 | 1053.9062 | 81.2826 | 8.5732 | 62.0478 | 1122491.2365 | 0 | 959400.479 | 0 | 0 | 0 | 545470.9621 | 1024671.4443 | 2665984.9089 | 1819589.4809 | 8137608.5116 | 961560.8286 | 10642951.9172 | 10642951.9172 | 9533441.692 | 4909297.9377 | 0 | 19742121.2574 | 44827812.8043 | 2371.3737 | 0.86713 | 22767.1507 | 51696.6518 | 464.1392 | 1053.9062
1 | 2800 | 707 | 0.04 | 15 | 15 | 7 | 3.1623e-12 | 5spot_SharedNeighbor | CO2 | Porous | Wet | R245fa | MinimizeLCOE_Brownfield | IgnoreSilica | 24.6176 | 3.7174 | 0.28609 | 4 | 18582.9743 | 40504.0332 | 378.8391 | 825.7295 | 81.6281 | 8.573 | 61.9465 | 1334002.1152 | 0 | 1166433.5733 | 0 | 0 | 0 | 618841.2657 | 1216518.0121 | 3165130.3254 | 2160266.484 | 9661191.7757 | 961560.8286 | 10642951.9172 | 10642951.9172 | 9533441.692 | 4909297.9377 | 0 | 21265704.5215 | 46351396.0684 | 3162.2777 | 1.1444 | 18582.9743 | 40504.0332 | 378.8391 | 825.7295
1 | 2800 | 707 | 0.04 | 15 | 15 | 7 | 4.217e-12 | 5spot_SharedNeighbor | CO2 | Porous | Wet | R245fa | MinimizeLCOE_Brownfield | IgnoreSilica | 30.9908 | 4.7297 | 0.3735 | 4 | 15388.8355 | 32179.9358 | 313.7222 | 656.0315 | 81.8473 | 8.5598 | 49.1854 | 1574271.2434 | 0 | 1407824.3451 | 0 | 0 | 0 | 694133.251 | 1433729.2474 | 3730269.4035 | 2545985.5172 | 11386213.0077 | 961560.8286 | 10642951.9172 | 10642951.9172 | 9533441.692 | 4909297.9377 | 0 | 22990725.7534 | 48076417.3003 | 4216.965 | 1.494 | 15388.8355 | 32179.9358 | 313.7222 | 656.0315
1 | 2800 | 707 | 0.04 | 15 | 15 | 7 | 5.6234e-12 | 5spot_SharedNeighbor | CO2 | Porous | Wet | R245fa | MinimizeLCOE_Brownfield | IgnoreSilica | 38.6083 | 5.9444 | 0.4814 | 4 | 12930.4899 | 25958.0883 | 263.6055 | 529.1907 | 81.9446 | 8.5309 | 57.2576 | 1841437.5827 | 0 | 1683764.9925 | 0 | 0 | 0 | 767047.9849 | 1673977.7184 | 4355346.6433 | 2972613.5775 | 13294188.4992 | 961560.8286 | 10642951.9172 | 10642951.9172 | 9533441.692 | 4909297.9377 | 0 | 24898701.245 | 49984392.7919 | 5623.4133 | 1.9256 | 12930.4899 | 25958.0883 | 263.6055 | 529.1907
1 | 2800 | 707 | 0.04 | 15 | 15 | 7 | 7.4989e-12 | 5spot_SharedNeighbor | CO2 | Porous | Wet | R245fa | MinimizeLCOE_Brownfield | IgnoreSilica | 47.3755 | 7.3492 | 0.61025 | 4 | 11029.2832 | 21306.1415 | 224.8469 | 434.3545 | 81.9176 | 8.4831 | 65.2227 | 2127688.2329 | 0 | 1988439.2922 | 0 | 0 | 0 | 829492.4582 | 1928791.7935 | 5018320.597 | 3425106.9236 | 15317839.2974 | 961560.8286 | 10642951.9172 | 10642951.9172 | 9533441.692 | 4909297.9377 | 0 | 26922352.0432 | 52008043.5901 | 7498.9421 | 2.441 | 11029.2832 | 21306.1415 | 224.8469 | 434.3545
1 | 2800 | 707 | 0.04 | 15 | 15 | 7 | 1e-11 | 5spot_SharedNeighbor | CO2 | Porous | Wet | R245fa | MinimizeLCOE_Brownfield | IgnoreSilica | 57.0413 | 8.9061 | 0.75777 | 4 | 9557.5349 | 17833.6533 | 194.8433 | 363.5631 | 81.762 | 8.414 | 72.61 | 2421602.0558 | 0 | 2311871.9959 | 0 | 0 | 0 | 873193.9368 | 2186600.5155 | 5689086.0079 | 3882918.0994 | 17365272.6114 | 961560.8286 | 10642951.9172 | 10642951.9172 | 9533441.692 | 4909297.9377 | 0 | 28969785.3572 | 54055476.9041 | 10000 | 3.0311 | 9557.5349 | 17833.6533 | 194.8433 | 363.5631
1 | 2800 | 707 | 0.04 | 15 | 15 | 7 | 1.3335e-11 | 5spot_SharedNeighbor | CO2 | Porous | Wet | R245fa | MinimizeLCOE_Brownfield | IgnoreSilica | 67.3749 | 10.5772 | 0.91984 | 4 | 8416.3269 | 15234.2554 | 171.5782 | 310.5709 | 81.4723 | 8.3216 | 89.0964 | 2714053.8444 | 0 | 2641986.8878 | 0 | 0 | 0 | 895394.5462 | 2438059.7586 | 6343331.377 | 4329454.0072 | 19362280.4212 | 961560.8286 | 10642951.9172 | 10642951.9172 | 9533441.692 | 4909297.9377 | 0 | 30966793.167 | 56052484.7139 | 13335.2143 | 3.6794 | 8416.3269 | 15234.2554 | 171.5782 | 310.5709
1 | 2800 | 707 | 0.04 | 15 | 15 | 7 | 1.7783e-11 | 5spot_SharedNeighbor | CO2 | Porous | Wet | R245fa | MinimizeLCOE_Brownfield | IgnoreSilica | 77.2434 | 12.1841 | 1.0833 | 4 | 7538.9582 | 13328.2713 | 153.6919 | 271.7148 | 81.0853 | 8.2157 | 88.308 | 2974253.5201 | 0 | 2947279.0052 | 0 | 0 | 0 | 878870.0393 | 2652157.0002 | 6900368.4824 | 4709643.2776 | 21062571.325 | 961560.8286 | 10642951.9172 | 10642951.9172 | 9533441.692 | 4909297.9377 | 0 | 32667084.0708 | 57752775.6177 | 17782.7941 | 4.3331 | 7538.9582 | 13328.2713 | 153.6919 | 271.7148
1 | 2800 | 707 | 0.04 | 15 | 15 | 7 | 2.3714e-11 | 5spot_SharedNeighbor | CO2 | Porous | Wet | R245fa | MinimizeLCOE_Brownfield | IgnoreSilica | 86.3445 | 13.6735 | 1.2401 | 4 | 6867.8085 | 11925.1977 | 140.0096 | 243.1113 | 80.6367 | 8.1028 | 69.4955 | 3198615.5655 | 0 | 3221959.8441 | 0 | 0 | 0 | 831408.0856 | 2828273.5631 | 7358587.6525 | 5022387.2767 | 22461231.9875 | 961560.8286 | 10642951.9172 | 10642951.9172 | 9533441.692 | 4909297.9377 | 0 | 34065744.7333 | 59151436.2802 | 23713.7371 | 4.9602 | 6867.8085 | 11925.1977 | 140.0096 | 243.1113
1 | 2800 | 707 | 0.04 | 15 | 15 | 7 | 3.1623e-11 | 5spot_SharedNeighbor | CO2 | Porous | Wet | R245fa | MinimizeLCOE_Brownfield | IgnoreSilica | 94.2956 | 14.9808 | 1.3823 | 4 | 6355.8564 | 10892.926 | 129.5727 | 222.067 | 80.174 | 7.9921 | 81.3608 | 3382741.6472 | 0 | 3457208.4185 | 0 | 0 | 0 | 759474.2405 | 2963775.4794 | 7711135.8435 | 5263008.6612 | 23537344.2903 | 961560.8286 | 10642951.9172 | 10642951.9172 | 9533441.692 | 4909297.9377 | 0 | 35141857.0361 | 60227548.583 | 31622.7766 | 5.5291 | 6355.8564 | 10892.926 | 129.5727 | 222.067
1 | 2800 | 707 | 0.04 | 15 | 15 | 7 | 4.217e-11 | 5spot_SharedNeighbor | CO2 | Porous | Wet | R245fa | MinimizeLCOE_Brownfield | IgnoreSilica | 100.9628 | 16.0817 | 1.5055 | 4 | 5965.7295 | 10131.3527 | 121.6195 | 206.5413 | 79.7358 | 7.8908 | 101.4353 | 3528706.7846 | 0 | 3651417.2372 | 0 | 0 | 0 | 672494.9795 | 3062521.4105 | 7968052.5006 | 5438359.5588 | 24321552.4711 | 961560.8286 | 10642951.9172 | 10642951.9172 | 9533441.692 | 4909297.9377 | 0 | 35926065.2169 | 61011756.7638 | 42169.6503 | 6.0221 | 5965.7295 | 10131.3527 | 121.6195 | 206.5413
1 | 2800 | 707 | 0.04 | 15 | 15 | 7 | 5.6234e-11 | 5spot_SharedNeighbor | CO2 | Porous | Wet | R245fa | MinimizeLCOE_Brownfield | IgnoreSilica | 106.3024 | 16.9675 | 1.6079 | 4 | 5668.2281 | 9568.6825 | 115.5545 | 195.0705 | 79.3517 | 7.8041 | 101.8275 | 3640074.8794 | 0 | 3805105.035 | 0 | 0 | 0 | 578244.211 | 3129135.4089 | 8141368.4601 | 5556651.2624 | 24850579.2568 | 961560.8286 | 10642951.9172 | 10642951.9172 | 9533441.692 | 4909297.9377 | 0 | 36455092.0026 | 61540783.5495 | 56234.1325 | 6.4315 | 5668.2281 | 9568.6825 | 115.5545 | 195.0705
1 | 2800 | 707 | 0.04 | 15 | 15 | 7 | 7.4989e-11 | 5spot_SharedNeighbor | CO2 | Porous | Wet | R245fa | MinimizeLCOE_Brownfield | IgnoreSilica | 110.4707 | 17.6623 | 1.6905 | 4 | 5440.4902 | 9150.2871 | 110.9118 | 186.541 | 79.0302 | 7.7324 | 82.6342 | 3723519.5516 | 0 | 3924009.0207 | 0 | 0 | 0 | 483593.6362 | 3171137.6613 | 8250649.705 | 5631237.9576 | 25184147.5324 | 961560.8286 | 10642951.9172 | 10642951.9172 | 9533441.692 | 4909297.9377 | 0 | 36788660.2782 | 61874351.8251 | 74989.4209 | 6.762 | 5440.4902 | 9150.2871 | 110.9118 | 186.541
1 | 2800 | 707 | 0.04 | 15 | 15 | 7 | 1e-10 | 5spot_SharedNeighbor | CO2 | Porous | Wet | R245fa | MinimizeLCOE_Brownfield | IgnoreSilica | 113.4844 | 18.1683 | 1.7541 | 4 | 5266.3093 | 8841.6389 | 107.3608 | 180.2488 | 78.7874 | 7.6792 | 87.1182 | 3782027.5845 | 0 | 4009416.1415 | 0 | 0 | 0 | 391821.9464 | 3191473.6122 | 8303559.6777 | 5667350.1012 | 25345649.0635 | 961560.8286 | 10642951.9172 | 10642951.9172 | 9533441.692 | 4909297.9377 | 0 | 36950161.8093 | 62035853.3562 | 100000 | 7.0163 | 5266.3093 | 8841.6389 | 107.3608 | 180.2488
1 | 2800 | 707 | 0.04 | 15 | 15 | 7 | 1.3335e-10 | 5spot_SharedNeighbor | CO2 | Porous | Wet | R245fa | MinimizeLCOE_Brownfield | IgnoreSilica | 115.4935 | 18.5105 | 1.8011 | 4 | 5131.9954 | 8614.0497 | 104.6227 | 175.6091 | 78.6198 | 7.6427 | 83.3865 | 3820124.9913 | 0 | 4066103.4547 | 0 | 0 | 0 | 304193.9785 | 3194264.7456 | 8310821.6341 | 5672306.5356 | 25367815.3398 | 961560.8286 | 10642951.9172 | 10642951.9172 | 9533441.692 | 4909297.9377 | 0 | 36972328.0856 | 62058019.6325 | 133352.1432 | 7.2043 | 5131.9954 | 8614.0497 | 104.6227 | 175.6091
1 | 2800 | 707 | 0.04 | 15 | 15 | 7 | 1.7783e-10 | 5spot_SharedNeighbor | CO2 | Porous | Wet | R245fa | MinimizeLCOE_Brownfield | IgnoreSilica | 116.4487 | 18.6823 | 1.8321 | 4 | 5027.4959 | 8450.5477 | 102.4923 | 172.2758 | 78.5375 | 7.6251 | 80.9244 | 3837935.1248 | 0 | 4092983.4778 | 0 | 0 | 0 | 218004.4465 | 3178079.9891 | 8268712.2179 | 5643565.9938 | 25239281.2499 | 961560.8286 | 10642951.9172 | 10642951.9172 | 9533441.692 | 4909297.9377 | 0 | 36843793.9957 | 61929485.5426 | 177827.941 | 7.3285 | 5027.4959 | 8450.5477 | 102.4923 | 172.2758
1 | 2800 | 707 | 0.04 | 15 | 15 | 7 | 2.3714e-10 | 5spot_SharedNeighbor | CO2 | Porous | Wet | R245fa | MinimizeLCOE_Brownfield | IgnoreSilica | 109.766 | 17.6552 | 1.7819 | 4 | 4936.2961 | 8455.8093 | 100.6331 | 172.3831 | 79.0741 | 7.7437 | 79.3262 | 3709045.0775 | 0 | 3903971.9076 | 0 | 0 | 0 | 0 | 2969076.6242 | 7724928.3347 | 5272422.3199 | 23579444.2639 | 961560.8286 | 10642951.9172 | 10642951.9172 | 9533441.692 | 4909297.9377 | 0 | 35183957.0096 | 60269648.5565 | 237137.3706 | 7.1276 | 4936.2961 | 8455.8093 | 100.6331 | 172.3831
1 | 2800 | 707 | 0.04 | 15 | 15 | 7 | 3.1623e-10 | 5spot_SharedNeighbor | CO2 | Porous | Wet | R245fa | MinimizeLCOE_Brownfield | IgnoreSilica | 115.3498 | 18.5418 | 1.851 | 4 | 4863.3905 | 8251.5642 | 99.1468 | 168.2193 | 78.6245 | 7.6445 | 67.6826 | 3817032.8256 | 0 | 4062055.0138 | 0 | 0 | 0 | 0 | 3072844.2574 | 7994910.4306 | 5456690.6479 | 24403533.1753 | 961560.8286 | 10642951.9172 | 10642951.9172 | 9533441.692 | 4909297.9377 | 0 | 36008045.9211 | 61093737.468 | 316227.766 | 7.4039 | 4863.3905 | 8251.5642 | 99.1468 | 168.2193
1 | 2800 | 707 | 0.04 | 15 | 15 | 7 | 4.217e-10 | 5spot_SharedNeighbor | CO2 | Porous | Wet | R245fa | MinimizeLCOE_Brownfield | IgnoreSilica | 119.7324 | 19.2357 | 1.9027 | 4 | 4814.1164 | 8110.1196 | 98.1423 | 165.3358 | 78.2501 | 7.5629 | 71.1809 | 3898052.535 | 0 | 4185060.3688 | 0 | 0 | 0 | 0 | 3152414.0325 | 8201934.6635 | 5597988.9408 | 25035450.5406 | 961560.8286 | 10642951.9172 | 10642951.9172 | 9533441.692 | 4909297.9377 | 0 | 36639963.2864 | 61725654.8333 | 421696.5034 | 7.6109 | 4814.1164 | 8110.1196 | 98.1423 | 165.3358
1 | 2800 | 707 | 0.04 | 15 | 15 | 7 | 5.6234e-10 | 5spot_SharedNeighbor | CO2 | Porous | Wet | R245fa | MinimizeLCOE_Brownfield | IgnoreSilica | 123.1432 | 19.7745 | 1.9414 | 4 | 4780.3026 | 8010.5981 | 97.4529 | 163.3069 | 77.9454 | 7.497 | 69.8759 | 3958796.6564 | 0 | 4280166.6511 | 0 | 0 | 0 | 0 | 3213195.6899 | 8360076.0682 | 5705923.6989 | 25518158.7646 | 961560.8286 | 10642951.9172 | 10642951.9172 | 9533441.692 | 4909297.9377 | 0 | 37122671.5104 | 62208363.0573 | 562341.3252 | 7.7658 | 4780.3026 | 8010.5981 | 97.4529 | 163.3069
1 | 2800 | 707 | 0.04 | 15 | 15 | 7 | 7.4989e-10 | 5spot_SharedNeighbor | CO2 | Porous | Wet | R245fa | MinimizeLCOE_Brownfield | IgnoreSilica | 125.7548 | 20.1862 | 1.9701 | 4 | 4756.9224 | 7940.18 | 96.9763 | 161.8713 | 77.7044 | 7.4454 | 79.7099 | 4003952.5003 | 0 | 4352631.2613 | 0 | 0 | 0 | 0 | 3259067.667 | 8479425.5428 | 5787382.1677 | 25882459.139 | 961560.8286 | 10642951.9172 | 10642951.9172 | 9533441.692 | 4909297.9377 | 0 | 37486971.8848 | 62572663.4317 | 749894.2093 | 7.8805 | 4756.9224 | 7940.18 | 96.9763 | 161.8713
1 | 2800 | 707 | 0.04 | 15 | 15 | 7 | 1e-09 | 5spot_SharedNeighbor | CO2 | Porous | Wet | R245fa | MinimizeLCOE_Brownfield | IgnoreSilica | 127.7453 | 20.4995 | 1.9914 | 4 | 4740.5188 | 7889.7325 | 96.6419 | 160.8429 | 77.5162 | 7.4052 | 66.7305 | 4037573.8822 | 0 | 4407662.0201 | 0 | 0 | 0 | 0 | 3293642.0019 | 8569380.87 | 5848778.527 | 26157037.3012 | 961560.8286 | 10642951.9172 | 10642951.9172 | 9533441.692 | 4909297.9377 | 0 | 37761550.047 | 62847241.5939 | 1000000 | 7.9657 | 4740.5188 | 7889.7325 | 96.6419 | 160.8429
1 | 2800 | 707 | 0.04 | 15 | 15 | 7 | 1.3335e-09 | 5spot_SharedNeighbor | CO2 | Porous | Wet | R245fa | MinimizeLCOE_Brownfield | IgnoreSilica | 129.2728 | 20.7398 | 2.0074 | 4 | 4728.7866 | 7852.9305 | 96.4027 | 160.0926 | 77.3687 | 7.3739 | 62.7762 | 4062880.1944 | 0 | 4449774.9672 | 0 | 0 | 0 | 0 | 3319935.513 | 8637791.1924 | 5895469.9777 | 26365851.8446 | 961560.8286 | 10642951.9172 | 10642951.9172 | 9533441.692 | 4909297.9377 | 0 | 37970364.5904 | 63056056.1373 | 1333521.4322 | 8.0296 | 4728.7866 | 7852.9305 | 96.4027 | 160.0926
1 | 2800 | 707 | 0.04 | 15 | 15 | 7 | 1.7783e-09 | 5spot_SharedNeighbor | CO2 | Porous | Wet | R245fa | MinimizeLCOE_Brownfield | IgnoreSilica | 130.4371 | 20.9228 | 2.0194 | 4 | 4720.3324 | 7825.9627 | 96.2304 | 159.5428 | 77.2546 | 7.3496 | 60.0103 | 4081880.9733 | 0 | 4481807.4581 | 0 | 0 | 0 | 0 | 3339838.4882 | 8689574.6513 | 5930813.2524 | 26523914.8234 | 961560.8286 | 10642951.9172 | 10642951.9172 | 9533441.692 | 4909297.9377 | 0 | 38128427.5691 | 63214119.1161 | 1778279.41 | 8.0775 | 4720.3324 | 7825.9627 | 96.2304 | 159.5428
1 | 2800 | 707 | 0.04 | 15 | 15 | 7 | 2.3714e-09 | 5spot_SharedNeighbor | CO2 | Porous | Wet | R245fa | MinimizeLCOE_Brownfield | IgnoreSilica | 131.2996 | 21.0583 | 2.0281 | 4 | 4714.2828 | 7806.4785 | 96.107 | 159.1456 | 77.1695 | 7.3316 | 62.7175 | 4095826.4862 | 0 | 4505501.5899 | 0 | 0 | 0 | 0 | 3354517.9497 | 8727767.5988 | 5956880.7239 | 26640494.3483 | 961560.8286 | 10642951.9172 | 10642951.9172 | 9533441.692 | 4909297.9377 | 0 | 38245007.0941 | 63330698.641 | 2371373.7057 | 8.1126 | 4714.2828 | 7806.4785 | 96.107 | 159.1456
1 | 2800 | 707 | 0.04 | 15 | 15 | 7 | 3.1623e-09 | 5spot_SharedNeighbor | CO2 | Porous | Wet | R245fa | MinimizeLCOE_Brownfield | IgnoreSilica | 131.9648 | 21.1627 | 2.0348 | 4 | 4709.8063 | 7791.8547 | 96.0158 | 158.8475 | 77.1031 | 7.3176 | 63.4998 | 4106467.703 | 0 | 4523750.945 | 0 | 0 | 0 | 0 | 3365785.2727 | 8757082.8621 | 5976888.9934 | 26729975.7763 | 961560.8286 | 10642951.9172 | 10642951.9172 | 9533441.692 | 4909297.9377 | 0 | 38334488.522 | 63420180.0689 | 3162277.6602 | 8.1393 | 4709.8063 | 7791.8547 | 96.0158 | 158.8475
1 | 2800 | 707 | 0.04 | 15 | 15 | 7 | 4.217e-09 | 5spot_SharedNeighbor | CO2 | Porous | Wet | R245fa | MinimizeLCOE_Brownfield | IgnoreSilica | 132.4586 | 21.2402 | 2.0398 | 4 | 4706.5473 | 7781.1471 | 95.9493 | 158.6292 | 77.0536 | 7.3071 | 70.394 | 4114328.2308 | 0 | 4537290.1503 | 0 | 0 | 0 | 0 | 3374131.1686 | 8778797.1713 | 5991709.4556 | 26796256.1766 | 961560.8286 | 10642951.9172 | 10642951.9172 | 9533441.692 | 4909297.9377 | 0 | 38400768.9224 | 63486460.4693 | 4216965.0343 | 8.159 | 4706.5473 | 7781.1471 | 95.9493 | 158.6292
1 | 2800 | 707 | 0.04 | 15 | 15 | 7 | 5.6234e-09 | 5spot_SharedNeighbor | CO2 | Porous | Wet | R245fa | MinimizeLCOE_Brownfield | IgnoreSilica | 132.8265 | 21.2979 | 2.0434 | 4 | 4704.1562 | 7773.2558 | 95.9006 | 158.4683 | 77.0166 | 7.2994 | 73.6814 | 4120159.721 | 0 | 4547367.4106 | 0 | 0 | 0 | 0 | 3380335.5813 | 8794939.7804 | 6002727.1181 | 26845529.6114 | 961560.8286 | 10642951.9172 | 10642951.9172 | 9533441.692 | 4909297.9377 | 0 | 38450042.3572 | 63535733.9041 | 5623413.2519 | 8.1736 | 4704.1562 | 7773.2558 | 95.9006 | 158.4683
1 | 2800 | 707 | 0.04 | 15 | 15 | 7 | 7.4989e-09 | 5spot_SharedNeighbor | CO2 | Porous | Wet | R245fa | MinimizeLCOE_Brownfield | IgnoreSilica | 133.1043 | 21.3414 | 2.0462 | 4 | 4702.3797 | 7767.359 | 95.8644 | 158.3481 | 76.9886 | 7.2935 | 69.8292 | 4124546.2058 | 0 | 4554975.117 | 0 | 0 | 0 | 0 | 3385013.3159 | 8807110.2863 | 6011033.7384 | 26882678.6634 | 961560.8286 | 10642951.9172 | 10642951.9172 | 9533441.692 | 4909297.9377 | 0 | 38487191.4092 | 63572882.9561 | 7498942.0933 | 8.1846 | 4702.3797 | 7767.359 | 95.8644 | 158.3481
1 | 2800 | 707 | 0.04 | 15 | 15 | 7 | 1e-08 | 5spot_SharedNeighbor | CO2 | Porous | Wet | R245fa | MinimizeLCOE_Brownfield | IgnoreSilica | 133.3212 | 21.3755 | 2.0483 | 4 | 4701.0304 | 7762.8292 | 95.8369 | 158.2558 | 76.9665 | 7.2888 | 72.3327 | 4127948.56 | 0 | 4560911.751 | 0 | 0 | 0 | 0 | 3388655.5213 | 8816586.5576 | 6017501.4883 | 26911603.8783 | 961560.8286 | 10642951.9172 | 10642951.9172 | 9533441.692 | 4909297.9377 | 0 | 38516116.6241 | 63601808.171 | 10000000 | 8.1931 | 4701.0304 | 7762.8292 | 95.8369 | 158.2558
1 | 2900 | 707 | 0.04 | 15 | 15 | 7 | 1e-13 | 5spot_SharedNeighbor | CO2 | Porous | Wet | R245fa | MinimizeLCOE_Brownfield | IgnoreSilica | 0.97664 | 0.044217 | 0.0026009 | 4 | 1228468.8129 | 3721065.7243 | 25043.9984 | 75858.9579 | 59.9533 | 7.7096 | 45.4672 | 98614.9357 | 0 | 58018.2726 | 0 | 0 | 0 | 81720.7435 | 92958.0412 | 241857.7549 | 165072.8874 | 738242.6354 | 961560.8286 | 11080591.8743 | 11080591.8743 | 9793800.0038 | 5057380.7595 | 0 | 12780395.3384 | 38712167.976 | 100 | 0.010404 | 1228468.8129 | 3721065.7243 | 25043.9984 | 75858.9579
1 | 2900 | 707 | 0.04 | 15 | 15 | 7 | 1.3335e-13 | 5spot_SharedNeighbor | CO2 | Porous | Wet | R245fa | MinimizeLCOE_Brownfield | IgnoreSilica | 1.3791 | 0.094451 | 0.0054317 | 4 | 601605.2059 | 1795148.4447 | 12264.5359 | 36596.5292 | 65.2231 | 8.08 | 127.251 | 138324.5633 | 0 | 86923.8502 | 0 | 0 | 0 | 106901.1937 | 129538.3468 | 337032.2063 | 230031.4061 | 1028751.5664 | 961560.8286 | 11080591.8743 | 11080591.8743 | 9793800.0038 | 5057380.7595 | 0 | 13070904.2693 | 39002676.9069 | 133.3521 | 0.021727 | 601605.2059 | 1795148.4447 | 12264.5359 | 36596.5292
1 | 2900 | 707 | 0.04 | 15 | 15 | 7 | 1.7783e-13 | 5spot_SharedNeighbor | CO2 | Porous | Wet | R245fa | MinimizeLCOE_Brownfield | IgnoreSilica | 1.8653 | 0.16174 | 0.009654 | 4 | 346790.6355 | 1018319.146 | 7069.7962 | 20759.8132 | 69.3116 | 8.3363 | 178.03 | 182974.8534 | 0 | 120141.6371 | 0 | 0 | 0 | 132601.3887 | 169929.9729 | 442122.932 | 301757.9858 | 1349528.7698 | 961560.8286 | 11080591.8743 | 11080591.8743 | 9793800.0038 | 5057380.7595 | 0 | 13391681.4728 | 39323454.1104 | 177.8279 | 0.038616 | 346790.6355 | 1018319.146 | 7069.7962 | 20759.8132
1 | 2900 | 707 | 0.04 | 15 | 15 | 7 | 2.3714e-13 | 5spot_SharedNeighbor | CO2 | Porous | Wet | R245fa | MinimizeLCOE_Brownfield | IgnoreSilica | 2.5071 | 0.25504 | 0.01569 | 4 | 219645.0121 | 632840.8683 | 4477.7607 | 12901.3171 | 72.7883 | 8.5332 | 249.6986 | 237477.667 | 0 | 161667.0361 | 0 | 0 | 0 | 163468.5757 | 219419.1787 | 570883.694 | 389639.8517 | 1742556.0033 | 961560.8286 | 11080591.8743 | 11080591.8743 | 9793800.0038 | 5057380.7595 | 0 | 13784708.7062 | 39716481.3438 | 237.1374 | 0.062759 | 219645.0121 | 632840.8683 | 4477.7607 | 12901.3171
1 | 2900 | 707 | 0.04 | 15 | 15 | 7 | 3.1623e-13 | 5spot_SharedNeighbor | CO2 | Porous | Wet | R245fa | MinimizeLCOE_Brownfield | IgnoreSilica | 3.3271 | 0.37875 | 0.024062 | 4 | 148013.7889 | 417438.19 | 3017.4613 | 8510.0421 | 75.6111 | 8.6797 | 46.0666 | 301621.0787 | 0 | 211792.4472 | 0 | 0 | 0 | 198183.1627 | 277522.7085 | 722057.1598 | 492818.8484 | 2203995.4053 | 961560.8286 | 11080591.8743 | 11080591.8743 | 9793800.0038 | 5057380.7595 | 0 | 14246148.1082 | 40177920.7458 | 316.2278 | 0.096249 | 148013.7889 | 417438.19 | 3017.4613 | 8510.0421
1 | 2900 | 707 | 0.04 | 15 | 15 | 7 | 4.217e-13 | 5spot_SharedNeighbor | CO2 | Porous | Wet | R245fa | MinimizeLCOE_Brownfield | IgnoreSilica | 4.3749 | 0.54055 | 0.035462 | 4 | 104253.3341 | 287065.0217 | 2125.3452 | 5852.2088 | 77.8873 | 8.7896 | 44.0895 | 377084.6798 | 0 | 272305.6178 | 0 | 0 | 0 | 237248.6 | 345789.17 | 899672.4893 | 614044.9604 | 2746145.5173 | 961560.8286 | 11080591.8743 | 11080591.8743 | 9793800.0038 | 5057380.7595 | 0 | 14788298.2203 | 40720070.8579 | 421.6965 | 0.14185 | 104253.3341 | 287065.0217 | 2125.3452 | 5852.2088
1 | 2900 | 707 | 0.04 | 15 | 15 | 7 | 5.6234e-13 | 5spot_SharedNeighbor | CO2 | Porous | Wet | R245fa | MinimizeLCOE_Brownfield | IgnoreSilica | 5.7165 | 0.75079 | 0.050795 | 4 | 75932.4336 | 203562.1966 | 1547.9854 | 4149.8907 | 79.7138 | 8.8726 | 64.3259 | 466108.6725 | 0 | 345561.5531 | 0 | 0 | 0 | 281483.3318 | 426329.8874 | 1109222.9147 | 757067.4315 | 3385773.7911 | 961560.8286 | 11080591.8743 | 11080591.8743 | 9793800.0038 | 5057380.7595 | 0 | 15427926.494 | 41359699.1316 | 562.3413 | 0.20318 | 75932.4336 | 203562.1966 | 1547.9854 | 4149.8907
1 | 2900 | 707 | 0.04 | 15 | 15 | 7 | 7.4989e-13 | 5spot_SharedNeighbor | CO2 | Porous | Wet | R245fa | MinimizeLCOE_Brownfield | IgnoreSilica | 7.4339 | 1.0224 | 0.071233 | 4 | 56798.5332 | 147809.4571 | 1157.9149 | 3013.2957 | 81.1686 | 8.9351 | 65.2994 | 571209.8127 | 0 | 434294.9871 | 0 | 0 | 0 | 331638.5786 | 521485.9176 | 1356799.386 | 926043.4604 | 4141472.1424 | 961560.8286 | 11080591.8743 | 11080591.8743 | 9793800.0038 | 5057380.7595 | 0 | 16183624.8453 | 42115397.4829 | 749.8942 | 0.28493 | 56798.5332 | 147809.4571 | 1157.9149 | 3013.2957
1 | 2900 | 707 | 0.04 | 15 | 15 | 7 | 1e-12 | 5spot_SharedNeighbor | CO2 | Porous | Wet | R245fa | MinimizeLCOE_Brownfield | IgnoreSilica | 9.6265 | 1.3715 | 0.098278 | 4 | 43436.3018 | 109401.7824 | 885.5078 | 2230.3033 | 82.3171 | 8.9816 | 61.0162 | 695133.164 | 0 | 541607.1437 | 0 | 0 | 0 | 388294.9369 | 633763.7454 | 1648923.2626 | 1125424.0087 | 5033146.2612 | 961560.8286 | 11080591.8743 | 11080591.8743 | 9793800.0038 | 5057380.7595 | 0 | 17075298.9641 | 43007071.6017 | 1000 | 0.39311 | 43436.3018 | 109401.7824 | 885.5078 | 2230.3033
1 | 2900 | 707 | 0.04 | 15 | 15 | 7 | 1.3335e-12 | 5spot_SharedNeighbor | CO2 | Porous | Wet | R245fa | MinimizeLCOE_Brownfield | IgnoreSilica | 12.4038 | 1.8158 | 0.13379 | 4 | 33857.5253 | 82313.344 | 690.2314 | 1678.0689 | 83.2112 | 9.0146 | 65.3427 | 840323.8557 | 0 | 670521.1304 | 0 | 0 | 0 | 451264.2866 | 765222.6163 | 1990952.279 | 1358865.8404 | 6077150.0084 | 961560.8286 | 11080591.8743 | 11080591.8743 | 9793800.0038 | 5057380.7595 | 0 | 18119302.7113 | 44051075.3489 | 1333.5214 | 0.53516 | 33857.5253 | 82313.344 | 690.2314 | 1678.0689
1 | 2900 | 707 | 0.04 | 15 | 15 | 7 | 1.7783e-12 | 5spot_SharedNeighbor | CO2 | Porous | Wet | R245fa | MinimizeLCOE_Brownfield | IgnoreSilica | 15.9212 | 2.3806 | 0.18015 | 4 | 26844.8298 | 62831.0603 | 547.2682 | 1280.8962 | 83.9005 | 9.0362 | 62.456 | 1010646.9806 | 0 | 825550.1506 | 0 | 0 | 0 | 521473.0516 | 919491.3713 | 2392327.9345 | 1632812.9727 | 7302302.4612 | 961560.8286 | 11080591.8743 | 11080591.8743 | 9793800.0038 | 5057380.7595 | 0 | 19344455.1642 | 45276227.8018 | 1778.2794 | 0.7206 | 26844.8298 | 62831.0603 | 547.2682 | 1280.8962
1 | 2900 | 707 | 0.04 | 15 | 15 | 7 | 2.3714e-12 | 5spot_SharedNeighbor | CO2 | Porous | Wet | R245fa | MinimizeLCOE_Brownfield | IgnoreSilica | 20.3233 | 3.0899 | 0.24009 | 4 | 21621.9432 | 48624.626 | 440.7926 | 991.2788 | 84.416 | 9.0466 | 71.0377 | 1208353.2714 | 0 | 1010034.027 | 0 | 0 | 0 | 597745.4469 | 1098291.7707 | 2857529.8968 | 1950322.8709 | 8722277.2838 | 961560.8286 | 11080591.8743 | 11080591.8743 | 9793800.0038 | 5057380.7595 | 0 | 20764429.9868 | 46696202.6244 | 2371.3737 | 0.96034 | 21621.9432 | 48624.626 | 440.7926 | 991.2788
1 | 2900 | 707 | 0.04 | 15 | 15 | 7 | 3.1623e-12 | 5spot_SharedNeighbor | CO2 | Porous | Wet | R245fa | MinimizeLCOE_Brownfield | IgnoreSilica | 25.8823 | 3.9876 | 0.31735 | 4 | 17665.4992 | 38093.8865 | 360.1351 | 776.5954 | 84.7874 | 9.0447 | 60.3181 | 1440050.4141 | 0 | 1228950.9217 | 0 | 0 | 0 | 683133.8668 | 1307332.729 | 3401411.5901 | 2321533.3022 | 10382412.8239 | 961560.8286 | 11080591.8743 | 11080591.8743 | 9793800.0038 | 5057380.7595 | 0 | 22424565.5268 | 48356338.1644 | 3162.2777 | 1.2694 | 17665.4992 | 38093.8865 | 360.1351 | 776.5954
1 | 2900 | 707 | 0.04 | 15 | 15 | 7 | 4.217e-12 | 5spot_SharedNeighbor | CO2 | Porous | Wet | R245fa | MinimizeLCOE_Brownfield | IgnoreSilica | 32.5519 | 5.0699 | 0.41419 | 4 | 14636.865 | 30288.9539 | 298.3923 | 617.4813 | 85.0158 | 9.0286 | 56.3585 | 1698311.0589 | 0 | 1476363.9866 | 0 | 0 | 0 | 766764.119 | 1537161.2742 | 3999378.3202 | 2729657.8826 | 12207636.6415 | 961560.8286 | 11080591.8743 | 11080591.8743 | 9793800.0038 | 5057380.7595 | 0 | 24249789.3444 | 50181561.982 | 4216.965 | 1.6568 | 14636.865 | 30288.9539 | 298.3923 | 617.4813
1 | 2900 | 707 | 0.04 | 15 | 15 | 7 | 5.6234e-12 | 5spot_SharedNeighbor | CO2 | Porous | Wet | R245fa | MinimizeLCOE_Brownfield | IgnoreSilica | 40.4714 | 6.3606 | 0.53321 | 4 | 12308.4809 | 24466.7595 | 250.925 | 498.788 | 85.1135 | 8.9952 | 62.7143 | 1983631.9893 | 0 | 1757318.5622 | 0 | 0 | 0 | 846978.2186 | 1789292.2203 | 4655371.323 | 3177386.5862 | 14209978.8996 | 961560.8286 | 11080591.8743 | 11080591.8743 | 9793800.0038 | 5057380.7595 | 0 | 26252131.6025 | 52183904.2402 | 5623.4133 | 2.1328 | 12308.4809 | 24466.7595 | 250.925 | 498.788
1 | 2900 | 707 | 0.04 | 15 | 15 | 7 | 7.4989e-12 | 5spot_SharedNeighbor | CO2 | Porous | Wet | R245fa | MinimizeLCOE_Brownfield | IgnoreSilica | 49.5823 | 7.8526 | 0.67497 | 4 | 10509.8409 | 20114.6195 | 214.2573 | 410.0637 | 85.0779 | 8.9409 | 71.8697 | 2289207.4926 | 0 | 2067252.9377 | 0 | 0 | 0 | 916979.8206 | 2056641.6979 | 5350959.8227 | 3652140.0302 | 16333181.8019 | 961560.8286 | 11080591.8743 | 11080591.8743 | 9793800.0038 | 5057380.7595 | 0 | 28375334.5048 | 54307107.1424 | 7498.9421 | 2.6999 | 10509.8409 | 20114.6195 | 214.2573 | 410.0637
1 | 2900 | 707 | 0.04 | 15 | 15 | 7 | 1e-11 | 5spot_SharedNeighbor | CO2 | Porous | Wet | R245fa | MinimizeLCOE_Brownfield | IgnoreSilica | 59.5675 | 9.4967 | 0.83632 | 4 | 9119.4998 | 16871.2171 | 185.9133 | 343.9426 | 84.9043 | 8.8633 | 81.8033 | 2601017.9787 | 0 | 2394085.6615 | 0 | 0 | 0 | 966711.7706 | 2325108.0102 | 6049454.0973 | 4128876.7252 | 18465254.2435 | 961560.8286 | 11080591.8743 | 11080591.8743 | 9793800.0038 | 5057380.7595 | 0 | 30507406.9464 | 56439179.584 | 10000 | 3.3453 | 9119.4998 | 16871.2171 | 185.9133 | 343.9426
1 | 2900 | 707 | 0.04 | 15 | 15 | 7 | 1.3335e-11 | 5spot_SharedNeighbor | CO2 | Porous | Wet | R245fa | MinimizeLCOE_Brownfield | IgnoreSilica | 69.8381 | 11.1978 | 1.0095 | 4 | 8047.8803 | 14469.6803 | 164.0669 | 294.984 | 84.6001 | 8.7644 | 80.5274 | 2899755.0203 | 0 | 2718980.7152 | 0 | 0 | 0 | 985783.2292 | 2575762.3962 | 6701605.3934 | 4573983.3852 | 20455870.1395 | 961560.8286 | 11080591.8743 | 11080591.8743 | 9793800.0038 | 5057380.7595 | 0 | 32498022.8424 | 58429795.4801 | 13335.2143 | 4.0381 | 8047.8803 | 14469.6803 | 164.0669 | 294.984
1 | 2900 | 707 | 0.04 | 15 | 15 | 7 | 1.7783e-11 | 5spot_SharedNeighbor | CO2 | Porous | Wet | R245fa | MinimizeLCOE_Brownfield | IgnoreSilica | 79.8381 | 12.8629 | 1.1849 | 4 | 7225.7038 | 12697.128 | 147.3057 | 258.8481 | 84.1905 | 8.6496 | 81.6392 | 3171026.7244 | 0 | 3026219.081 | 0 | 0 | 0 | 971690.933 | 2795885.328 | 7274320.1084 | 4964872.9463 | 22204015.121 | 961560.8286 | 11080591.8743 | 11080591.8743 | 9793800.0038 | 5057380.7595 | 0 | 34246167.824 | 60177940.4616 | 17782.7941 | 4.7395 | 7225.7038 | 12697.128 | 147.3057 | 258.8481
1 | 2900 | 707 | 0.04 | 15 | 15 | 7 | 2.3714e-11 | 5spot_SharedNeighbor | CO2 | Porous | Wet | R245fa | MinimizeLCOE_Brownfield | IgnoreSilica | 88.9897 | 14.3948 | 1.3518 | 4 | 6597.6394 | 11393.5663 | 134.5018 | 232.2733 | 83.7214 | 8.5285 | 88.6802 | 3403221.1373 | 0 | 3300684.8179 | 0 | 0 | 0 | 925935.3742 | 2975638.1184 | 7741999.9969 | 5284074.0801 | 23631553.5247 | 961560.8286 | 11080591.8743 | 11080591.8743 | 9793800.0038 | 5057380.7595 | 0 | 35673706.2277 | 61605478.8653 | 23713.7371 | 5.407 | 6597.6394 | 11393.5663 | 134.5018 | 232.2733
1 | 2900 | 707 | 0.04 | 15 | 15 | 7 | 3.1623e-11 | 5spot_SharedNeighbor | CO2 | Porous | Wet | R245fa | MinimizeLCOE_Brownfield | IgnoreSilica | 96.948 | 15.7333 | 1.5022 | 4 | 6119.2857 | 10434.816 | 124.7499 | 212.7278 | 83.2418 | 8.4109 | 98.6217 | 3593008.7909 | 0 | 3534789.1117 | 0 | 0 | 0 | 856140.5865 | 3113736.0107 | 8101302.3848 | 5529305.3428 | 24728282.2274 | 961560.8286 | 11080591.8743 | 11080591.8743 | 9793800.0038 | 5057380.7595 | 0 | 36770434.9303 | 62702207.568 | 31622.7766 | 6.0089 | 6119.2857 | 10434.816 | 124.7499 | 212.7278
1 | 2900 | 707 | 0.04 | 15 | 15 | 7 | 4.217e-11 | 5spot_SharedNeighbor | CO2 | Porous | Wet | R245fa | MinimizeLCOE_Brownfield | IgnoreSilica | 103.6159 | 16.8594 | 1.6322 | 4 | 5755.4555 | 9727.4191 | 117.3327 | 198.3066 | 82.7891 | 8.3036 | 101.2655 | 3743436.0737 | 0 | 3727977.9413 | 0 | 0 | 0 | 772505.7376 | 3215128.7035 | 8365105.373 | 5709356.3028 | 25533510.132 | 961560.8286 | 11080591.8743 | 11080591.8743 | 9793800.0038 | 5057380.7595 | 0 | 37575662.835 | 63507435.4726 | 42169.6503 | 6.5287 | 5755.4555 | 9727.4191 | 117.3327 | 198.3066
1 | 2900 | 707 | 0.04 | 15 | 15 | 7 | 5.6234e-11 | 5spot_SharedNeighbor | CO2 | Porous | Wet | R245fa | MinimizeLCOE_Brownfield | IgnoreSilica | 108.9897 | 17.7707 | 1.7401 | 4 | 5478.7367 | 9204.3667 | 111.6915 | 187.6435 | 82.3905 | 8.2112 | 95.9964 | 3858983.5436 | 0 | 3881866.8823 | 0 | 0 | 0 | 683353.3097 | 3285439.4569 | 8548039.5305 | 5834212.6242 | 26091895.3472 | 961560.8286 | 11080591.8743 | 11080591.8743 | 9793800.0038 | 5057380.7595 | 0 | 38134048.0502 | 64065820.6878 | 56234.1325 | 6.9604 | 5478.7367 | 9204.3667 | 111.6915 | 187.6435
1 | 2900 | 707 | 0.04 | 15 | 15 | 7 | 7.4989e-11 | 5spot_SharedNeighbor | CO2 | Porous | Wet | R245fa | MinimizeLCOE_Brownfield | IgnoreSilica | 113.1749 | 18.4835 | 1.8269 | 4 | 5268.0851 | 8816.7181 | 107.397 | 179.7407 | 82.059 | 8.1356 | 102.5598 | 3945442.0096 | 0 | 4000666.1906 | 0 | 0 | 0 | 595195.3291 | 3331108.3764 | 8666860.6912 | 5915310.5079 | 26454583.1049 | 961560.8286 | 11080591.8743 | 11080591.8743 | 9793800.0038 | 5057380.7595 | 0 | 38496735.8078 | 64428508.4454 | 74989.4209 | 7.3075 | 5268.0851 | 8816.7181 | 107.397 | 179.7407
1 | 2900 | 707 | 0.04 | 15 | 15 | 7 | 1e-10 | 5spot_SharedNeighbor | CO2 | Porous | Wet | R245fa | MinimizeLCOE_Brownfield | IgnoreSilica | 116.4 | 19.0351 | 1.8955 | 4 | 5107.1376 | 8527.2731 | 104.1159 | 173.84 | 81.7898 | 8.0747 | 94.1679 | 4009871.998 | 0 | 4091614.4808 | 0 | 0 | 0 | 512796.9718 | 3359570.5457 | 8740913.4174 | 5965853.0152 | 26680620.4289 | 961560.8286 | 11080591.8743 | 11080591.8743 | 9793800.0038 | 5057380.7595 | 0 | 38722773.1318 | 64654545.7695 | 100000 | 7.5821 | 5107.1376 | 8527.2731 | 104.1159 | 173.84
1 | 2900 | 707 | 0.04 | 15 | 15 | 7 | 1.3335e-10 | 5spot_SharedNeighbor | CO2 | Porous | Wet | R245fa | MinimizeLCOE_Brownfield | IgnoreSilica | 118.7534 | 19.4397 | 1.9479 | 4 | 4984.6677 | 8312.8041 | 101.6192 | 169.4678 | 81.5875 | 8.0296 | 83.7979 | 4055784.6698 | 0 | 4157660.5201 | 0 | 0 | 0 | 438342.6876 | 3374197.2723 | 8778969.1594 | 5991826.841 | 26796781.1503 | 961560.8286 | 11080591.8743 | 11080591.8743 | 9793800.0038 | 5057380.7595 | 0 | 38838933.8532 | 64770706.4908 | 133352.1432 | 7.7917 | 4984.6677 | 8312.8041 | 101.6192 | 169.4678
1 | 2900 | 707 | 0.04 | 15 | 15 | 7 | 1.7783e-10 | 5spot_SharedNeighbor | CO2 | Porous | Wet | R245fa | MinimizeLCOE_Brownfield | IgnoreSilica | 120.3929 | 19.7243 | 1.987 | 4 | 4890.9887 | 8153.7243 | 99.7094 | 166.2247 | 81.4427 | 7.9976 | 76.4715 | 4087168.3742 | 0 | 4203519.203 | 0 | 0 | 0 | 372068.2571 | 3378474.7754 | 8790098.345 | 5999422.7389 | 26830751.6936 | 961560.8286 | 11080591.8743 | 11080591.8743 | 9793800.0038 | 5057380.7595 | 0 | 38872904.3965 | 64804677.0341 | 177827.941 | 7.9479 | 4890.9887 | 8153.7243 | 99.7094 | 166.2247
1 | 2900 | 707 | 0.04 | 15 | 15 | 7 | 2.3714e-10 | 5spot_SharedNeighbor | CO2 | Porous | Wet | R245fa | MinimizeLCOE_Brownfield | IgnoreSilica | 121.477 | 19.9152 | 2.0154 | 4 | 4819.2195 | 8035.9404 | 98.2463 | 163.8235 | 81.3451 | 7.9761 | 88.0738 | 4107635.7713 | 0 | 4233772.1792 | 0 | 0 | 0 | 314082.9995 | 3375641.4705 | 8782726.6669 | 5994391.4172 | 26808250.5046 | 961560.8286 | 11080591.8743 | 11080591.8743 | 9793800.0038 | 5057380.7595 | 0 | 38850403.2075 | 64782175.8451 | 237137.3706 | 8.0616 | 4819.2195 | 8035.9404 | 98.2463 | 163.8235
1 | 2900 | 707 | 0.04 | 15 | 15 | 7 | 3.1623e-10 | 5spot_SharedNeighbor | CO2 | Porous | Wet | R245fa | MinimizeLCOE_Brownfield | IgnoreSilica | 122.1024 | 20.0289 | 2.0352 | 4 | 4764.1434 | 7949.5696 | 97.1235 | 162.0627 | 81.2877 | 7.9636 | 94.7787 | 4119323.8268 | 0 | 4251200.3284 | 0 | 0 | 0 | 263437.8727 | 3367245.1909 | 8760881.2697 | 5979481.4847 | 26741569.9732 | 961560.8286 | 11080591.8743 | 11080591.8743 | 9793800.0038 | 5057380.7595 | 0 | 38783722.6762 | 64715495.3138 | 316227.766 | 8.1408 | 4764.1434 | 7949.5696 | 97.1235 | 162.0627
1 | 2900 | 707 | 0.04 | 15 | 15 | 7 | 4.217e-10 | 5spot_SharedNeighbor | CO2 | Porous | Wet | R245fa | MinimizeLCOE_Brownfield | IgnoreSilica | 122.3607 | 20.0807 | 2.0481 | 4 | 4721.7934 | 7887.0885 | 96.2601 | 160.789 | 81.2633 | 7.9584 | 86.8822 | 4124100.5671 | 0 | 4258395.6092 | 0 | 0 | 0 | 219084.9527 | 3354616.6403 | 8728024.3716 | 5957055.9766 | 26641278.1176 | 961560.8286 | 11080591.8743 | 11080591.8743 | 9793800.0038 | 5057380.7595 | 0 | 38683430.8206 | 64615203.4582 | 421696.5034 | 8.1925 | 4721.7934 | 7887.0885 | 96.2601 | 160.789
1 | 2900 | 707 | 0.04 | 15 | 15 | 7 | 5.6234e-10 | 5spot_SharedNeighbor | CO2 | Porous | Wet | R245fa | MinimizeLCOE_Brownfield | IgnoreSilica | 122.2339 | 20.0687 | 2.0547 | 4 | 4689.1358 | 7844.2576 | 95.5944 | 159.9158 | 81.2737 | 7.9609 | 96.0774 | 4121672.711 | 0 | 4254862.8228 | 0 | 0 | 0 | 178656.005 | 3336524.7001 | 8680952.8544 | 5924928.6989 | 26497597.7921 | 961560.8286 | 11080591.8743 | 11080591.8743 | 9793800.0038 | 5057380.7595 | 0 | 38539750.495 | 64471523.1327 | 562341.3252 | 8.2189 | 4689.1358 | 7844.2576 | 95.5944 | 159.9158
1 | 2900 | 707 | 0.04 | 15 | 15 | 7 | 7.4989e-10 | 5spot_SharedNeighbor | CO2 | Porous | Wet | R245fa | MinimizeLCOE_Brownfield | IgnoreSilica | 121.6297 | 19.9785 | 2.0546 | 4 | 4663.8047 | 7819.1822 | 95.078 | 159.4046 | 81.3269 | 7.9728 | 85.3945 | 4110277.7449 | 0 | 4238029.952 | 0 | 0 | 0 | 138661.2689 | 3309917.8967 | 8611727.4096 | 5877680.9104 | 26286295.1825 | 961560.8286 | 11080591.8743 | 11080591.8743 | 9793800.0038 | 5057380.7595 | 0 | 38328447.8854 | 64260220.523 | 749894.2093 | 8.2183 | 4663.8047 | 7819.1822 | 95.078 | 159.4046
1 | 2900 | 707 | 0.04 | 15 | 15 | 7 | 1e-09 | 5spot_SharedNeighbor | CO2 | Porous | Wet | R245fa | MinimizeLCOE_Brownfield | IgnoreSilica | 115.983 | 19.0812 | 1.999 | 4 | 4636.0266 | 7879.0447 | 94.5117 | 160.625 | 81.8115 | 8.0816 | 85.5853 | 4000945.843 | 0 | 4079882.384 | 0 | 0 | 0 | 0 | 3151523.0085 | 8199616.4019 | 5596406.6796 | 25028374.3169 | 961560.8286 | 11080591.8743 | 11080591.8743 | 9793800.0038 | 5057380.7595 | 0 | 37070527.0198 | 63002299.6575 | 1000000 | 7.9962 | 4636.0266 | 7879.0447 | 94.5117 | 160.625
1 | 2900 | 707 | 0.04 | 15 | 15 | 7 | 1.3335e-09 | 5spot_SharedNeighbor | CO2 | Porous | Wet | R245fa | MinimizeLCOE_Brownfield | IgnoreSilica | 117.4491 | 19.3191 | 2.0182 | 4 | 4618.9544 | 7831.2175 | 94.1636 | 159.65 | 81.6881 | 8.0538 | 82.0869 | 4029832.0477 | 0 | 4121091.05 | 0 | 0 | 0 | 0 | 3178860.0081 | 8270741.6672 | 5644951.1346 | 25245475.9075 | 961560.8286 | 11080591.8743 | 11080591.8743 | 9793800.0038 | 5057380.7595 | 0 | 37287628.6105 | 63219401.2481 | 1333521.4322 | 8.0727 | 4618.9544 | 7831.2175 | 94.1636 | 159.65
1 | 2900 | 707 | 0.04 | 15 | 15 | 7 | 1.7783e-09 | 5spot_SharedNeighbor | CO2 | Porous | Wet | R245fa | MinimizeLCOE_Brownfield | IgnoreSilica | 118.5675 | 19.5004 | 2.0326 | 4 | 4606.4262 | 7795.8998 | 93.9082 | 158.93 | 81.5923 | 8.0323 | 88.4681 | 4051603.838 | 0 | 4152453.5658 | 0 | 0 | 0 | 0 | 3199582.3875 | 8324657.0476 | 5681749.4896 | 25410046.3285 | 961560.8286 | 11080591.8743 | 11080591.8743 | 9793800.0038 | 5057380.7595 | 0 | 37452199.0315 | 63383971.6691 | 1778279.41 | 8.1304 | 4606.4262 | 7795.8998 | 93.9082 | 158.93
1 | 2900 | 707 | 0.04 | 15 | 15 | 7 | 2.3714e-09 | 5spot_SharedNeighbor | CO2 | Porous | Wet | R245fa | MinimizeLCOE_Brownfield | IgnoreSilica | 119.4176 | 19.6382 | 2.0435 | 4 | 4597.1846 | 7769.712 | 93.7198 | 158.3961 | 81.5186 | 8.0157 | 80.2489 | 4068002.4063 | 0 | 4176255.9363 | 0 | 0 | 0 | 0 | 3215260.7536 | 8365448.9402 | 5709590.7945 | 25534558.8309 | 961560.8286 | 11080591.8743 | 11080591.8743 | 9793800.0038 | 5057380.7595 | 0 | 37576711.5338 | 63508484.1715 | 2371373.7057 | 8.1739 | 4597.1846 | 7769.712 | 93.7198 | 158.3961
1 | 2900 | 707 | 0.04 | 15 | 15 | 7 | 3.1623e-09 | 5spot_SharedNeighbor | CO2 | Porous | Wet | R245fa | MinimizeLCOE_Brownfield | IgnoreSilica | 120.0633 | 19.7428 | 2.0516 | 4 | 4590.3299 | 7750.2043 | 93.5801 | 157.9984 | 81.462 | 8.003 | 77.6776 | 4080366.4908 | 0 | 4194310.3576 | 0 | 0 | 0 | 0 | 3227123.9708 | 8396314.598 | 5730657.2401 | 25628772.6573 | 961560.8286 | 11080591.8743 | 11080591.8743 | 9793800.0038 | 5057380.7595 | 0 | 37670925.3603 | 63602697.9979 | 3162277.6602 | 8.2066 | 4590.3299 | 7750.2043 | 93.5801 | 157.9984
1 | 2900 | 707 | 0.04 | 15 | 15 | 7 | 4.217e-09 | 5spot_SharedNeighbor | CO2 | Porous | Wet | R245fa | MinimizeLCOE_Brownfield | IgnoreSilica | 120.536 | 19.8193 | 2.0576 | 4 | 4585.3677 | 7736.0688 | 93.4789 | 157.7102 | 81.4206 | 7.9938 | 87.5636 | 4089387.3786 | 0 | 4207514.8543 | 0 | 0 | 0 | 0 | 3235791.8708 | 8418866.6957 | 5746049.5102 | 25697610.3097 | 961560.8286 | 11080591.8743 | 11080591.8743 | 9793800.0038 | 5057380.7595 | 0 | 37739763.0127 | 63671535.6503 | 4216965.0343 | 8.2305 | 4585.3677 | 7736.0688 | 93.4789 | 157.7102
1 | 2900 | 707 | 0.04 | 15 | 15 | 7 | 5.6234e-09 | 5spot_SharedNeighbor | CO2 | Porous | Wet | R245fa | MinimizeLCOE_Brownfield | IgnoreSilica | 120.9064 | 19.8793 | 2.0623 | 4 | 4581.5593 | 7725.1634 | 93.4013 | 157.4879 | 81.3877 | 7.9865 | 81.1244 | 4096411.6727 | 0 | 4217856.354 | 0 | 0 | 0 | 0 | 3242564.5304 | 8436487.7668 | 5758076.2533 | 25751396.5773 | 961560.8286 | 11080591.8743 | 11080591.8743 | 9793800.0038 | 5057380.7595 | 0 | 37793549.2802 | 63725321.9178 | 5623413.2519 | 8.2491 | 4581.5593 | 7725.1634 | 93.4013 | 157.4879
1 | 2900 | 707 | 0.04 | 15 | 15 | 7 | 7.4989e-09 | 5spot_SharedNeighbor | CO2 | Porous | Wet | R245fa | MinimizeLCOE_Brownfield | IgnoreSilica | 121.1692 | 19.9218 | 2.0656 | 4 | 4578.8513 | 7717.4281 | 93.3461 | 157.3302 | 81.3645 | 7.9813 | 75.4134 | 4101399.4267 | 0 | 4225190.1095 | 0 | 0 | 0 | 0 | 3247369.9191 | 8448990.4024 | 5766609.559 | 25789559.4167 | 961560.8286 | 11080591.8743 | 11080591.8743 | 9793800.0038 | 5057380.7595 | 0 | 37831712.1196 | 63763484.7572 | 7498942.0933 | 8.2623 | 4578.8513 | 7717.4281 | 93.3461 | 157.3302
1 | 2900 | 707 | 0.04 | 15 | 15 | 7 | 1e-08 | 5spot_SharedNeighbor | CO2 | Porous | Wet | R245fa | MinimizeLCOE_Brownfield | IgnoreSilica | 121.3713 | 19.9545 | 2.0681 | 4 | 4576.7941 | 7711.5338 | 93.3041 | 157.21 | 81.3466 | 7.9773 | 82.7836 | 4105219.9202 | 0 | 4230826.0334 | 0 | 0 | 0 | 0 | 3251057.9219 | 8458585.829 | 5773158.6349 | 25818848.3393 | 961560.8286 | 11080591.8743 | 11080591.8743 | 9793800.0038 | 5057380.7595 | 0 | 37861001.0422 | 63792773.6799 | 10000000 | 8.2724 | 4576.7941 | 7711.5338 | 93.3041 | 157.21
1 | 3000 | 707 | 0.04 | 15 | 15 | 7 | 1e-13 | 5spot_SharedNeighbor | CO2 | Porous | Wet | R245fa | MinimizeLCOE_Brownfield | IgnoreSilica | 1.0304 | 0.046989 | 0.0027903 | 4 | 1190157.2907 | 3590620.9973 | 24262.9662 | 73199.6657 | 61.7685 | 8.1426 | 38.7185 | 106432.34 | 0 | 61493.5502 | 0 | 0 | 0 | 89630.4556 | 100446.9749 | 261342.4241 | 178371.5745 | 797717.3192 | 961560.8286 | 11524091.9223 | 11524091.9223 | 10059725.4019 | 5207807.6177 | 0 | 13283370.0702 | 40074995.0121 | 100 | 0.011161 | 1190157.2907 | 3590620.9973 | 24262.9662 | 73199.6657
1 | 3000 | 707 | 0.04 | 15 | 15 | 7 | 1.3335e-13 | 5spot_SharedNeighbor | CO2 | Porous | Wet | R245fa | MinimizeLCOE_Brownfield | IgnoreSilica | 1.4375 | 0.098855 | 0.0059001 | 4 | 575468.2879 | 1710683.6457 | 11731.6994 | 34874.6 | 67.1406 | 8.514 | 135.0106 | 147565.8383 | 0 | 90851.0762 | 0 | 0 | 0 | 115339.6678 | 137965.0671 | 358956.8041 | 244995.3946 | 1095673.8481 | 961560.8286 | 11524091.9223 | 11524091.9223 | 10059725.4019 | 5207807.6177 | 0 | 13581326.599 | 40372951.5409 | 133.3521 | 0.0236 | 575468.2879 | 1710683.6457 | 11731.6994 | 34874.6
1 | 3000 | 707 | 0.04 | 15 | 15 | 7 | 1.7783e-13 | 5spot_SharedNeighbor | CO2 | Porous | Wet | R245fa | MinimizeLCOE_Brownfield | IgnoreSilica | 1.9626 | 0.17213 | 0.010568 | 4 | 329723.9976 | 963536.0491 | 6721.8697 | 19642.9856 | 71.6057 | 8.7883 | 189.4899 | 196986.8183 | 0 | 126893.5884 | 0 | 0 | 0 | 144916.6158 | 182830.8388 | 475688.3388 | 324667.0656 | 1451983.2657 | 961560.8286 | 11524091.9223 | 11524091.9223 | 10059725.4019 | 5207807.6177 | 0 | 13937636.0167 | 40729260.9585 | 177.8279 | 0.042271 | 329723.9976 | 963536.0491 | 6721.8697 | 19642.9856
1 | 3000 | 707 | 0.04 | 15 | 15 | 7 | 2.3714e-13 | 5spot_SharedNeighbor | CO2 | Porous | Wet | R245fa | MinimizeLCOE_Brownfield | IgnoreSilica | 2.6238 | 0.27028 | 0.017228 | 4 | 208231.1183 | 597014.4436 | 4245.073 | 12170.947 | 75.2228 | 8.989 | 265.8975 | 254554.5154 | 0 | 169874.2127 | 0 | 0 | 0 | 177348.5227 | 234693.1278 | 610623.3764 | 416763.0014 | 1863856.7564 | 961560.8286 | 11524091.9223 | 11524091.9223 | 10059725.4019 | 5207807.6177 | 0 | 14349509.5074 | 41141134.4493 | 237.1374 | 0.068911 | 208231.1183 | 597014.4436 | 4245.073 | 12170.947
1 | 3000 | 707 | 0.04 | 15 | 15 | 7 | 3.1623e-13 | 5spot_SharedNeighbor | CO2 | Porous | Wet | R245fa | MinimizeLCOE_Brownfield | IgnoreSilica | 3.4929 | 0.40357 | 0.026496 | 4 | 140120.0406 | 392906.5948 | 2856.5366 | 8009.9324 | 78.2493 | 9.143 | 40.5881 | 324288.7456 | 0 | 223258.5606 | 0 | 0 | 0 | 216030.151 | 297795.2083 | 774802.0458 | 528818.3169 | 2364993.0282 | 961560.8286 | 11524091.9223 | 11524091.9223 | 10059725.4019 | 5207807.6177 | 0 | 14850645.7792 | 41642270.7211 | 316.2278 | 0.10599 | 140120.0406 | 392906.5948 | 2856.5366 | 8009.9324
1 | 3000 | 707 | 0.04 | 15 | 15 | 7 | 4.217e-13 | 5spot_SharedNeighbor | CO2 | Porous | Wet | R245fa | MinimizeLCOE_Brownfield | IgnoreSilica | 4.577 | 0.57457 | 0.039085 | 4 | 98643.4189 | 270010.8612 | 2010.9795 | 5504.5366 | 80.6329 | 9.2558 | 57.9099 | 404409.1659 | 0 | 286182.8469 | 0 | 0 | 0 | 257435.5583 | 369730.7527 | 961963.5764 | 656559.9072 | 2936281.8074 | 961560.8286 | 11524091.9223 | 11524091.9223 | 10059725.4019 | 5207807.6177 | 0 | 15421934.5584 | 42213559.5002 | 421.6965 | 0.15634 | 98643.4189 | 270010.8612 | 2010.9795 | 5504.5366
1 | 3000 | 707 | 0.04 | 15 | 15 | 7 | 5.6234e-13 | 5spot_SharedNeighbor | CO2 | Porous | Wet | R245fa | MinimizeLCOE_Brownfield | IgnoreSilica | 5.9944 | 0.80086 | 0.056066 | 4 | 71853.5391 | 191318.0212 | 1464.8316 | 3900.2766 | 82.5874 | 9.3429 | 57.5613 | 500948.5392 | 0 | 363973.3965 | 0 | 0 | 0 | 306611.0672 | 456897.8711 | 1188754.538 | 811349.3986 | 3628534.8105 | 961560.8286 | 11524091.9223 | 11524091.9223 | 10059725.4019 | 5207807.6177 | 0 | 16114187.5615 | 42905812.5034 | 562.3413 | 0.22426 | 71853.5391 | 191318.0212 | 1464.8316 | 3900.2766
1 | 3000 | 707 | 0.04 | 15 | 15 | 7 | 7.4989e-13 | 5spot_SharedNeighbor | CO2 | Porous | Wet | R245fa | MinimizeLCOE_Brownfield | IgnoreSilica | 7.7971 | 1.0918 | 0.078683 | 4 | 53776.3213 | 138901.8646 | 1096.303 | 2831.7024 | 84.1308 | 9.4078 | 59.6423 | 614165.7243 | 0 | 457575.2462 | 0 | 0 | 0 | 361596.113 | 559001.4626 | 1454407.1387 | 992662.7573 | 4439408.4422 | 961560.8286 | 11524091.9223 | 11524091.9223 | 10059725.4019 | 5207807.6177 | 0 | 16925061.1931 | 43716686.135 | 749.8942 | 0.31473 | 53776.3213 | 138901.8646 | 1096.303 | 2831.7024
1 | 3000 | 707 | 0.04 | 15 | 15 | 7 | 1e-12 | 5spot_SharedNeighbor | CO2 | Porous | Wet | R245fa | MinimizeLCOE_Brownfield | IgnoreSilica | 10.0823 | 1.4633 | 0.10856 | 4 | 41160.4424 | 102858.6865 | 839.1113 | 2096.9135 | 85.3414 | 9.4555 | 52.8756 | 746745.0862 | 0 | 569985.3317 | 0 | 0 | 0 | 422781.8384 | 678409.7799 | 1765083.0864 | 1204705.4753 | 5387710.5978 | 961560.8286 | 11524091.9223 | 11524091.9223 | 10059725.4019 | 5207807.6177 | 0 | 17873363.3488 | 44664988.2907 | 1000 | 0.43424 | 41160.4424 | 102858.6865 | 839.1113 | 2096.9135
1 | 3000 | 707 | 0.04 | 15 | 15 | 7 | 1.3335e-12 | 5spot_SharedNeighbor | CO2 | Porous | Wet | R245fa | MinimizeLCOE_Brownfield | IgnoreSilica | 12.9936 | 1.9387 | 0.14783 | 4 | 32119.1021 | 77428.6364 | 654.7913 | 1578.4875 | 86.2902 | 9.4896 | 46.6491 | 903004.185 | 0 | 705816.2116 | 0 | 0 | 0 | 491892.7194 | 819278.1152 | 2131593.5988 | 1454856.431 | 6506441.261 | 961560.8286 | 11524091.9223 | 11524091.9223 | 10059725.4019 | 5207807.6177 | 0 | 18992094.0119 | 45783718.9538 | 1333.5214 | 0.5913 | 32119.1021 | 77428.6364 | 654.7913 | 1578.4875
1 | 3000 | 707 | 0.04 | 15 | 15 | 7 | 1.7783e-12 | 5spot_SharedNeighbor | CO2 | Porous | Wet | R245fa | MinimizeLCOE_Brownfield | IgnoreSilica | 16.7519 | 2.5538 | 0.19951 | 4 | 25465.6949 | 59038.2712 | 519.1526 | 1203.575 | 87.0319 | 9.5117 | 48.7007 | 1089721.7524 | 0 | 867728.1155 | 0 | 0 | 0 | 572698.0222 | 986757.6771 | 2567341.064 | 1752263.0298 | 7836509.6609 | 961560.8286 | 11524091.9223 | 11524091.9223 | 10059725.4019 | 5207807.6177 | 0 | 20322162.4118 | 47113787.3537 | 1778.2794 | 0.79802 | 25465.6949 | 59038.2712 | 519.1526 | 1203.575
1 | 3000 | 707 | 0.04 | 15 | 15 | 7 | 2.3714e-12 | 5spot_SharedNeighbor | CO2 | Porous | Wet | R245fa | MinimizeLCOE_Brownfield | IgnoreSilica | 21.3781 | 3.3148 | 0.26608 | 4 | 20503.5367 | 45676.4072 | 417.9923 | 931.1753 | 87.574 | 9.5211 | 56.6484 | 1302757.4666 | 0 | 1054647.6516 | 0 | 0 | 0 | 656999.1371 | 1175617.6596 | 3058715.9979 | 2087636.5189 | 9336374.4318 | 961560.8286 | 11524091.9223 | 11524091.9223 | 10059725.4019 | 5207807.6177 | 0 | 21822027.1827 | 48613652.1246 | 2371.3737 | 1.0643 | 20503.5367 | 45676.4072 | 417.9923 | 931.1753
1 | 3000 | 707 | 0.04 | 15 | 15 | 7 | 3.1623e-12 | 5spot_SharedNeighbor | CO2 | Porous | Wet | R245fa | MinimizeLCOE_Brownfield | IgnoreSilica | 27.066 | 4.2544 | 0.35089 | 4 | 16762.6528 | 35850.8448 | 341.7294 | 730.868 | 87.9554 | 9.5175 | 64.2274 | 1546051.8428 | 0 | 1273714.0864 | 0 | 0 | 0 | 745300.174 | 1390375.7803 | 3617472.5749 | 2468999.364 | 11041913.8224 | 961560.8286 | 11524091.9223 | 11524091.9223 | 10059725.4019 | 5207807.6177 | 0 | 23527566.5734 | 50319191.5152 | 3162.2777 | 1.4036 | 16762.6528 | 35850.8448 | 341.7294 | 730.868
1 | 3000 | 707 | 0.04 | 15 | 15 | 7 | 4.217e-12 | 5spot_SharedNeighbor | CO2 | Porous | Wet | R245fa | MinimizeLCOE_Brownfield | IgnoreSilica | 34.0038 | 5.4045 | 0.4575 | 4 | 13909.9782 | 28550.1885 | 283.5737 | 582.0342 | 88.1944 | 9.4985 | 80.2056 | 1821983.0223 | 0 | 1528813.0214 | 0 | 0 | 0 | 836670.4431 | 1633111.9299 | 4249022.2442 | 2900044.9903 | 12969645.6511 | 961560.8286 | 11524091.9223 | 11524091.9223 | 10059725.4019 | 5207807.6177 | 0 | 25455298.4021 | 52246923.3439 | 4216.965 | 1.83 | 13909.9782 | 28550.1885 | 283.5737 | 582.0342
1 | 3000 | 707 | 0.04 | 15 | 15 | 7 | 5.6234e-12 | 5spot_SharedNeighbor | CO2 | Porous | Wet | R245fa | MinimizeLCOE_Brownfield | IgnoreSilica | 42.2204 | 6.7728 | 0.58814 | 4 | 11716.6555 | 23104.9292 | 238.8599 | 471.0252 | 88.294 | 9.4604 | 71.223 | 2126055.9738 | 0 | 1817815.7942 | 0 | 0 | 0 | 924477.0689 | 1898656.0464 | 4939913.5648 | 3371592.513 | 15078510.9611 | 961560.8286 | 11524091.9223 | 11524091.9223 | 10059725.4019 | 5207807.6177 | 0 | 27564163.712 | 54355788.6539 | 5623.4133 | 2.3526 | 11716.6555 | 23104.9292 | 238.8599 | 471.0252
1 | 3000 | 707 | 0.04 | 15 | 15 | 7 | 7.4989e-12 | 5spot_SharedNeighbor | CO2 | Porous | Wet | R245fa | MinimizeLCOE_Brownfield | IgnoreSilica | 51.624 | 8.3467 | 0.74298 | 4 | 10022.7945 | 19037.6796 | 204.3282 | 388.1088 | 88.2513 | 9.3996 | 76.9015 | 2450021.1543 | 0 | 2135075.8483 | 0 | 0 | 0 | 1000951.9827 | 2178559.1042 | 5668163.9053 | 3868638.3345 | 17301410.3292 | 961560.8286 | 11524091.9223 | 11524091.9223 | 10059725.4019 | 5207807.6177 | 0 | 29787063.0802 | 56578688.022 | 7498.9421 | 2.9719 | 10022.7945 | 19037.6796 | 204.3282 | 388.1088
1 | 3000 | 707 | 0.04 | 15 | 15 | 7 | 1e-11 | 5spot_SharedNeighbor | CO2 | Porous | Wet | R245fa | MinimizeLCOE_Brownfield | IgnoreSilica | 61.8332 | 10.0653 | 0.91787 | 4 | 8714.3965 | 16011.6205 | 177.6548 | 326.4185 | 88.0628 | 9.3142 | 76.8914 | 2777519.7003 | 0 | 2466663.8778 | 0 | 0 | 0 | 1054653.3167 | 2456546.3889 | 6391429.7971 | 4362282.1673 | 19509095.248 | 961560.8286 | 11524091.9223 | 11524091.9223 | 10059725.4019 | 5207807.6177 | 0 | 31994747.999 | 58786372.9409 | 10000 | 3.6715 | 8714.3965 | 16011.6205 | 177.6548 | 326.4185
1 | 3000 | 707 | 0.04 | 15 | 15 | 7 | 1.3335e-11 | 5spot_SharedNeighbor | CO2 | Porous | Wet | R245fa | MinimizeLCOE_Brownfield | IgnoreSilica | 72.3077 | 11.8388 | 1.1046 | 4 | 7707.0129 | 13770.6605 | 157.1179 | 280.7335 | 87.7373 | 9.206 | 82.9981 | 3090503.0792 | 0 | 2795631.2425 | 0 | 0 | 0 | 1077137.4614 | 2715675.9954 | 7065631.8783 | 4822438.9411 | 21567018.5979 | 961560.8286 | 11524091.9223 | 11524091.9223 | 10059725.4019 | 5207807.6177 | 0 | 34052671.3489 | 60844296.2907 | 13335.2143 | 4.4184 | 7707.0129 | 13770.6605 | 157.1179 | 280.7335
1 | 3000 | 707 | 0.04 | 15 | 15 | 7 | 1.7783e-11 | 5spot_SharedNeighbor | CO2 | Porous | Wet | R245fa | MinimizeLCOE_Brownfield | IgnoreSilica | 82.3855 | 13.5551 | 1.2918 | 4 | 6935.0503 | 12119.9982 | 141.3804 | 247.0826 | 87.3068 | 9.0824 | 92.5509 | 3371404.397 | 0 | 3103222.0314 | 0 | 0 | 0 | 1064016.4008 | 2940070.7034 | 7649460.8788 | 5220914.2305 | 23349088.6418 | 961560.8286 | 11524091.9223 | 11524091.9223 | 10059725.4019 | 5207807.6177 | 0 | 35834741.3928 | 62626366.3347 | 17782.7941 | 5.1672 | 6935.0503 | 12119.9982 | 141.3804 | 247.0826
1 | 3000 | 707 | 0.04 | 15 | 15 | 7 | 2.3714e-11 | 5spot_SharedNeighbor | CO2 | Porous | Wet | R245fa | MinimizeLCOE_Brownfield | IgnoreSilica | 91.565 | 15.1265 | 1.4688 | 4 | 6346.0713 | 10906.1143 | 129.3732 | 222.3359 | 86.8187 | 8.9533 | 98.9221 | 3610841.4534 | 0 | 3376880.8154 | 0 | 0 | 0 | 1019186.2623 | 3122694.3272 | 8124610.0866 | 5545213.3281 | 24799426.2731 | 961560.8286 | 11524091.9223 | 11524091.9223 | 10059725.4019 | 5207807.6177 | 0 | 37285079.024 | 64076703.9659 | 23713.7371 | 5.8753 | 6346.0713 | 10906.1143 | 129.3732 | 222.3359
1 | 3000 | 707 | 0.04 | 15 | 15 | 7 | 3.1623e-11 | 5spot_SharedNeighbor | CO2 | Porous | Wet | R245fa | MinimizeLCOE_Brownfield | IgnoreSilica | 99.5233 | 16.4955 | 1.6276 | 4 | 5898.0694 | 10013.2023 | 120.2401 | 204.1327 | 86.3229 | 8.8287 | 94.1375 | 3806078.746 | 0 | 3609708.3759 | 0 | 0 | 0 | 950916.5745 | 3263014.4416 | 8489694.2407 | 5794390.765 | 25913803.1437 | 961560.8286 | 11524091.9223 | 11524091.9223 | 10059725.4019 | 5207807.6177 | 0 | 38399455.8946 | 65191080.8365 | 31622.7766 | 6.5105 | 5898.0694 | 10013.2023 | 120.2401 | 204.1327
1 | 3000 | 707 | 0.04 | 15 | 15 | 7 | 4.217e-11 | 5spot_SharedNeighbor | CO2 | Porous | Wet | R245fa | MinimizeLCOE_Brownfield | IgnoreSilica | 106.1586 | 17.6417 | 1.764 | 4 | 5557.8384 | 9354.7823 | 113.3041 | 190.7099 | 85.8585 | 8.7158 | 99.1521 | 3960183.6068 | 0 | 3800988.8449 | 0 | 0 | 0 | 869384.4396 | 3365917.1876 | 8757426.0776 | 5977123.2451 | 26731023.4017 | 961560.8286 | 11524091.9223 | 11524091.9223 | 10059725.4019 | 5207807.6177 | 0 | 39216676.1526 | 66008301.0945 | 42169.6503 | 7.0561 | 5557.8384 | 9354.7823 | 113.3041 | 190.7099
1 | 3000 | 707 | 0.04 | 15 | 15 | 7 | 5.6234e-11 | 5spot_SharedNeighbor | CO2 | Porous | Wet | R245fa | MinimizeLCOE_Brownfield | IgnoreSilica | 111.5307 | 18.5731 | 1.8772 | 4 | 5299.5648 | 8867.504 | 108.0388 | 180.7761 | 85.4487 | 8.6184 | 96.7518 | 4079175.4556 | 0 | 3954101.5266 | 0 | 0 | 0 | 783803.5785 | 3438661.4187 | 8946691.6449 | 6106300.8838 | 27308734.5081 | 961560.8286 | 11524091.9223 | 11524091.9223 | 10059725.4019 | 5207807.6177 | 0 | 39794387.259 | 66586012.2009 | 56234.1325 | 7.509 | 5299.5648 | 8867.504 | 108.0388 | 180.7761
1 | 3000 | 707 | 0.04 | 15 | 15 | 7 | 7.4989e-11 | 5spot_SharedNeighbor | CO2 | Porous | Wet | R245fa | MinimizeLCOE_Brownfield | IgnoreSilica | 115.7371 | 19.3052 | 1.9683 | 4 | 5103.459 | 8506.2846 | 104.0409 | 173.4121 | 85.1063 | 8.5384 | 100.6541 | 4168724.8931 | 0 | 4072962.0139 | 0 | 0 | 0 | 700315.1323 | 3487380.7953 | 9073449.4693 | 6192815.7036 | 27695648.0076 | 961560.8286 | 11524091.9223 | 11524091.9223 | 10059725.4019 | 5207807.6177 | 0 | 40181300.7586 | 66972925.7004 | 74989.4209 | 7.8733 | 5103.459 | 8506.2846 | 104.0409 | 173.4121
1 | 3000 | 707 | 0.04 | 15 | 15 | 7 | 1e-10 | 5spot_SharedNeighbor | CO2 | Porous | Wet | R245fa | MinimizeLCOE_Brownfield | IgnoreSilica | 118.9554 | 19.8676 | 2.04 | 4 | 4954.4853 | 8237.8191 | 101.0039 | 167.9391 | 84.8316 | 8.4749 | 106.3012 | 4235074.7316 | 0 | 4163319.1717 | 0 | 0 | 0 | 623268.5763 | 3518448.367 | 9154280.918 | 6247984.8282 | 27942376.5927 | 961560.8286 | 11524091.9223 | 11524091.9223 | 10059725.4019 | 5207807.6177 | 0 | 40428029.3437 | 67219654.2856 | 100000 | 8.1599 | 4954.4853 | 8237.8191 | 101.0039 | 167.9391
1 | 3000 | 707 | 0.04 | 15 | 15 | 7 | 1.3335e-10 | 5spot_SharedNeighbor | CO2 | Porous | Wet | R245fa | MinimizeLCOE_Brownfield | IgnoreSilica | 121.146 | 20.2556 | 2.0932 | 4 | 4840.906 | 8040.7438 | 98.6884 | 163.9214 | 84.6365 | 8.43 | 89.5029 | 4279045.6679 | 0 | 4224541.5513 | 0 | 0 | 0 | 551635.331 | 3531536.7946 | 9188334.3216 | 6271226.9759 | 28046320.6422 | 961560.8286 | 11524091.9223 | 11524091.9223 | 10059725.4019 | 5207807.6177 | 0 | 40531973.3932 | 67323598.3351 | 133352.1432 | 8.3728 | 4840.906 | 8040.7438 | 98.6884 | 163.9214
1 | 3000 | 707 | 0.04 | 15 | 15 | 7 | 1.7783e-10 | 5spot_SharedNeighbor | CO2 | Porous | Wet | R245fa | MinimizeLCOE_Brownfield | IgnoreSilica | 123.2427 | 20.6205 | 2.1384 | 4 | 4754.9455 | 7887.1698 | 96.936 | 160.7906 | 84.4472 | 8.387 | 97.2036 | 4320456.4459 | 0 | 4282934.2336 | 0 | 0 | 0 | 496926.9362 | 3549123.8702 | 9234092.2848 | 6302457.726 | 28185991.4967 | 961560.8286 | 11524091.9223 | 11524091.9223 | 10059725.4019 | 5207807.6177 | 0 | 40671644.2477 | 67463269.1896 | 177827.941 | 8.5535 | 4754.9455 | 7887.1698 | 96.936 | 160.7906
1 | 3000 | 707 | 0.04 | 15 | 15 | 7 | 2.3714e-10 | 5spot_SharedNeighbor | CO2 | Porous | Wet | R245fa | MinimizeLCOE_Brownfield | IgnoreSilica | 124.5534 | 20.8524 | 2.1703 | 4 | 4689.629 | 7775.843 | 95.6044 | 158.5211 | 84.3261 | 8.3596 | 91.7264 | 4345910.4299 | 0 | 4319332.7248 | 0 | 0 | 0 | 447773.1673 | 3554076.3656 | 9246977.6619 | 6311252.2606 | 28225322.6101 | 961560.8286 | 11524091.9223 | 11524091.9223 | 10059725.4019 | 5207807.6177 | 0 | 40710975.3611 | 67502600.3029 | 237137.3706 | 8.6811 | 4689.629 | 7775.843 | 95.6044 | 158.5211
1 | 3000 | 707 | 0.04 | 15 | 15 | 7 | 3.1623e-10 | 5spot_SharedNeighbor | CO2 | Porous | Wet | R245fa | MinimizeLCOE_Brownfield | IgnoreSilica | 125.5083 | 21.0221 | 2.1942 | 4 | 4640.0199 | 7692.5643 | 94.5931 | 156.8233 | 84.2366 | 8.3395 | 86.6388 | 4364252.6957 | 0 | 4345806.56 | 0 | 0 | 0 | 407358.8339 | 3555793.0549 | 9251444.1354 | 6314300.7206 | 28238956.0005 | 961560.8286 | 11524091.9223 | 11524091.9223 | 10059725.4019 | 5207807.6177 | 0 | 40724608.7514 | 67516233.6933 | 316227.766 | 8.7768 | 4640.0199 | 7692.5643 | 94.5931 | 156.8233
1 | 3000 | 707 | 0.04 | 15 | 15 | 7 | 4.217e-10 | 5spot_SharedNeighbor | CO2 | Porous | Wet | R245fa | MinimizeLCOE_Brownfield | IgnoreSilica | 126.1781 | 21.1421 | 2.2119 | 4 | 4602.3763 | 7630.5411 | 93.8257 | 155.5589 | 84.1731 | 8.3252 | 90.038 | 4377009.4085 | 0 | 4364349.0074 | 0 | 0 | 0 | 374386.7553 | 3555140.6168 | 9249746.6252 | 6313142.135 | 28233774.5481 | 961560.8286 | 11524091.9223 | 11524091.9223 | 10059725.4019 | 5207807.6177 | 0 | 40719427.2991 | 67511052.2409 | 421696.5034 | 8.8475 | 4602.3763 | 7630.5411 | 93.8257 | 155.5589
1 | 3000 | 707 | 0.04 | 15 | 15 | 7 | 5.6234e-10 | 5spot_SharedNeighbor | CO2 | Porous | Wet | R245fa | MinimizeLCOE_Brownfield | IgnoreSilica | 126.6339 | 21.2246 | 2.2248 | 4 | 4573.8455 | 7584.4761 | 93.244 | 154.6198 | 84.1294 | 8.3155 | 83.8851 | 4385637.7104 | 0 | 4376957.4057 | 0 | 0 | 0 | 347745.325 | 3553032.772 | 9244262.4456 | 6309399.0697 | 28217034.7284 | 961560.8286 | 11524091.9223 | 11524091.9223 | 10059725.4019 | 5207807.6177 | 0 | 40702687.4794 | 67494312.4212 | 562341.3252 | 8.899 | 4573.8455 | 7584.4761 | 93.244 | 154.6198
1 | 3000 | 707 | 0.04 | 15 | 15 | 7 | 7.4989e-10 | 5spot_SharedNeighbor | CO2 | Porous | Wet | R245fa | MinimizeLCOE_Brownfield | IgnoreSilica | 126.9675 | 21.2852 | 2.2344 | 4 | 4552.2498 | 7549.9052 | 92.8038 | 153.915 | 84.0974 | 8.3083 | 94.8308 | 4391925.7612 | 0 | 4386178.6203 | 0 | 0 | 0 | 326801.2917 | 3550913.2125 | 9238747.7866 | 6305635.2016 | 28200201.8739 | 961560.8286 | 11524091.9223 | 11524091.9223 | 10059725.4019 | 5207807.6177 | 0 | 40685854.6249 | 67477479.5668 | 749894.2093 | 8.9375 | 4552.2498 | 7549.9052 | 92.8038 | 153.915
1 | 3000 | 707 | 0.04 | 15 | 15 | 7 | 1e-09 | 5spot_SharedNeighbor | CO2 | Porous | Wet | R245fa | MinimizeLCOE_Brownfield | IgnoreSilica | 127.2038 | 21.3285 | 2.2415 | 4 | 4535.9255 | 7524.0694 | 92.471 | 153.3883 | 84.0745 | 8.3032 | 97.2156 | 4396366.0543 | 0 | 4392708.8036 | 0 | 0 | 0 | 310387.8122 | 3548790.4413 | 9233224.7713 | 6301865.6302 | 28183343.5129 | 961560.8286 | 11524091.9223 | 11524091.9223 | 10059725.4019 | 5207807.6177 | 0 | 40668996.2639 | 67460621.2058 | 1000000 | 8.966 | 4535.9255 | 7524.0694 | 92.471 | 153.3883
1 | 3000 | 707 | 0.04 | 15 | 15 | 7 | 1.3335e-09 | 5spot_SharedNeighbor | CO2 | Porous | Wet | R245fa | MinimizeLCOE_Brownfield | IgnoreSilica | 127.3501 | 21.3559 | 2.2465 | 4 | 4523.6019 | 7505.042 | 92.2197 | 153.0004 | 84.0602 | 8.3001 | 90.1141 | 4399105.6149 | 0 | 4396750.7199 | 0 | 0 | 0 | 297376.1504 | 3546360.6693 | 9226903.0028 | 6297550.8933 | 28164047.0506 | 961560.8286 | 11524091.9223 | 11524091.9223 | 10059725.4019 | 5207807.6177 | 0 | 40649699.8016 | 67441324.7435 | 1333521.4322 | 8.9861 | 4523.6019 | 7505.042 | 92.2197 | 153.0004
1 | 3000 | 707 | 0.04 | 15 | 15 | 7 | 1.7783e-09 | 5spot_SharedNeighbor | CO2 | Porous | Wet | R245fa | MinimizeLCOE_Brownfield | IgnoreSilica | 127.4692 | 21.378 | 2.2504 | 4 | 4514.3099 | 7490.608 | 92.0303 | 152.7062 | 84.0486 | 8.2975 | 79.4057 | 4401334.0498 | 0 | 4400040.3923 | 0 | 0 | 0 | 287527.3764 | 3544671.7092 | 9222508.6752 | 6294551.6745 | 28150633.8774 | 961560.8286 | 11524091.9223 | 11524091.9223 | 10059725.4019 | 5207807.6177 | 0 | 40636286.6284 | 67427911.5703 | 1778279.41 | 9.0017 | 4514.3099 | 7490.608 | 92.0303 | 152.7062
1 | 3000 | 707 | 0.04 | 15 | 15 | 7 | 2.3714e-09 | 5spot_SharedNeighbor | CO2 | Porous | Wet | R245fa | MinimizeLCOE_Brownfield | IgnoreSilica | 127.5398 | 21.3915 | 2.2531 | 4 | 4507.3107 | 7480.0063 | 91.8876 | 152.49 | 84.0417 | 8.296 | 87.6869 | 4402650.1401 | 0 | 4401988.7817 | 0 | 0 | 0 | 279795.5151 | 3542929.4304 | 9217975.6232 | 6291457.7733 | 28136797.2639 | 961560.8286 | 11524091.9223 | 11524091.9223 | 10059725.4019 | 5207807.6177 | 0 | 40622450.0148 | 67414074.9567 | 2371373.7057 | 9.0126 | 4507.3107 | 7480.0063 | 91.8876 | 152.49
1 | 3000 | 707 | 0.04 | 15 | 15 | 7 | 3.1623e-09 | 5spot_SharedNeighbor | CO2 | Porous | Wet | R245fa | MinimizeLCOE_Brownfield | IgnoreSilica | 127.5935 | 21.4018 | 2.2552 | 4 | 4502.0437 | 7472.0302 | 91.7803 | 152.3274 | 84.0364 | 8.2948 | 82.6748 | 4403651.3723 | 0 | 4403471.8487 | 0 | 0 | 0 | 273934.8193 | 3541612.6357 | 9214549.5934 | 6289119.4376 | 28126339.707 | 961560.8286 | 11524091.9223 | 11524091.9223 | 10059725.4019 | 5207807.6177 | 0 | 40611992.4579 | 67403617.3998 | 3162277.6602 | 9.0208 | 4502.0437 | 7472.0302 | 91.7803 | 152.3274
1 | 3000 | 707 | 0.04 | 15 | 15 | 7 | 4.217e-09 | 5spot_SharedNeighbor | CO2 | Porous | Wet | R245fa | MinimizeLCOE_Brownfield | IgnoreSilica | 127.613 | 21.4062 | 2.2565 | 4 | 4498.0832 | 7466.3154 | 91.6995 | 152.2109 | 84.0344 | 8.2944 | 84.8759 | 4404009.713 | 0 | 4404008.7904 | 0 | 0 | 0 | 269247.1429 | 3540133.602 | 9210701.4512 | 6286493.0015 | 28114593.701 | 961560.8286 | 11524091.9223 | 11524091.9223 | 10059725.4019 | 5207807.6177 | 0 | 40600246.452 | 67391871.3938 | 4216965.0343 | 9.0261 | 4498.0832 | 7466.3154 | 91.6995 | 152.2109
1 | 3000 | 707 | 0.04 | 15 | 15 | 7 | 5.6234e-09 | 5spot_SharedNeighbor | CO2 | Porous | Wet | R245fa | MinimizeLCOE_Brownfield | IgnoreSilica | 127.6519 | 21.4133 | 2.2578 | 4 | 4495.1069 | 7461.7026 | 91.6388 | 152.1169 | 84.0306 | 8.2935 | 88.4839 | 4404735.8986 | 0 | 4405082.6247 | 0 | 0 | 0 | 265999.7172 | 3539569.1138 | 9209232.7686 | 6285490.5954 | 28110110.7183 | 961560.8286 | 11524091.9223 | 11524091.9223 | 10059725.4019 | 5207807.6177 | 0 | 40595763.4693 | 67387388.4112 | 5623413.2519 | 9.0311 | 4495.1069 | 7461.7026 | 91.6388 | 152.1169
1 | 3000 | 707 | 0.04 | 15 | 15 | 7 | 7.4989e-09 | 5spot_SharedNeighbor | CO2 | Porous | Wet | R245fa | MinimizeLCOE_Brownfield | IgnoreSilica | 127.6667 | 21.4164 | 2.2586 | 4 | 4492.8713 | 7458.4302 | 91.5933 | 152.0502 | 84.0291 | 8.2932 | 79.9728 | 4405010.2963 | 0 | 4405491.6872 | 0 | 0 | 0 | 263377.5965 | 3538813.0362 | 9207265.6099 | 6284147.9691 | 28104106.1952 | 961560.8286 | 11524091.9223 | 11524091.9223 | 10059725.4019 | 5207807.6177 | 0 | 40589758.9462 | 67381383.888 | 7498942.0933 | 9.0343 | 4492.8713 | 7458.4302 | 91.5933 | 152.0502
1 | 3000 | 707 | 0.04 | 15 | 15 | 7 | 1e-08 | 5spot_SharedNeighbor | CO2 | Porous | Wet | R245fa | MinimizeLCOE_Brownfield | IgnoreSilica | 127.6861 | 21.4201 | 2.2592 | 4 | 4491.1927 | 7455.8641 | 91.559 | 151.9979 | 84.0272 | 8.2928 | 79.9215 | 4405372.8516 | 0 | 4406028.5674 | 0 | 0 | 0 | 261503.6852 | 3538432.9906 | 9206276.8092 | 6283473.0924 | 28101087.9965 | 961560.8286 | 11524091.9223 | 11524091.9223 | 10059725.4019 | 5207807.6177 | 0 | 40586740.7474 | 67378365.6893 | 10000000 | 9.037 | 4491.1927 | 7455.8641 | 91.559 | 151.9979
1 | 3100 | 707 | 0.04 | 15 | 15 | 7 | 1e-13 | 5spot_SharedNeighbor | CO2 | Porous | Wet | R245fa | MinimizeLCOE_Brownfield | IgnoreSilica | 1.068 | 0.048454 | 0.002991 | 4 | 1151694.5659 | 3464095.0911 | 23478.8515 | 70620.264 | 63.3138 | 8.5575 | 109.6702 | 112736.7854 | 0 | 63823.9647 | 0 | 0 | 0 | 95843.7412 | 106237.7516 | 276408.8374 | 188654.7111 | 843705.7915 | 961560.8286 | 11973452.0612 | 11973452.0612 | 10331217.8863 | 5360578.5121 | 0 | 13778718.6813 | 41443967.141 | 100 | 0.011964 | 1151694.5659 | 3464095.0911 | 23478.8515 | 70620.264
1 | 3100 | 707 | 0.04 | 15 | 15 | 7 | 1.3335e-13 | 5spot_SharedNeighbor | CO2 | Porous | Wet | R245fa | MinimizeLCOE_Brownfield | IgnoreSilica | 1.5153 | 0.10542 | 0.0064124 | 4 | 550331.8823 | 1628912.0523 | 11219.2598 | 33207.5755 | 69.2629 | 8.9622 | 150.0598 | 158969.1691 | 0 | 96216.8496 | 0 | 0 | 0 | 126064.6583 | 148687.764 | 386855.0619 | 264036.5288 | 1180830.0318 | 961560.8286 | 11973452.0612 | 11973452.0612 | 10331217.8863 | 5360578.5121 | 0 | 14115842.9216 | 41781091.3813 | 133.3521 | 0.02565 | 550331.8823 | 1628912.0523 | 11219.2598 | 33207.5755
1 | 3100 | 707 | 0.04 | 15 | 15 | 7 | 1.7783e-13 | 5spot_SharedNeighbor | CO2 | Porous | Wet | R245fa | MinimizeLCOE_Brownfield | IgnoreSilica | 2.0598 | 0.18285 | 0.011549 | 4 | 313692.34 | 912544.0904 | 6395.0427 | 18603.4456 | 73.9028 | 9.2415 | 201.9354 | 211381.8313 | 0 | 133739.8378 | 0 | 0 | 0 | 157478.9122 | 196014.2267 | 509988.8097 | 348077.8419 | 1556681.4594 | 961560.8286 | 11973452.0612 | 11973452.0612 | 10331217.8863 | 5360578.5121 | 0 | 14491694.3493 | 42156942.8089 | 177.8279 | 0.046197 | 313692.34 | 912544.0904 | 6395.0427 | 18603.4456
1 | 3100 | 707 | 0.04 | 15 | 15 | 7 | 2.3714e-13 | 5spot_SharedNeighbor | CO2 | Porous | Wet | R245fa | MinimizeLCOE_Brownfield | IgnoreSilica | 2.7593 | 0.28833 | 0.018898 | 4 | 197604.7504 | 563593.1028 | 4028.4401 | 11489.6077 | 77.7442 | 9.4505 | 56.2313 | 273694.072 | 0 | 179392.7978 | 0 | 0 | 0 | 193302.6226 | 252091.902 | 655891.418 | 447659.37 | 2002032.1824 | 961560.8286 | 11973452.0612 | 11973452.0612 | 10331217.8863 | 5360578.5121 | 0 | 14937045.0723 | 42602293.5319 | 237.1374 | 0.075591 | 197604.7504 | 563593.1028 | 4028.4401 | 11489.6077
1 | 3100 | 707 | 0.04 | 15 | 15 | 7 | 3.1623e-13 | 5spot_SharedNeighbor | CO2 | Porous | Wet | R245fa | MinimizeLCOE_Brownfield | IgnoreSilica | 3.6561 | 0.42882 | 0.029105 | 4 | 132817.6186 | 370449.98 | 2707.6668 | 7552.1239 | 80.8868 | 9.6072 | 50.308 | 347387.0129 | 0 | 234732.7799 | 0 | 0 | 0 | 233978.6974 | 318278.4112 | 828095.1381 | 565191.9474 | 2527663.9871 | 961560.8286 | 11973452.0612 | 11973452.0612 | 10331217.8863 | 5360578.5121 | 0 | 15462676.8769 | 43127925.3366 | 316.2278 | 0.11642 | 132817.6186 | 370449.98 | 2707.6668 | 7552.1239
1 | 3100 | 707 | 0.04 | 15 | 15 | 7 | 4.217e-13 | 5spot_SharedNeighbor | CO2 | Porous | Wet | R245fa | MinimizeLCOE_Brownfield | IgnoreSilica | 4.8009 | 0.61267 | 0.043008 | 4 | 93470.9352 | 254286.6873 | 1905.5314 | 5183.9781 | 83.4243 | 9.7251 | 47.4148 | 434081.9244 | 0 | 301505.7613 | 0 | 0 | 0 | 279782.4244 | 395994.3429 | 1030296.0507 | 703198.2251 | 3144858.7288 | 961560.8286 | 11973452.0612 | 11973452.0612 | 10331217.8863 | 5360578.5121 | 0 | 16079871.6187 | 43745120.0783 | 421.6965 | 0.17203 | 93470.9352 | 254286.6873 | 1905.5314 | 5183.9781
1 | 3100 | 707 | 0.04 | 15 | 15 | 7 | 5.6234e-13 | 5spot_SharedNeighbor | CO2 | Porous | Wet | R245fa | MinimizeLCOE_Brownfield | IgnoreSilica | 6.2696 | 0.85213 | 0.061711 | 4 | 68100.3962 | 180177.0107 | 1388.3187 | 3673.1521 | 85.4671 | 9.8143 | 66.5076 | 536611.0895 | 0 | 382512.9155 | 0 | 0 | 0 | 331998.9426 | 487937.9496 | 1269514.4549 | 866469.7014 | 3875045.0534 | 961560.8286 | 11973452.0612 | 11973452.0612 | 10331217.8863 | 5360578.5121 | 0 | 16810057.9433 | 44475306.4029 | 562.3413 | 0.24684 | 68100.3962 | 180177.0107 | 1388.3187 | 3673.1521
1 | 3100 | 707 | 0.04 | 15 | 15 | 7 | 7.4989e-13 | 5spot_SharedNeighbor | CO2 | Porous | Wet | R245fa | MinimizeLCOE_Brownfield | IgnoreSilica | 8.1481 | 1.1615 | 0.086631 | 4 | 50997.844 | 130833.8606 | 1039.66 | 2667.2252 | 87.0944 | 9.8813 | 49.024 | 657610.4404 | 0 | 480573.0037 | 0 | 0 | 0 | 391255.898 | 596481.3434 | 1551922.1004 | 1059218.7223 | 4737061.5082 | 961560.8286 | 11973452.0612 | 11973452.0612 | 10331217.8863 | 5360578.5121 | 0 | 17672074.398 | 45337322.8577 | 749.8942 | 0.34653 | 50997.844 | 130833.8606 | 1039.66 | 2667.2252
1 | 3100 | 707 | 0.04 | 15 | 15 | 7 | 1e-12 | 5spot_SharedNeighbor | CO2 | Porous | Wet | R245fa | MinimizeLCOE_Brownfield | IgnoreSilica | 10.6378 | 1.5728 | 0.1199 | 4 | 39068.0319 | 96753.5817 | 796.4547 | 1972.4526 | 88.4178 | 9.9322 | 31.7213 | 805552.4829 | 0 | 603410.8656 | 0 | 0 | 0 | 464151.9794 | 730514.9779 | 1900650.1232 | 1297232.7636 | 5801513.1926 | 961560.8286 | 11973452.0612 | 11973452.0612 | 10331217.8863 | 5360578.5121 | 0 | 18736526.0825 | 46401774.5421 | 1000 | 0.47959 | 39068.0319 | 96753.5817 | 796.4547 | 1972.4526
1 | 3100 | 707 | 0.04 | 15 | 15 | 7 | 1.3335e-12 | 5spot_SharedNeighbor | CO2 | Porous | Wet | R245fa | MinimizeLCOE_Brownfield | IgnoreSilica | 13.6755 | 2.0794 | 0.16344 | 4 | 30439.5117 | 72757.9331 | 620.5506 | 1483.2689 | 89.4038 | 9.9665 | 52.8522 | 972398.6246 | 0 | 737713.0445 | 0 | 0 | 0 | 538498.5714 | 876957.9938 | 2281664.8111 | 1557283.1171 | 6964516.1626 | 961560.8286 | 11973452.0612 | 11973452.0612 | 10331217.8863 | 5360578.5121 | 0 | 19899529.0524 | 47564777.5121 | 1333.5214 | 0.65374 | 30439.5117 | 72757.9331 | 620.5506 | 1483.2689
1 | 3100 | 707 | 0.04 | 15 | 15 | 7 | 1.7783e-12 | 5spot_SharedNeighbor | CO2 | Porous | Wet | R245fa | MinimizeLCOE_Brownfield | IgnoreSilica | 17.5413 | 2.7262 | 0.22029 | 4 | 24142.3748 | 55538.358 | 492.175 | 1132.2245 | 90.1684 | 9.988 | 54.5554 | 1169161.91 | 0 | 900288.3509 | 0 | 0 | 0 | 622793.5426 | 1049975.0834 | 2731819.7874 | 1864523.1382 | 8338561.8125 | 961560.8286 | 11973452.0612 | 11973452.0612 | 10331217.8863 | 5360578.5121 | 0 | 21273574.7024 | 48938823.162 | 1778.2794 | 0.88117 | 24142.3748 | 55538.358 | 492.175 | 1132.2245
1 | 3100 | 707 | 0.04 | 15 | 15 | 7 | 2.3714e-12 | 5spot_SharedNeighbor | CO2 | Porous | Wet | R245fa | MinimizeLCOE_Brownfield | IgnoreSilica | 22.3527 | 3.5346 | 0.29358 | 4 | 19462.4962 | 43020.7991 | 396.7693 | 877.0372 | 90.7364 | 9.9966 | 58.7948 | 1396368.7097 | 0 | 1092939.8544 | 0 | 0 | 0 | 713658.8488 | 1249157.291 | 3250051.0339 | 2218226.6125 | 9920402.3503 | 961560.8286 | 11973452.0612 | 11973452.0612 | 10331217.8863 | 5360578.5121 | 0 | 22855415.2402 | 50520663.6998 | 2371.3737 | 1.1743 | 19462.4962 | 43020.7991 | 396.7693 | 877.0372
1 | 3100 | 707 | 0.04 | 15 | 15 | 7 | 3.1623e-12 | 5spot_SharedNeighbor | CO2 | Porous | Wet | R245fa | MinimizeLCOE_Brownfield | IgnoreSilica | 28.277 | 4.5339 | 0.3869 | 4 | 15933.3041 | 33809.6819 | 324.822 | 689.2561 | 91.1365 | 9.9911 | 69.3714 | 1656286.5158 | 0 | 1319102.75 | 0 | 0 | 0 | 809628.5212 | 1476156.9369 | 3840657.5484 | 2621327.6944 | 11723159.9666 | 961560.8286 | 11973452.0612 | 11973452.0612 | 10331217.8863 | 5360578.5121 | 0 | 24658172.8564 | 52323421.3161 | 3162.2777 | 1.5476 | 15933.3041 | 33809.6819 | 324.822 | 689.2561
1 | 3100 | 707 | 0.04 | 15 | 15 | 7 | 4.217e-12 | 5spot_SharedNeighbor | CO2 | Porous | Wet | R245fa | MinimizeLCOE_Brownfield | IgnoreSilica | 35.4802 | 5.7537 | 0.50388 | 4 | 13241.3445 | 26967.4112 | 269.9427 | 549.7672 | 91.3852 | 9.9687 | 65.302 | 1950178.8119 | 0 | 1581688.9374 | 0 | 0 | 0 | 908603.3863 | 1731783.7429 | 4505746.0613 | 3075264.2707 | 13753265.2106 | 961560.8286 | 11973452.0612 | 11973452.0612 | 10331217.8863 | 5360578.5121 | 0 | 26688278.1004 | 54353526.5601 | 4216.965 | 2.0155 | 13241.3445 | 26967.4112 | 269.9427 | 549.7672
1 | 3100 | 707 | 0.04 | 15 | 15 | 7 | 5.6234e-12 | 5spot_SharedNeighbor | CO2 | Porous | Wet | R245fa | MinimizeLCOE_Brownfield | IgnoreSilica | 43.9844 | 7.2005 | 0.64677 | 4 | 11171.4476 | 21865.0495 | 227.7451 | 445.7486 | 91.4857 | 9.9257 | 82.2594 | 2273065.154 | 0 | 1878325.9059 | 0 | 0 | 0 | 1003647.7772 | 2010465.1465 | 5230817.908 | 3570140.7048 | 15966462.5964 | 961560.8286 | 11973452.0612 | 11973452.0612 | 10331217.8863 | 5360578.5121 | 0 | 28901475.4863 | 56566723.9459 | 5623.4133 | 2.5871 | 11171.4476 | 21865.0495 | 227.7451 | 445.7486
1 | 3100 | 707 | 0.04 | 15 | 15 | 7 | 7.4989e-12 | 5spot_SharedNeighbor | CO2 | Porous | Wet | R245fa | MinimizeLCOE_Brownfield | IgnoreSilica | 53.6554 | 8.8547 | 0.81521 | 4 | 9573.4027 | 18057.5078 | 195.1668 | 368.1267 | 91.4352 | 9.858 | 79.3191 | 2614922.0154 | 0 | 2202029.8035 | 0 | 0 | 0 | 1085778.6971 | 2302064.9012 | 5989500.6545 | 4087957.2687 | 18282253.3404 | 961560.8286 | 11973452.0612 | 11973452.0612 | 10331217.8863 | 5360578.5121 | 0 | 31217266.2302 | 58882514.6899 | 7498.9421 | 3.2608 | 9573.4027 | 18057.5078 | 195.1668 | 368.1267
1 | 3100 | 707 | 0.04 | 15 | 15 | 7 | 1e-11 | 5spot_SharedNeighbor | CO2 | Porous | Wet | R245fa | MinimizeLCOE_Brownfield | IgnoreSilica | 64.0982 | 10.6514 | 1.0043 | 4 | 8339.9745 | 15226.5969 | 170.0217 | 310.4148 | 91.231 | 9.7641 | 78.7489 | 2958643.4462 | 0 | 2538685.7094 | 0 | 0 | 0 | 1143621.1036 | 2589970.6011 | 6738572.2281 | 4599214.0095 | 20568707.0979 | 961560.8286 | 11973452.0612 | 11973452.0612 | 10331217.8863 | 5360578.5121 | 0 | 33503719.9878 | 61168968.4474 | 10000 | 4.0172 | 8339.9745 | 15226.5969 | 170.0217 | 310.4148
1 | 3100 | 707 | 0.04 | 15 | 15 | 7 | 1.3335e-11 | 5spot_SharedNeighbor | CO2 | Porous | Wet | R245fa | MinimizeLCOE_Brownfield | IgnoreSilica | 74.7218 | 12.4903 | 1.2046 | 4 | 7391.3254 | 13132.8721 | 150.6822 | 267.7314 | 90.8852 | 9.6468 | 92.99 | 3284388.2535 | 0 | 2870055.0232 | 0 | 0 | 0 | 1168037.9587 | 2855767.6818 | 7430121.7096 | 5071210.7405 | 22679581.3673 | 961560.8286 | 11973452.0612 | 11973452.0612 | 10331217.8863 | 5360578.5121 | 0 | 35614594.2571 | 63279842.7168 | 13335.2143 | 4.8184 | 7391.3254 | 13132.8721 | 150.6822 | 267.7314
1 | 3100 | 707 | 0.04 | 15 | 15 | 7 | 1.7783e-11 | 5spot_SharedNeighbor | CO2 | Porous | Wet | R245fa | MinimizeLCOE_Brownfield | IgnoreSilica | 84.883 | 14.2595 | 1.404 | 4 | 6665.2024 | 11591.346 | 135.8792 | 236.3053 | 90.4337 | 9.5141 | 86.1702 | 3575099.4118 | 0 | 3178254.6739 | 0 | 0 | 0 | 1155846.2179 | 3084588.1184 | 8025465.5481 | 5477545.1434 | 24496799.1135 | 961560.8286 | 11973452.0612 | 11973452.0612 | 10331217.8863 | 5360578.5121 | 0 | 37431812.0033 | 65097060.463 | 17782.7941 | 5.616 | 6665.2024 | 11591.346 | 135.8792 | 236.3053
1 | 3100 | 707 | 0.04 | 15 | 15 | 7 | 2.3714e-11 | 5spot_SharedNeighbor | CO2 | Porous | Wet | R245fa | MinimizeLCOE_Brownfield | IgnoreSilica | 94.0787 | 15.8692 | 1.5912 | 4 | 6111.8197 | 10458.3158 | 124.5977 | 213.2069 | 89.9273 | 9.377 | 81.0661 | 3821417.4807 | 0 | 3450845.5773 | 0 | 0 | 0 | 1111435.0989 | 3269642.2812 | 8506938.5198 | 5806160.3399 | 25966439.2977 | 961560.8286 | 11973452.0612 | 11973452.0612 | 10331217.8863 | 5360578.5121 | 0 | 38901452.1876 | 66566700.6472 | 23713.7371 | 6.365 | 6111.8197 | 10458.3158 | 124.5977 | 213.2069
1 | 3100 | 707 | 0.04 | 15 | 15 | 7 | 3.1623e-11 | 5spot_SharedNeighbor | CO2 | Porous | Wet | R245fa | MinimizeLCOE_Brownfield | IgnoreSilica | 102.0176 | 17.2656 | 1.7583 | 4 | 5691.37 | 9624.9464 | 116.0263 | 196.2176 | 89.4171 | 9.2455 | 89.3598 | 4021550.4605 | 0 | 3681904.6386 | 0 | 0 | 0 | 1043965.3634 | 3411493.9804 | 8876007.5433 | 6058057.532 | 27092979.5182 | 961560.8286 | 11973452.0612 | 11973452.0612 | 10331217.8863 | 5360578.5121 | 0 | 40027992.4081 | 67693240.8677 | 31622.7766 | 7.0331 | 5691.37 | 9624.9464 | 116.0263 | 196.2176
1 | 3100 | 707 | 0.04 | 15 | 15 | 7 | 4.217e-11 | 5spot_SharedNeighbor | CO2 | Porous | Wet | R245fa | MinimizeLCOE_Brownfield | IgnoreSilica | 108.6265 | 18.433 | 1.9012 | 4 | 5372.4596 | 9010.2998 | 109.5249 | 183.6871 | 88.9413 | 9.127 | 103.3343 | 4179385.4399 | 0 | 3871514.3867 | 0 | 0 | 0 | 964107.6618 | 3515852.9205 | 9147528.0985 | 6243375.8901 | 27921764.3975 | 961560.8286 | 11973452.0612 | 11973452.0612 | 10331217.8863 | 5360578.5121 | 0 | 40856777.2874 | 68522025.747 | 42169.6503 | 7.6049 | 5372.4596 | 9010.2998 | 109.5249 | 183.6871
1 | 3100 | 707 | 0.04 | 15 | 15 | 7 | 5.6234e-11 | 5spot_SharedNeighbor | CO2 | Porous | Wet | R245fa | MinimizeLCOE_Brownfield | IgnoreSilica | 113.9466 | 19.3764 | 2.0193 | 4 | 5130.729 | 8555.878 | 104.5969 | 174.4231 | 88.5244 | 9.0254 | 102.1644 | 4300653.6717 | 0 | 4022475.0598 | 0 | 0 | 0 | 880626.6505 | 3589464.599 | 9339050.5861 | 6374093.9233 | 28506364.4902 | 961560.8286 | 11973452.0612 | 11973452.0612 | 10331217.8863 | 5360578.5121 | 0 | 41441377.3801 | 69106625.8397 | 56234.1325 | 8.0771 | 5130.729 | 8555.878 | 104.5969 | 174.4231
1 | 3100 | 707 | 0.04 | 15 | 15 | 7 | 7.4989e-11 | 5spot_SharedNeighbor | CO2 | Porous | Wet | R245fa | MinimizeLCOE_Brownfield | IgnoreSilica | 118.142 | 20.1228 | 2.1144 | 4 | 4947.5216 | 8218.6223 | 100.8619 | 167.5477 | 88.1744 | 8.9415 | 94.8878 | 4392626.3335 | 0 | 4140527.0917 | 0 | 0 | 0 | 800445.3585 | 3640103.5256 | 9470802.6858 | 6464017.4386 | 28908522.4338 | 961560.8286 | 11973452.0612 | 11973452.0612 | 10331217.8863 | 5360578.5121 | 0 | 41843535.3236 | 69508783.7833 | 74989.4209 | 8.4575 | 4947.5216 | 8218.6223 | 100.8619 | 167.5477
1 | 3100 | 707 | 0.04 | 15 | 15 | 7 | 1e-10 | 5spot_SharedNeighbor | CO2 | Porous | Wet | R245fa | MinimizeLCOE_Brownfield | IgnoreSilica | 121.3649 | 20.6983 | 2.1892 | 4 | 4808.6649 | 7967.993 | 98.0311 | 162.4383 | 87.8926 | 8.8748 | 102.4014 | 4461073.6047 | 0 | 4230647.4898 | 0 | 0 | 0 | 727256.743 | 3673401.3566 | 9557436.8116 | 6523147.0096 | 29172963.0153 | 961560.8286 | 11973452.0612 | 11973452.0612 | 10331217.8863 | 5360578.5121 | 0 | 42107975.9052 | 69773224.3648 | 100000 | 8.7567 | 4808.6649 | 7967.993 | 98.0311 | 162.4383
1 | 3100 | 707 | 0.04 | 15 | 15 | 7 | 1.3335e-10 | 5spot_SharedNeighbor | CO2 | Porous | Wet | R245fa | MinimizeLCOE_Brownfield | IgnoreSilica | 123.8345 | 21.1404 | 2.2474 | 4 | 4703.4325 | 7780.8982 | 95.8858 | 158.6241 | 87.6689 | 8.8223 | 102.5353 | 4512215.4051 | 0 | 4299378.789 | 0 | 0 | 0 | 663593.6349 | 3695323.2533 | 9614473.0901 | 6562075.4417 | 29347059.6141 | 961560.8286 | 11973452.0612 | 11973452.0612 | 10331217.8863 | 5360578.5121 | 0 | 42282072.5039 | 69947320.9636 | 133352.1432 | 8.9896 | 4703.4325 | 7780.8982 | 95.8858 | 158.6241
1 | 3100 | 707 | 0.04 | 15 | 15 | 7 | 1.7783e-10 | 5spot_SharedNeighbor | CO2 | Porous | Wet | R245fa | MinimizeLCOE_Brownfield | IgnoreSilica | 125.6936 | 21.4741 | 2.2921 | 4 | 4623.7105 | 7641.1906 | 94.2606 | 155.776 | 87.4962 | 8.782 | 94.7533 | 4549958.8865 | 0 | 4350936.4921 | 0 | 0 | 0 | 609686.3795 | 3709126.8856 | 9650387.3098 | 6586587.6346 | 29456683.5881 | 961560.8286 | 11973452.0612 | 11973452.0612 | 10331217.8863 | 5360578.5121 | 0 | 42391696.4779 | 70056944.9376 | 177827.941 | 9.1683 | 4623.7105 | 7641.1906 | 94.2606 | 155.776
1 | 3100 | 707 | 0.04 | 15 | 15 | 7 | 2.3714e-10 | 5spot_SharedNeighbor | CO2 | Porous | Wet | R245fa | MinimizeLCOE_Brownfield | IgnoreSilica | 127.1138 | 21.7298 | 2.3265 | 4 | 4563.0172 | 7535.9074 | 93.0233 | 153.6297 | 87.3603 | 8.7502 | 93.0375 | 4578264.0571 | 0 | 4390222.0393 | 0 | 0 | 0 | 565026.9638 | 3718070.0935 | 9673655.7021 | 6602468.7905 | 29527707.6462 | 961560.8286 | 11973452.0612 | 11973452.0612 | 10331217.8863 | 5360578.5121 | 0 | 42462720.536 | 70127968.9957 | 237137.3706 | 9.3058 | 4563.0172 | 7535.9074 | 93.0233 | 153.6297
1 | 3100 | 707 | 0.04 | 15 | 15 | 7 | 3.1623e-10 | 5spot_SharedNeighbor | CO2 | Porous | Wet | R245fa | MinimizeLCOE_Brownfield | IgnoreSilica | 128.142 | 21.9154 | 2.3521 | 4 | 4517.4196 | 7457.8909 | 92.0937 | 152.0392 | 87.2616 | 8.7274 | 88.7762 | 4598595.4975 | 0 | 4418607.0951 | 0 | 0 | 0 | 528951.1229 | 3722999.9491 | 9686482.1752 | 6611223.1219 | 29566858.9617 | 961560.8286 | 11973452.0612 | 11973452.0612 | 10331217.8863 | 5360578.5121 | 0 | 42501871.8516 | 70167120.3112 | 316227.766 | 9.4084 | 4517.4196 | 7457.8909 | 92.0937 | 152.0392
1 | 3100 | 707 | 0.04 | 15 | 15 | 7 | 4.217e-10 | 5spot_SharedNeighbor | CO2 | Porous | Wet | R245fa | MinimizeLCOE_Brownfield | IgnoreSilica | 128.8971 | 22.0521 | 2.3714 | 4 | 4482.9608 | 7399.565 | 91.3912 | 150.8501 | 87.1884 | 8.7106 | 90.7298 | 4613397.7596 | 0 | 4439425.4828 | 0 | 0 | 0 | 500092.7505 | 3725637.2372 | 9693343.858 | 6615906.3614 | 29587803.4495 | 961560.8286 | 11973452.0612 | 11973452.0612 | 10331217.8863 | 5360578.5121 | 0 | 42522816.3394 | 70188064.799 | 421696.5034 | 9.4854 | 4482.9608 | 7399.565 | 91.3912 | 150.8501
1 | 3100 | 707 | 0.04 | 15 | 15 | 7 | 5.6234e-10 | 5spot_SharedNeighbor | CO2 | Porous | Wet | R245fa | MinimizeLCOE_Brownfield | IgnoreSilica | 129.4501 | 22.1526 | 2.3858 | 4 | 4456.9489 | 7355.9518 | 90.8609 | 149.961 | 87.1343 | 8.6982 | 90.2873 | 4624168.2978 | 0 | 4454657.534 | 0 | 0 | 0 | 477301.5193 | 3726889.6669 | 9696602.4232 | 6618130.3991 | 29597749.8402 | 961560.8286 | 11973452.0612 | 11973452.0612 | 10331217.8863 | 5360578.5121 | 0 | 42532762.7301 | 70198011.1897 | 562341.3252 | 9.543 | 4456.9489 | 7355.9518 | 90.8609 | 149.961
1 | 3100 | 707 | 0.04 | 15 | 15 | 7 | 7.4989e-10 | 5spot_SharedNeighbor | CO2 | Porous | Wet | R245fa | MinimizeLCOE_Brownfield | IgnoreSilica | 129.8593 | 22.227 | 2.3966 | 4 | 4437.3348 | 7323.2788 | 90.4611 | 149.2949 | 87.094 | 8.689 | 77.6642 | 4632098.0081 | 0 | 4465918.0912 | 0 | 0 | 0 | 459542.5622 | 3727447.878 | 9698054.7737 | 6619121.6582 | 29602182.9713 | 961560.8286 | 11973452.0612 | 11973452.0612 | 10331217.8863 | 5360578.5121 | 0 | 42537195.8612 | 70202444.3208 | 749894.2093 | 9.5862 | 4437.3348 | 7323.2788 | 90.4611 | 149.2949
1 | 3100 | 707 | 0.04 | 15 | 15 | 7 | 1e-09 | 5spot_SharedNeighbor | CO2 | Porous | Wet | R245fa | MinimizeLCOE_Brownfield | IgnoreSilica | 130.154 | 22.2809 | 2.4046 | 4 | 4422.5597 | 7298.8998 | 90.1599 | 148.7979 | 87.0649 | 8.6823 | 86.5106 | 4637787.6374 | 0 | 4474023.4881 | 0 | 0 | 0 | 445721.852 | 3727437.8612 | 9698028.7123 | 6619103.8707 | 29602103.4219 | 961560.8286 | 11973452.0612 | 11973452.0612 | 10331217.8863 | 5360578.5121 | 0 | 42537116.3117 | 70202364.7714 | 1000000 | 9.6182 | 4422.5597 | 7298.8998 | 90.1599 | 148.7979
1 | 3100 | 707 | 0.04 | 15 | 15 | 7 | 1.3335e-09 | 5spot_SharedNeighbor | CO2 | Porous | Wet | R245fa | MinimizeLCOE_Brownfield | IgnoreSilica | 130.3929 | 22.3243 | 2.4108 | 4 | 4411.4397 | 7280.3791 | 89.9332 | 148.4204 | 87.0412 | 8.6769 | 78.0732 | 4642390.5879 | 0 | 4480592.934 | 0 | 0 | 0 | 435356.2092 | 3727752.4951 | 9698847.3252 | 6619662.5908 | 29604602.1422 | 961560.8286 | 11973452.0612 | 11973452.0612 | 10331217.8863 | 5360578.5121 | 0 | 42539615.0321 | 70204863.4917 | 1333521.4322 | 9.643 | 4411.4397 | 7280.3791 | 89.9332 | 148.4204
1 | 3100 | 707 | 0.04 | 15 | 15 | 7 | 1.7783e-09 | 5spot_SharedNeighbor | CO2 | Porous | Wet | R245fa | MinimizeLCOE_Brownfield | IgnoreSilica | 130.5561 | 22.3542 | 2.4153 | 4 | 4403.0774 | 7266.6755 | 89.7627 | 148.141 | 87.0249 | 8.6732 | 82.7336 | 4645525.7598 | 0 | 4485077.883 | 0 | 0 | 0 | 427270.234 | 3727570.812 | 9698374.6228 | 6619339.9617 | 29603159.2734 | 961560.8286 | 11973452.0612 | 11973452.0612 | 10331217.8863 | 5360578.5121 | 0 | 42538172.1632 | 70203420.6229 | 1778279.41 | 9.661 | 4403.0774 | 7266.6755 | 89.7627 | 148.141
1 | 3100 | 707 | 0.04 | 15 | 15 | 7 | 2.3714e-09 | 5spot_SharedNeighbor | CO2 | Porous | Wet | R245fa | MinimizeLCOE_Brownfield | IgnoreSilica | 130.683 | 22.3774 | 2.4187 | 4 | 4396.7918 | 7256.3356 | 89.6345 | 147.9302 | 87.0123 | 8.6703 | 83.2621 | 4647960.8783 | 0 | 4488564.4592 | 0 | 0 | 0 | 421187.3205 | 3727507.9366 | 9698211.034 | 6619228.309 | 29602659.9377 | 961560.8286 | 11973452.0612 | 11973452.0612 | 10331217.8863 | 5360578.5121 | 0 | 42537672.8275 | 70202921.2872 | 2371373.7057 | 9.6747 | 4396.7918 | 7256.3356 | 89.6345 | 147.9302
1 | 3100 | 707 | 0.04 | 15 | 15 | 7 | 3.1623e-09 | 5spot_SharedNeighbor | CO2 | Porous | Wet | R245fa | MinimizeLCOE_Brownfield | IgnoreSilica | 130.7756 | 22.3943 | 2.4212 | 4 | 4392.0704 | 7248.6087 | 89.5383 | 147.7727 | 87.0031 | 8.6682 | 84.1321 | 4649735.9465 | 0 | 4491108.9778 | 0 | 0 | 0 | 416554.4482 | 3727385.7553 | 9697893.1433 | 6619011.3421 | 29601689.6131 | 961560.8286 | 11973452.0612 | 11973452.0612 | 10331217.8863 | 5360578.5121 | 0 | 42536702.5029 | 70201950.9626 | 3162277.6602 | 9.6849 | 4392.0704 | 7248.6087 | 89.5383 | 147.7727
1 | 3100 | 707 | 0.04 | 15 | 15 | 7 | 4.217e-09 | 5spot_SharedNeighbor | CO2 | Porous | Wet | R245fa | MinimizeLCOE_Brownfield | IgnoreSilica | 130.8339 | 22.4052 | 2.423 | 4 | 4388.5251 | 7242.9465 | 89.466 | 147.6573 | 86.9972 | 8.6668 | 78.8381 | 4650852.1161 | 0 | 4492711.8395 | 0 | 0 | 0 | 412926.5874 | 3727031.3118 | 9696970.9541 | 6618381.929 | 29598874.738 | 961560.8286 | 11973452.0612 | 11973452.0612 | 10331217.8863 | 5360578.5121 | 0 | 42533887.6278 | 70199136.0875 | 4216965.0343 | 9.6921 | 4388.5251 | 7242.9465 | 89.466 | 147.6573
1 | 3100 | 707 | 0.04 | 15 | 15 | 7 | 5.6234e-09 | 5spot_SharedNeighbor | CO2 | Porous | Wet | R245fa | MinimizeLCOE_Brownfield | IgnoreSilica | 130.8922 | 22.4158 | 2.4245 | 4 | 4385.8638 | 7238.5216 | 89.4118 | 147.5671 | 86.9914 | 8.6655 | 82.8927 | 4651969.5873 | 0 | 4494314.5583 | 0 | 0 | 0 | 410363.1357 | 3727092.4397 | 9697129.9963 | 6618490.4786 | 29599360.1958 | 961560.8286 | 11973452.0612 | 11973452.0612 | 10331217.8863 | 5360578.5121 | 0 | 42534373.0856 | 70199621.5453 | 5623413.2519 | 9.6981 | 4385.8638 | 7238.5216 | 89.4118 | 147.5671
1 | 3100 | 707 | 0.04 | 15 | 15 | 7 | 7.4989e-09 | 5spot_SharedNeighbor | CO2 | Porous | Wet | R245fa | MinimizeLCOE_Brownfield | IgnoreSilica | 130.9239 | 22.4217 | 2.4255 | 4 | 4383.8666 | 7235.3492 | 89.371 | 147.5024 | 86.9882 | 8.6648 | 88.9613 | 4652574.5408 | 0 | 4495184.3035 | 0 | 0 | 0 | 408291.7906 | 3726859.7476 | 9696524.5793 | 6618077.269 | 29597512.2309 | 961560.8286 | 11973452.0612 | 11973452.0612 | 10331217.8863 | 5360578.5121 | 0 | 42532525.1208 | 70197773.5804 | 7498942.0933 | 9.7021 | 4383.8666 | 7235.3492 | 89.371 | 147.5024
1 | 3100 | 707 | 0.04 | 15 | 15 | 7 | 1e-08 | 5spot_SharedNeighbor | CO2 | Porous | Wet | R245fa | MinimizeLCOE_Brownfield | IgnoreSilica | 130.9628 | 22.4287 | 2.4264 | 4 | 4382.368 | 7232.7861 | 89.3405 | 147.4501 | 86.9844 | 8.6639 | 92.2349 | 4653319.5346 | 0 | 4496252.6516 | 0 | 0 | 0 | 406911.1482 | 3727028.5004 | 9696963.6394 | 6618376.9366 | 29598852.4108 | 961560.8286 | 11973452.0612 | 11973452.0612 | 10331217.8863 | 5360578.5121 | 0 | 42533865.3007 | 70199113.7603 | 10000000 | 9.7057 | 4382.368 | 7232.7861 | 89.3405 | 147.4501
1 | 3200 | 707 | 0.04 | 15 | 15 | 7 | 1e-13 | 5spot_SharedNeighbor | CO2 | Porous | Wet | R245fa | MinimizeLCOE_Brownfield | IgnoreSilica | 1.1263 | 0.051808 | 0.0032118 | 4 | 1113073.1361 | 3335524.3616 | 22691.5014 | 67999.1757 | 65.2013 | 8.9982 | 113.9533 | 121428.4592 | 0 | 67732.2055 | 0 | 0 | 0 | 104591.2848 | 114563.2603 | 298070.1032 | 203438.9702 | 909824.2832 | 961560.8286 | 12428672.291 | 12428672.291 | 10608277.457 | 5515693.4429 | 0 | 14300057.4028 | 42852700.5937 | 100 | 0.012847 | 1113073.1361 | 3335524.3616 | 22691.5014 | 67999.1757
1 | 3200 | 707 | 0.04 | 15 | 15 | 7 | 1.3335e-13 | 5spot_SharedNeighbor | CO2 | Porous | Wet | R245fa | MinimizeLCOE_Brownfield | IgnoreSilica | 1.5736 | 0.11017 | 0.0069544 | 4 | 526316.2276 | 1552747.0934 | 10729.6682 | 31654.8497 | 71.1785 | 9.3982 | 159.3747 | 168685.9602 | 0 | 100270.3143 | 0 | 0 | 0 | 134794.5152 | 157462.808 | 409685.9263 | 279619.0629 | 1250518.587 | 961560.8286 | 12428672.291 | 12428672.291 | 10608277.457 | 5515693.4429 | 0 | 14640751.7066 | 43193394.8975 | 133.3521 | 0.027817 | 526316.2276 | 1552747.0934 | 10729.6682 | 31654.8497
1 | 3200 | 707 | 0.04 | 15 | 15 | 7 | 1.7783e-13 | 5spot_SharedNeighbor | CO2 | Porous | Wet | R245fa | MinimizeLCOE_Brownfield | IgnoreSilica | 2.1571 | 0.19387 | 0.012601 | 4 | 298674.5044 | 865170.3209 | 6088.8838 | 17637.6672 | 76.2039 | 9.6963 | 209.4897 | 226157.8299 | 0 | 140676.0471 | 0 | 0 | 0 | 170294.5869 | 209480.101 | 545024.2524 | 371990.2514 | 1663623.0688 | 961560.8286 | 12428672.291 | 12428672.291 | 10608277.457 | 5515693.4429 | 0 | 15053856.1884 | 43606499.3793 | 177.8279 | 0.050402 | 298674.5044 | 865170.3209 | 6088.8838 | 17637.6672
1 | 3200 | 707 | 0.04 | 15 | 15 | 7 | 2.3714e-13 | 5spot_SharedNeighbor | CO2 | Porous | Wet | R245fa | MinimizeLCOE_Brownfield | IgnoreSilica | 2.8861 | 0.30584 | 0.020678 | 4 | 187716.8275 | 532914.951 | 3826.8614 | 10864.1921 | 80.233 | 9.911 | 43.9182 | 292606.3529 | 0 | 188493.6666 | 0 | 0 | 0 | 208716.3046 | 269028.3664 | 699956.6241 | 477734.7786 | 2136536.0934 | 961560.8286 | 12428672.291 | 12428672.291 | 10608277.457 | 5515693.4429 | 0 | 15526769.2129 | 44079412.4039 | 237.1374 | 0.082714 | 187716.8275 | 532914.951 | 3826.8614 | 10864.1921
1 | 3200 | 707 | 0.04 | 15 | 15 | 7 | 3.1623e-13 | 5spot_SharedNeighbor | CO2 | Porous | Wet | R245fa | MinimizeLCOE_Brownfield | IgnoreSilica | 3.8265 | 0.45582 | 0.031909 | 4 | 126055.654 | 349759.9356 | 2569.815 | 7130.3294 | 83.5506 | 10.0736 | 54.2049 | 371688.383 | 0 | 246803.8616 | 0 | 0 | 0 | 252913.064 | 339848.0703 | 884214.9666 | 603494.8835 | 2698963.2289 | 961560.8286 | 12428672.291 | 12428672.291 | 10608277.457 | 5515693.4429 | 0 | 16089196.3485 | 44641839.5394 | 316.2278 | 0.12764 | 126055.654 | 349759.9356 | 2569.815 | 7130.3294
1 | 3200 | 707 | 0.04 | 15 | 15 | 7 | 4.217e-13 | 5spot_SharedNeighbor | CO2 | Porous | Wet | R245fa | MinimizeLCOE_Brownfield | IgnoreSilica | 5.0346 | 0.65331 | 0.047225 | 4 | 88695.9974 | 239848.1116 | 1808.1879 | 4889.6282 | 86.2403 | 10.1961 | 53.2787 | 465300.6304 | 0 | 317594.8897 | 0 | 0 | 0 | 303371.9905 | 423644.3291 | 1102235.6429 | 752298.475 | 3364445.9575 | 961560.8286 | 12428672.291 | 12428672.291 | 10608277.457 | 5515693.4429 | 0 | 16754679.0771 | 45307322.268 | 421.6965 | 0.1889 | 88695.9974 | 239848.1116 | 1808.1879 | 4889.6282
1 | 3200 | 707 | 0.04 | 15 | 15 | 7 | 5.6234e-13 | 5spot_SharedNeighbor | CO2 | Porous | Wet | R245fa | MinimizeLCOE_Brownfield | IgnoreSilica | 6.5667 | 0.90816 | 0.0678 | 4 | 64641.0173 | 169924.1563 | 1317.7946 | 3464.1338 | 88.3792 | 10.2878 | 50.5184 | 574754.7634 | 0 | 402494.7668 | 0 | 0 | 0 | 359522.5974 | 521341.1298 | 1356422.6779 | 925786.3493 | 4140322.2846 | 961560.8286 | 12428672.291 | 12428672.291 | 10608277.457 | 5515693.4429 | 0 | 17530555.4042 | 46083198.5951 | 562.3413 | 0.2712 | 64641.0173 | 169924.1563 | 1317.7946 | 3464.1338
1 | 3200 | 707 | 0.04 | 15 | 15 | 7 | 7.4989e-13 | 5spot_SharedNeighbor | CO2 | Porous | Wet | R245fa | MinimizeLCOE_Brownfield | IgnoreSilica | 8.5204 | 1.2366 | 0.095189 | 4 | 48438.8064 | 123427.9312 | 987.4906 | 2516.2453 | 90.0816 | 10.3565 | 55.7768 | 703601.7946 | 0 | 504985.8946 | 0 | 0 | 0 | 422918.1385 | 636287.2728 | 1655488.9634 | 1129905.2344 | 5053187.2983 | 961560.8286 | 12428672.291 | 12428672.291 | 10608277.457 | 5515693.4429 | 0 | 18443420.4179 | 46996063.6088 | 749.8942 | 0.38076 | 48438.8064 | 123427.9312 | 987.4906 | 2516.2453
1 | 3200 | 707 | 0.04 | 15 | 15 | 7 | 1e-12 | 5spot_SharedNeighbor | CO2 | Porous | Wet | R245fa | MinimizeLCOE_Brownfield | IgnoreSilica | 11.1151 | 1.674 | 0.13199 | 4 | 37022.9803 | 91102.7068 | 754.7635 | 1857.2519 | 91.4717 | 10.4088 | 49.4198 | 861531.7213 | 0 | 624974.3864 | 0 | 0 | 0 | 501353.7678 | 775265.3515 | 2017081.4157 | 1376699.5131 | 6156906.1558 | 961560.8286 | 12428672.291 | 12428672.291 | 10608277.457 | 5515693.4429 | 0 | 19547139.2754 | 48099782.4663 | 1000 | 0.52797 | 37022.9803 | 91102.7068 | 754.7635 | 1857.2519
1 | 3200 | 707 | 0.04 | 15 | 15 | 7 | 1.3335e-12 | 5spot_SharedNeighbor | CO2 | Porous | Wet | R245fa | MinimizeLCOE_Brownfield | IgnoreSilica | 14.3017 | 2.216 | 0.17998 | 4 | 28874.7604 | 68536.3546 | 588.651 | 1397.2063 | 92.5137 | 10.4438 | 49.1374 | 1040813.9805 | 0 | 764616.1799 | 0 | 0 | 0 | 582781.5338 | 931402.5608 | 2423318.4062 | 1653964.6064 | 7396897.2676 | 961560.8286 | 12428672.291 | 12428672.291 | 10608277.457 | 5515693.4429 | 0 | 20787130.3872 | 49339773.5781 | 1333.5214 | 0.71991 | 28874.7604 | 68536.3546 | 588.651 | 1397.2063
1 | 3200 | 707 | 0.04 | 15 | 15 | 7 | 1.7783e-12 | 5spot_SharedNeighbor | CO2 | Porous | Wet | R245fa | MinimizeLCOE_Brownfield | IgnoreSilica | 18.3112 | 2.9011 | 0.24241 | 4 | 22927.0004 | 52373.5268 | 467.3979 | 1067.7052 | 93.3127 | 10.4652 | 56.6069 | 1249891.9868 | 0 | 931765.132 | 0 | 0 | 0 | 672739.9917 | 1113214.8731 | 2896356.748 | 1976822.9947 | 8840791.7262 | 961560.8286 | 12428672.291 | 12428672.291 | 10608277.457 | 5515693.4429 | 0 | 22231024.8458 | 50783668.0368 | 1778.2794 | 0.96964 | 22927.0004 | 52373.5268 | 467.3979 | 1067.7052
1 | 3200 | 707 | 0.04 | 15 | 15 | 7 | 2.3714e-12 | 5spot_SharedNeighbor | CO2 | Porous | Wet | R245fa | MinimizeLCOE_Brownfield | IgnoreSilica | 23.3271 | 3.7613 | 0.32294 | 4 | 18505.4586 | 40609.0405 | 377.2588 | 827.8702 | 93.9098 | 10.4728 | 48.3054 | 1492621.6291 | 0 | 1130892.7144 | 0 | 0 | 0 | 771260.5843 | 1323962.2218 | 3444678.1192 | 2351063.5974 | 10514478.8662 | 961560.8286 | 12428672.291 | 12428672.291 | 10608277.457 | 5515693.4429 | 0 | 23904711.9858 | 52457355.1767 | 2371.3737 | 1.2918 | 18505.4586 | 40609.0405 | 377.2588 | 827.8702
1 | 3200 | 707 | 0.04 | 15 | 15 | 7 | 3.1623e-12 | 5spot_SharedNeighbor | CO2 | Porous | Wet | R245fa | MinimizeLCOE_Brownfield | IgnoreSilica | 29.5 | 4.8242 | 0.42536 | 4 | 15170.058 | 31951.5314 | 309.2622 | 651.3752 | 94.3292 | 10.4652 | 60.3531 | 1770146.3619 | 0 | 1364551.5136 | 0 | 0 | 0 | 875527.7729 | 1563988.0029 | 4069175.9654 | 2777296.2096 | 12420685.8263 | 961560.8286 | 12428672.291 | 12428672.291 | 10608277.457 | 5515693.4429 | 0 | 25810918.9459 | 54363562.1369 | 3162.2777 | 1.7014 | 15170.058 | 31951.5314 | 309.2622 | 651.3752
1 | 3200 | 707 | 0.04 | 15 | 15 | 7 | 4.217e-12 | 5spot_SharedNeighbor | CO2 | Porous | Wet | R245fa | MinimizeLCOE_Brownfield | IgnoreSilica | 36.954 | 6.1133 | 0.55323 | 4 | 12625.4321 | 25528.0209 | 257.3865 | 520.4232 | 94.5867 | 10.4393 | 63.1872 | 2081816.1211 | 0 | 1634034.4519 | 0 | 0 | 0 | 981562.3383 | 1831991.0354 | 4766464.8811 | 3253210.2224 | 14549079.0504 | 961560.8286 | 12428672.291 | 12428672.291 | 10608277.457 | 5515693.4429 | 0 | 27939312.1699 | 56491955.3609 | 4216.965 | 2.2129 | 12625.4321 | 25528.0209 | 257.3865 | 520.4232
1 | 3200 | 707 | 0.04 | 15 | 15 | 7 | 5.6234e-12 | 5spot_SharedNeighbor | CO2 | Porous | Wet | R245fa | MinimizeLCOE_Brownfield | IgnoreSilica | 45.7554 | 7.6426 | 0.70911 | 4 | 10668.8044 | 20735.1805 | 217.498 | 422.7147 | 94.688 | 10.3908 | 72.5587 | 2424301.1983 | 0 | 1938591.7002 | 0 | 0 | 0 | 1084242.6323 | 2124382.857 | 5527208.4232 | 3772433.3216 | 16871160.1326 | 961560.8286 | 12428672.291 | 12428672.291 | 10608277.457 | 5515693.4429 | 0 | 30261393.2522 | 58814036.4432 | 5623.4133 | 2.8364 | 10668.8044 | 20735.1805 | 217.498 | 422.7147
1 | 3200 | 707 | 0.04 | 15 | 15 | 7 | 7.4989e-12 | 5spot_SharedNeighbor | CO2 | Porous | Wet | R245fa | MinimizeLCOE_Brownfield | IgnoreSilica | 55.6964 | 9.3798 | 0.89181 | 4 | 9158.7433 | 17162.8633 | 186.7134 | 349.8882 | 94.6288 | 10.3158 | 89.5327 | 2784417.4386 | 0 | 2268789.1611 | 0 | 0 | 0 | 1172061.088 | 2427854.3982 | 6316779.1227 | 4311331.5481 | 19281232.7568 | 961560.8286 | 12428672.291 | 12428672.291 | 10608277.457 | 5515693.4429 | 0 | 32671465.8764 | 61224109.0673 | 7498.9421 | 3.5672 | 9158.7433 | 17162.8633 | 186.7134 | 349.8882
1 | 3200 | 707 | 0.04 | 15 | 15 | 7 | 1e-11 | 5spot_SharedNeighbor | CO2 | Porous | Wet | R245fa | MinimizeLCOE_Brownfield | IgnoreSilica | 66.3445 | 11.252 | 1.0955 | 4 | 7994.0799 | 14510.2116 | 162.9701 | 295.8103 | 94.4084 | 10.2131 | 66.9785 | 3143603.6604 | 0 | 2609614.3866 | 0 | 0 | 0 | 1233146.044 | 2724681.9955 | 7089063.6432 | 4838431.6022 | 21638541.332 | 961560.8286 | 12428672.291 | 12428672.291 | 10608277.457 | 5515693.4429 | 0 | 35028774.4516 | 63581417.6426 | 10000 | 4.3818 | 7994.0799 | 14510.2116 | 162.9701 | 295.8103
1 | 3200 | 707 | 0.04 | 15 | 15 | 7 | 1.3335e-11 | 5spot_SharedNeighbor | CO2 | Porous | Wet | R245fa | MinimizeLCOE_Brownfield | IgnoreSilica | 77.0996 | 13.1548 | 1.3096 | 4 | 7099.1952 | 12549.9267 | 144.7267 | 255.8472 | 94.0425 | 10.0864 | 82.8395 | 3481628.3423 | 0 | 2942891.1339 | 0 | 0 | 0 | 1258926.3619 | 2996543.8769 | 7796392.4919 | 5321198.0756 | 23797580.2825 | 961560.8286 | 12428672.291 | 12428672.291 | 10608277.457 | 5515693.4429 | 0 | 37187813.4021 | 65740456.5931 | 13335.2143 | 5.2383 | 7099.1952 | 12549.9267 | 144.7267 | 255.8472
1 | 3200 | 707 | 0.04 | 15 | 15 | 7 | 1.7783e-11 | 5spot_SharedNeighbor | CO2 | Porous | Wet | R245fa | MinimizeLCOE_Brownfield | IgnoreSilica | 87.3313 | 14.9757 | 1.5213 | 4 | 6414.9332 | 11107.0184 | 130.7771 | 226.4316 | 93.5704 | 9.9446 | 86.1143 | 3781769.2858 | 0 | 3251385.1802 | 0 | 0 | 0 | 1247220.0302 | 3229346.0535 | 8402096.0013 | 5734603.1667 | 25646419.7177 | 961560.8286 | 12428672.291 | 12428672.291 | 10608277.457 | 5515693.4429 | 0 | 39036652.8373 | 67589296.0283 | 17782.7941 | 6.0853 | 6414.9332 | 11107.0184 | 130.7771 | 226.4316
1 | 3200 | 707 | 0.04 | 15 | 15 | 7 | 2.3714e-11 | 5spot_SharedNeighbor | CO2 | Porous | Wet | R245fa | MinimizeLCOE_Brownfield | IgnoreSilica | 96.5271 | 16.6213 | 1.7187 | 4 | 5893.9738 | 10047.0907 | 120.1566 | 204.8235 | 93.0471 | 9.7994 | 81.3523 | 4034450.4353 | 0 | 3522506.8498 | 0 | 0 | 0 | 1202669.8705 | 3416254.5907 | 8888393.6748 | 6066511.3213 | 27130786.7423 | 961560.8286 | 12428672.291 | 12428672.291 | 10608277.457 | 5515693.4429 | 0 | 40521019.8619 | 69073663.0529 | 23713.7371 | 6.875 | 5893.9738 | 10047.0907 | 120.1566 | 204.8235
1 | 3200 | 707 | 0.04 | 15 | 15 | 7 | 3.1623e-11 | 5spot_SharedNeighbor | CO2 | Porous | Wet | R245fa | MinimizeLCOE_Brownfield | IgnoreSilica | 104.4466 | 18.0454 | 1.8941 | 4 | 5498.5466 | 9267.2164 | 112.0953 | 188.9247 | 92.523 | 9.6611 | 86.0708 | 4239386.0145 | 0 | 3751869.3232 | 0 | 0 | 0 | 1135703.8882 | 3559514.0981 | 9261125.5266 | 6320908.469 | 28268507.3196 | 961560.8286 | 12428672.291 | 12428672.291 | 10608277.457 | 5515693.4429 | 0 | 41658740.4392 | 70211383.6301 | 31622.7766 | 7.5763 | 5498.5466 | 9267.2164 | 112.0953 | 188.9247
1 | 3200 | 707 | 0.04 | 15 | 15 | 7 | 4.217e-11 | 5spot_SharedNeighbor | CO2 | Porous | Wet | R245fa | MinimizeLCOE_Brownfield | IgnoreSilica | 111.0165 | 19.2318 | 2.0435 | 4 | 5198.9264 | 8692.1097 | 105.9871 | 177.2004 | 92.0371 | 9.537 | 95.5014 | 4400564.9499 | 0 | 3939511.9105 | 0 | 0 | 0 | 1056907.3052 | 3664823.8246 | 9535119.8328 | 6507915.213 | 29104843.0359 | 961560.8286 | 12428672.291 | 12428672.291 | 10608277.457 | 5515693.4429 | 0 | 42495076.1555 | 71047719.3465 | 42169.6503 | 8.1738 | 5198.9264 | 8692.1097 | 105.9871 | 177.2004
1 | 3200 | 707 | 0.04 | 15 | 15 | 7 | 5.6234e-11 | 5spot_SharedNeighbor | CO2 | Porous | Wet | R245fa | MinimizeLCOE_Brownfield | IgnoreSilica | 116.2829 | 20.1868 | 2.1663 | 4 | 4972.0853 | 8267.1584 | 101.3627 | 168.5372 | 91.6141 | 9.4314 | 101.3734 | 4523972.0458 | 0 | 4088321.5218 | 0 | 0 | 0 | 974956.9246 | 3739027.692 | 9728183.0745 | 6639684.8425 | 29694146.1011 | 961560.8286 | 12428672.291 | 12428672.291 | 10608277.457 | 5515693.4429 | 0 | 43084379.2207 | 71637022.4117 | 56234.1325 | 8.6653 | 4972.0853 | 8267.1584 | 101.3627 | 168.5372
1 | 3200 | 707 | 0.04 | 15 | 15 | 7 | 7.4989e-11 | 5spot_SharedNeighbor | CO2 | Porous | Wet | R245fa | MinimizeLCOE_Brownfield | IgnoreSilica | 120.4512 | 20.9449 | 2.2653 | 4 | 4800.4017 | 7951.5523 | 97.8627 | 162.1031 | 91.2581 | 9.344 | 91.0309 | 4617977.2675 | 0 | 4205148.7974 | 0 | 0 | 0 | 897198.5269 | 3790926.5908 | 9863213.3633 | 6731845.7892 | 30106310.3351 | 961560.8286 | 12428672.291 | 12428672.291 | 10608277.457 | 5515693.4429 | 0 | 43496543.4547 | 72049186.6456 | 74989.4209 | 9.061 | 4800.4017 | 7951.5523 | 97.8627 | 162.1031
1 | 3200 | 707 | 0.04 | 15 | 15 | 7 | 1e-10 | 5spot_SharedNeighbor | CO2 | Porous | Wet | R245fa | MinimizeLCOE_Brownfield | IgnoreSilica | 123.6519 | 21.5291 | 2.343 | 4 | 4670.4916 | 7717.1359 | 95.2143 | 157.3243 | 90.9718 | 9.2745 | 91.8123 | 4687938.7129 | 0 | 4294305.824 | 0 | 0 | 0 | 826715.1018 | 3825494.2591 | 9953151.3455 | 6793230.3101 | 30380835.5534 | 961560.8286 | 12428672.291 | 12428672.291 | 10608277.457 | 5515693.4429 | 0 | 43771068.673 | 72323711.864 | 100000 | 9.3718 | 4670.4916 | 7717.1359 | 95.2143 | 157.3243
1 | 3200 | 707 | 0.04 | 15 | 15 | 7 | 1.3335e-10 | 5spot_SharedNeighbor | CO2 | Porous | Wet | R245fa | MinimizeLCOE_Brownfield | IgnoreSilica | 126.1197 | 21.9804 | 2.4035 | 4 | 4572.2227 | 7542.0703 | 93.2109 | 153.7553 | 90.7434 | 9.2196 | 93.9895 | 4740557.9885 | 0 | 4362734.4851 | 0 | 0 | 0 | 766073.8749 | 3849052.8759 | 10014446.0339 | 6835065.1944 | 30567930.4529 | 961560.8286 | 12428672.291 | 12428672.291 | 10608277.457 | 5515693.4429 | 0 | 43958163.5725 | 72510806.7634 | 133352.1432 | 9.6142 | 4572.2227 | 7542.0703 | 93.2109 | 153.7553
1 | 3200 | 707 | 0.04 | 15 | 15 | 7 | 1.7783e-10 | 5spot_SharedNeighbor | CO2 | Porous | Wet | R245fa | MinimizeLCOE_Brownfield | IgnoreSilica | 127.9808 | 22.3216 | 2.45 | 4 | 4497.928 | 7411.4365 | 91.6963 | 151.0922 | 90.5666 | 9.1773 | 100.7652 | 4779469.9502 | 0 | 4414161.3372 | 0 | 0 | 0 | 715102.6471 | 3864406.2344 | 10054392.3233 | 6862329.3577 | 30689861.8499 | 961560.8286 | 12428672.291 | 12428672.291 | 10608277.457 | 5515693.4429 | 0 | 44080094.9695 | 72632738.1604 | 177827.941 | 9.8001 | 4497.928 | 7411.4365 | 91.6963 | 151.0922
1 | 3200 | 707 | 0.04 | 15 | 15 | 7 | 2.3714e-10 | 5spot_SharedNeighbor | CO2 | Porous | Wet | R245fa | MinimizeLCOE_Brownfield | IgnoreSilica | 129.377 | 22.5783 | 2.4854 | 4 | 4441.7995 | 7313.814 | 90.5521 | 149.102 | 90.4315 | 9.1452 | 103.8658 | 4808224.0444 | 0 | 4452643.2935 | 0 | 0 | 0 | 673323.2096 | 3874334.3135 | 10080223.1486 | 6879959.4268 | 30768707.4364 | 961560.8286 | 12428672.291 | 12428672.291 | 10608277.457 | 5515693.4429 | 0 | 44158940.556 | 72711583.747 | 237137.3706 | 9.9417 | 4441.7995 | 7313.814 | 90.5521 | 149.102
1 | 3200 | 707 | 0.04 | 15 | 15 | 7 | 3.1623e-10 | 5spot_SharedNeighbor | CO2 | Porous | Wet | R245fa | MinimizeLCOE_Brownfield | IgnoreSilica | 130.4272 | 22.7716 | 2.5123 | 4 | 4399.4325 | 7240.7115 | 89.6884 | 147.6117 | 90.3284 | 9.1208 | 88.7556 | 4829605.0504 | 0 | 4481534.8664 | 0 | 0 | 0 | 639817.7777 | 3880873.5009 | 10097236.7726 | 6891571.5748 | 30820639.5428 | 961560.8286 | 12428672.291 | 12428672.291 | 10608277.457 | 5515693.4429 | 0 | 44210872.6624 | 72763515.8533 | 316227.766 | 10.0492 | 4399.4325 | 7240.7115 | 89.6884 | 147.6117
1 | 3200 | 707 | 0.04 | 15 | 15 | 7 | 4.217e-10 | 5spot_SharedNeighbor | CO2 | Porous | Wet | R245fa | MinimizeLCOE_Brownfield | IgnoreSilica | 131.2166 | 22.9171 | 2.5327 | 4 | 4367.4827 | 7185.9248 | 89.037 | 146.4948 | 90.25 | 9.1023 | 95.7914 | 4845535.5672 | 0 | 4503220.7949 | 0 | 0 | 0 | 613358.0709 | 3885224.6289 | 10108557.5152 | 6899298.2142 | 30855194.7912 | 961560.8286 | 12428672.291 | 12428672.291 | 10608277.457 | 5515693.4429 | 0 | 44245427.9108 | 72798071.1017 | 421696.5034 | 10.1306 | 4367.4827 | 7185.9248 | 89.037 | 146.4948
1 | 3200 | 707 | 0.04 | 15 | 15 | 7 | 5.6234e-10 | 5spot_SharedNeighbor | CO2 | Porous | Wet | R245fa | MinimizeLCOE_Brownfield | IgnoreSilica | 131.7903 | 23.0233 | 2.5478 | 4 | 4343.411 | 7145.071 | 88.5463 | 145.6619 | 90.1926 | 9.0887 | 211.5876 | 4857036.16 | 0 | 4518966.3088 | 0 | 0 | 0 | 592475.6393 | 3887706.4621 | 10115014.7361 | 6903705.4002 | 30874904.7064 | 961560.8286 | 12428672.291 | 12428672.291 | 10608277.457 | 5515693.4429 | 0 | 44265137.826 | 72817781.0169 | 562341.3252 | 10.1913 | 4343.411 | 7145.071 | 88.5463 | 145.6619
1 | 3200 | 707 | 0.04 | 15 | 15 | 7 | 7.4989e-10 | 5spot_SharedNeighbor | CO2 | Porous | Wet | R245fa | MinimizeLCOE_Brownfield | IgnoreSilica | 132.2681 | 23.1115 | 2.5598 | 4 | 4324.9881 | 7113.5051 | 88.1707 | 145.0184 | 90.1433 | 9.0768 | 96.0947 | 4866473.9657 | 0 | 4532068.8598 | 0 | 0 | 0 | 576391.2416 | 3890224.2862 | 10121565.5979 | 6908176.498 | 30894900.4492 | 961560.8286 | 12428672.291 | 12428672.291 | 10608277.457 | 5515693.4429 | 0 | 44285133.5688 | 72837776.7597 | 749894.2093 | 10.2394 | 4324.9881 | 7113.5051 | 88.1707 | 145.0184
1 | 3200 | 707 | 0.04 | 15 | 15 | 7 | 1e-09 | 5spot_SharedNeighbor | CO2 | Porous | Wet | R245fa | MinimizeLCOE_Brownfield | IgnoreSilica | 132.5971 | 23.1723 | 2.5685 | 4 | 4311.3758 | 7090.4823 | 87.8932 | 144.5491 | 90.1101 | 9.069 | 96.2 | 4873014.209 | 0 | 4541083.3786 | 0 | 0 | 0 | 564098.1374 | 3891496.3327 | 10124875.2021 | 6910435.3708 | 30905002.6307 | 961560.8286 | 12428672.291 | 12428672.291 | 10608277.457 | 5515693.4429 | 0 | 44295235.7503 | 72847878.9412 | 1000000 | 10.274 | 4311.3758 | 7090.4823 | 87.8932 | 144.5491
1 | 3200 | 707 | 0.04 | 15 | 15 | 7 | 1.3335e-09 | 5spot_SharedNeighbor | CO2 | Porous | Wet | R245fa | MinimizeLCOE_Brownfield | IgnoreSilica | 132.8406 | 23.2174 | 2.575 | 4 | 4301.1428 | 7073.2503 | 87.6846 | 144.1978 | 90.0854 | 9.0632 | 97.5957 | 4877842.9571 | 0 | 4547755.2771 | 0 | 0 | 0 | 554675.4575 | 3892306.7398 | 10126983.715 | 6911874.4742 | 30911438.6206 | 961560.8286 | 12428672.291 | 12428672.291 | 10608277.457 | 5515693.4429 | 0 | 44301671.7402 | 72854314.9311 | 1333521.4322 | 10.3 | 4301.1428 | 7073.2503 | 87.6846 | 144.1978
1 | 3200 | 707 | 0.04 | 15 | 15 | 7 | 1.7783e-09 | 5spot_SharedNeighbor | CO2 | Porous | Wet | R245fa | MinimizeLCOE_Brownfield | IgnoreSilica | 133.0233 | 23.2512 | 2.5799 | 4 | 4293.4544 | 7060.326 | 87.5279 | 143.9343 | 90.0669 | 9.0589 | 106.1417 | 4881455.7384 | 0 | 4552756.0861 | 0 | 0 | 0 | 547512.6879 | 3892872.5598 | 10128455.8627 | 6912879.2452 | 30915932.18 | 961560.8286 | 12428672.291 | 12428672.291 | 10608277.457 | 5515693.4429 | 0 | 44306165.2996 | 72858808.4906 | 1778279.41 | 10.3195 | 4293.4544 | 7060.326 | 87.5279 | 143.9343
1 | 3200 | 707 | 0.04 | 15 | 15 | 7 | 2.3714e-09 | 5spot_SharedNeighbor | CO2 | Porous | Wet | R245fa | MinimizeLCOE_Brownfield | IgnoreSilica | 133.165 | 23.2774 | 2.5836 | 4 | 4287.6802 | 7050.5781 | 87.4102 | 143.7356 | 90.0525 | 9.0555 | 97.6427 | 4884254.8388 | 0 | 4556635.2655 | 0 | 0 | 0 | 542142.4295 | 3893382.6882 | 10129783.112 | 6913785.1202 | 30919983.454 | 961560.8286 | 12428672.291 | 12428672.291 | 10608277.457 | 5515693.4429 | 0 | 44310216.5736 | 72862859.7645 | 2371373.7057 | 10.3343 | 4287.6802 | 7050.5781 | 87.4102 | 143.7356
1 | 3200 | 707 | 0.04 | 15 | 15 | 7 | 3.1623e-09 | 5spot_SharedNeighbor | CO2 | Porous | Wet | R245fa | MinimizeLCOE_Brownfield | IgnoreSilica | 133.2692 | 23.2967 | 2.5863 | 4 | 4283.3453 | 7043.2897 | 87.3218 | 143.587 | 90.0419 | 9.053 | 88.8132 | 4886312.5048 | 0 | 4559490.1517 | 0 | 0 | 0 | 538060.2369 | 3893706.5284 | 10130625.6779 | 6914360.1887 | 30922555.2884 | 961560.8286 | 12428672.291 | 12428672.291 | 10608277.457 | 5515693.4429 | 0 | 44312788.408 | 72865431.5989 | 3162277.6602 | 10.3454 | 4283.3453 | 7043.2897 | 87.3218 | 143.587
1 | 3200 | 707 | 0.04 | 15 | 15 | 7 | 4.217e-09 | 5spot_SharedNeighbor | CO2 | Porous | Wet | R245fa | MinimizeLCOE_Brownfield | IgnoreSilica | 133.3398 | 23.3099 | 2.5883 | 4 | 4280.0917 | 7037.9105 | 87.2555 | 143.4773 | 90.0347 | 9.0514 | 95.4083 | 4887702.5786 | 0 | 4561421.2834 | 0 | 0 | 0 | 534890.1965 | 3893765.4828 | 10130779.0652 | 6914464.8787 | 30923023.4853 | 961560.8286 | 12428672.291 | 12428672.291 | 10608277.457 | 5515693.4429 | 0 | 44313256.6048 | 72865899.7958 | 4216965.0343 | 10.3533 | 4280.0917 | 7037.9105 | 87.2555 | 143.4773
1 | 3200 | 707 | 0.04 | 15 | 15 | 7 | 5.6234e-09 | 5spot_SharedNeighbor | CO2 | Porous | Wet | R245fa | MinimizeLCOE_Brownfield | IgnoreSilica | 133.3935 | 23.3199 | 2.5898 | 4 | 4277.6503 | 7033.8671 | 87.2057 | 143.3949 | 90.0292 | 9.0501 | 91.3041 | 4888760.1982 | 0 | 4562891.2204 | 0 | 0 | 0 | 532512.3684 | 3893823.8769 | 10130930.9947 | 6914568.5737 | 30923487.2323 | 961560.8286 | 12428672.291 | 12428672.291 | 10608277.457 | 5515693.4429 | 0 | 44313720.3519 | 72866363.5428 | 5623413.2519 | 10.3594 | 4277.6503 | 7033.8671 | 87.2057 | 143.3949
1 | 3200 | 707 | 0.04 | 15 | 15 | 7 | 7.4989e-09 | 5spot_SharedNeighbor | CO2 | Porous | Wet | R245fa | MinimizeLCOE_Brownfield | IgnoreSilica | 133.4324 | 23.3272 | 2.591 | 4 | 4275.8185 | 7030.8504 | 87.1683 | 143.3334 | 90.0252 | 9.0492 | 92.8797 | 4889525.5524 | 0 | 4563955.5837 | 0 | 0 | 0 | 530707.1233 | 3893833.4212 | 10130955.8268 | 6914585.5221 | 30923563.0295 | 961560.8286 | 12428672.291 | 12428672.291 | 10608277.457 | 5515693.4429 | 0 | 44313796.1491 | 72866439.34 | 7498942.0933 | 10.3638 | 4275.8185 | 7030.8504 | 87.1683 | 143.3334
1 | 3200 | 707 | 0.04 | 15 | 15 | 7 | 1e-08 | 5spot_SharedNeighbor | CO2 | Porous | Wet | R245fa | MinimizeLCOE_Brownfield | IgnoreSilica | 133.4667 | 23.3335 | 2.5918 | 4 | 4274.4444 | 7028.5301 | 87.1403 | 143.2861 | 90.0217 | 9.0483 | 87.0502 | 4890200.1208 | 0 | 4564893.1856 | 0 | 0 | 0 | 529410.4589 | 3893956.4685 | 10131275.9707 | 6914804.0269 | 30924540.2313 | 961560.8286 | 12428672.291 | 12428672.291 | 10608277.457 | 5515693.4429 | 0 | 44314773.3509 | 72867416.5419 | 10000000 | 10.3674 | 4274.4444 | 7028.5301 | 87.1403 | 143.2861
1 | 3300 | 707 | 0.04 | 15 | 15 | 7 | 1e-13 | 5spot_SharedNeighbor | CO2 | Porous | Wet | R245fa | MinimizeLCOE_Brownfield | IgnoreSilica | 1.1652 | 0.053555 | 0.0034447 | 4 | 1074846.253 | 3212455.6829 | 21912.1947 | 65490.2543 | 66.7617 | 9.4168 | 118.1497 | 128174.1841 | 0 | 70237.1857 | 0 | 0 | 0 | 111165.024 | 120734.7936 | 314127.1668 | 214398.246 | 958836.6003 | 961560.8286 | 12889752.6116 | 12889752.6116 | 10890904.1141 | 5673152.4101 | 0 | 14810150.0405 | 44263959.1763 | 100 | 0.013779 | 1074846.253 | 3212455.6829 | 21912.1947 | 65490.2543
1 | 3300 | 707 | 0.04 | 15 | 15 | 7 | 1.3335e-13 | 5spot_SharedNeighbor | CO2 | Porous | Wet | R245fa | MinimizeLCOE_Brownfield | IgnoreSilica | 1.6514 | 0.11711 | 0.0075445 | 4 | 503359.9482 | 1479365.6856 | 10261.6734 | 30158.8705 | 73.3033 | 9.8483 | 182.0564 | 180647.2729 | 0 | 105770.8564 | 0 | 0 | 0 | 145911.8632 | 168608.6971 | 438685.2434 | 299411.6927 | 1339035.6256 | 961560.8286 | 12889752.6116 | 12889752.6116 | 10890904.1141 | 5673152.4101 | 0 | 15190349.0658 | 44644158.2016 | 133.3521 | 0.030178 | 503359.9482 | 1479365.6856 | 10261.6734 | 30158.8705
1 | 3300 | 707 | 0.04 | 15 | 15 | 7 | 1.7783e-13 | 5spot_SharedNeighbor | CO2 | Porous | Wet | R245fa | MinimizeLCOE_Brownfield | IgnoreSilica | 2.2543 | 0.20524 | 0.013728 | 4 | 284532.8056 | 820923.9987 | 5800.5861 | 16735.6461 | 78.5074 | 10.1516 | 225.2742 | 241303.8451 | 0 | 147707.6869 | 0 | 0 | 0 | 183329.2664 | 223212.9114 | 580754.2082 | 396376.6804 | 1772684.5985 | 961560.8286 | 12889752.6116 | 12889752.6116 | 10890904.1141 | 5673152.4101 | 0 | 15623998.0387 | 45077807.1745 | 177.8279 | 0.054911 | 284532.8056 | 820923.9987 | 5800.5861 | 16735.6461
1 | 3300 | 707 | 0.04 | 15 | 15 | 7 | 2.3714e-13 | 5spot_SharedNeighbor | CO2 | Porous | Wet | R245fa | MinimizeLCOE_Brownfield | IgnoreSilica | 3.0176 | 0.32448 | 0.022588 | 4 | 178506.3597 | 504489.1653 | 3639.0936 | 10284.694 | 82.7468 | 10.3736 | 46.2249 | 312417.5428 | 0 | 198014.1462 | 0 | 0 | 0 | 224873.8012 | 286769.1412 | 746114.481 | 509238.4644 | 2277427.5768 | 961560.8286 | 12889752.6116 | 12889752.6116 | 10890904.1141 | 5673152.4101 | 0 | 16128741.017 | 45582550.1527 | 237.1374 | 0.090354 | 178506.3597 | 504489.1653 | 3639.0936 | 10284.694
1 | 3300 | 707 | 0.04 | 15 | 15 | 7 | 3.1623e-13 | 5spot_SharedNeighbor | CO2 | Porous | Wet | R245fa | MinimizeLCOE_Brownfield | IgnoreSilica | 3.9922 | 0.48299 | 0.034899 | 4 | 119787.7006 | 330783.4586 | 2442.0343 | 6743.4682 | 86.2072 | 10.5402 | 48.7558 | 396244.6914 | 0 | 258756.591 | 0 | 0 | 0 | 271745.2545 | 361431.1494 | 940369.711 | 641821.6504 | 2870369.0478 | 961560.8286 | 12889752.6116 | 12889752.6116 | 10890904.1141 | 5673152.4101 | 0 | 16721682.488 | 46175491.6238 | 316.2278 | 0.13959 | 119787.7006 | 330783.4586 | 2442.0343 | 6743.4682
1 | 3300 | 707 | 0.04 | 15 | 15 | 7 | 4.217e-13 | 5spot_SharedNeighbor | CO2 | Porous | Wet | R245fa | MinimizeLCOE_Brownfield | IgnoreSilica | 5.2561 | 0.69344 | 0.051707 | 4 | 84281.22 | 226688.4855 | 1718.1867 | 4621.3514 | 89.0421 | 10.6672 | 56.8113 | 496441.2909 | 0 | 333203.8184 | 0 | 0 | 0 | 326347.4997 | 450837.1175 | 1172985.7003 | 800586.8429 | 3580402.2697 | 961560.8286 | 12889752.6116 | 12889752.6116 | 10890904.1141 | 5673152.4101 | 0 | 17431715.7099 | 46885524.8457 | 421.6965 | 0.20683 | 84281.22 | 226688.4855 | 1718.1867 | 4621.3514
1 | 3300 | 707 | 0.04 | 15 | 15 | 7 | 5.6234e-13 | 5spot_SharedNeighbor | CO2 | Porous | Wet | R245fa | MinimizeLCOE_Brownfield | IgnoreSilica | 6.8567 | 0.96484 | 0.074283 | 4 | 61447.4855 | 160574.3613 | 1252.6901 | 3273.5255 | 91.2915 | 10.7619 | 62.4194 | 613438.5097 | 0 | 422363.3313 | 0 | 0 | 0 | 386983.4974 | 554886.282 | 1443700.2829 | 985355.1081 | 4406727.0114 | 961560.8286 | 12889752.6116 | 12889752.6116 | 10890904.1141 | 5673152.4101 | 0 | 18258040.4516 | 47711849.5873 | 562.3413 | 0.29713 | 61447.4855 | 160574.3613 | 1252.6901 | 3273.5255
1 | 3300 | 707 | 0.04 | 15 | 15 | 7 | 7.4989e-13 | 5spot_SharedNeighbor | CO2 | Porous | Wet | R245fa | MinimizeLCOE_Brownfield | IgnoreSilica | 8.9808 | 1.3273 | 0.10478 | 4 | 45942.5797 | 116215.3525 | 936.6016 | 2369.2072 | 93.1381 | 10.8349 | 61.3691 | 756556.4505 | 0 | 526968.5239 | 0 | 0 | 0 | 461520.8994 | 680567.8908 | 1770698.0481 | 1208537.802 | 5404849.6147 | 961560.8286 | 12889752.6116 | 12889752.6116 | 10890904.1141 | 5673152.4101 | 0 | 19256163.0549 | 48709972.1907 | 749.8942 | 0.41914 | 45942.5797 | 116215.3525 | 936.6016 | 2369.2072
1 | 3300 | 707 | 0.04 | 15 | 15 | 7 | 1e-12 | 5spot_SharedNeighbor | CO2 | Porous | Wet | R245fa | MinimizeLCOE_Brownfield | IgnoreSilica | 11.6144 | 1.7816 | 0.14499 | 4 | 35143.1123 | 85929.7108 | 716.4399 | 1751.7934 | 94.5443 | 10.8866 | 58.6685 | 920350.2733 | 0 | 647336.8086 | 0 | 0 | 0 | 540638.3516 | 822246.9191 | 2139317.8173 | 1460128.3689 | 6530018.5388 | 961560.8286 | 12889752.6116 | 12889752.6116 | 10890904.1141 | 5673152.4101 | 0 | 20381331.979 | 49835141.1148 | 1000 | 0.57995 | 35143.1123 | 85929.7108 | 716.4399 | 1751.7934
1 | 3300 | 707 | 0.04 | 15 | 15 | 7 | 1.3335e-12 | 5spot_SharedNeighbor | CO2 | Porous | Wet | R245fa | MinimizeLCOE_Brownfield | IgnoreSilica | 14.9271 | 2.3567 | 0.19762 | 4 | 27435.8045 | 64696.1266 | 559.316 | 1318.918 | 95.6332 | 10.922 | 58.6461 | 1111064.5188 | 0 | 791249.4673 | 0 | 0 | 0 | 627779.0932 | 986736.3009 | 2567285.4475 | 1752225.0704 | 7836339.8981 | 961560.8286 | 12889752.6116 | 12889752.6116 | 10890904.1141 | 5673152.4101 | 0 | 21687653.3383 | 51141462.4741 | 1333.5214 | 0.79049 | 27435.8045 | 64696.1266 | 559.316 | 1318.918
1 | 3300 | 707 | 0.04 | 15 | 15 | 7 | 1.7783e-12 | 5spot_SharedNeighbor | CO2 | Porous | Wet | R245fa | MinimizeLCOE_Brownfield | IgnoreSilica | 19.1077 | 3.0854 | 0.26612 | 4 | 21808.7139 | 49478.5331 | 444.6001 | 1008.6868 | 96.4713 | 10.9432 | 52.412 | 1334179.8536 | 0 | 964048.2453 | 0 | 0 | 0 | 724934.1456 | 1179033.2753 | 3067602.7294 | 2093701.8958 | 9363500.145 | 961560.8286 | 12889752.6116 | 12889752.6116 | 10890904.1141 | 5673152.4101 | 0 | 23214813.5852 | 52668622.721 | 1778.2794 | 1.0645 | 21808.7139 | 49478.5331 | 444.6001 | 1008.6868
1 | 3300 | 707 | 0.04 | 15 | 15 | 7 | 2.3714e-12 | 5spot_SharedNeighbor | CO2 | Porous | Wet | R245fa | MinimizeLCOE_Brownfield | IgnoreSilica | 24.3204 | 3.9978 | 0.3543 | 4 | 17624.797 | 38408.0724 | 359.3053 | 783.0005 | 97.0952 | 10.9497 | 64.8416 | 1592362.6253 | 0 | 1169252.5595 | 0 | 0 | 0 | 830708.6787 | 1401006.3068 | 3645131.0244 | 2487876.8241 | 11126338.0188 | 961560.8286 | 12889752.6116 | 12889752.6116 | 10890904.1141 | 5673152.4101 | 0 | 24977651.459 | 54431460.5948 | 2371.3737 | 1.4172 | 17624.797 | 38408.0724 | 359.3053 | 783.0005
1 | 3300 | 707 | 0.04 | 15 | 15 | 7 | 3.1623e-12 | 5spot_SharedNeighbor | CO2 | Porous | Wet | R245fa | MinimizeLCOE_Brownfield | IgnoreSilica | 30.713 | 5.1216 | 0.46616 | 4 | 14467.6626 | 30263.5906 | 294.9429 | 616.9642 | 97.5316 | 10.9397 | 55.8789 | 1886576.9283 | 0 | 1409255.6374 | 0 | 0 | 0 | 942035.2869 | 1652768.4625 | 4300164.5101 | 2934950.6377 | 13125751.4629 | 961560.8286 | 12889752.6116 | 12889752.6116 | 10890904.1141 | 5673152.4101 | 0 | 26977064.9031 | 56430874.0389 | 3162.2777 | 1.8646 | 14467.6626 | 30263.5906 | 294.9429 | 616.9642
1 | 3300 | 707 | 0.04 | 15 | 15 | 7 | 4.217e-12 | 5spot_SharedNeighbor | CO2 | Porous | Wet | R245fa | MinimizeLCOE_Brownfield | IgnoreSilica | 38.4498 | 6.4875 | 0.60574 | 4 | 12058.2308 | 24214.2784 | 245.8233 | 493.6408 | 97.7989 | 10.9099 | 53.0232 | 2217766.7354 | 0 | 1686737.8688 | 0 | 0 | 0 | 1056499.5344 | 1934791.614 | 5033930.8994 | 3435761.2758 | 15365487.9278 | 961560.8286 | 12889752.6116 | 12889752.6116 | 10890904.1141 | 5673152.4101 | 0 | 29216801.368 | 58670610.5038 | 4216.965 | 2.423 | 12058.2308 | 24214.2784 | 245.8233 | 493.6408
1 | 3300 | 707 | 0.04 | 15 | 15 | 7 | 5.6234e-12 | 5spot_SharedNeighbor | CO2 | Porous | Wet | R245fa | MinimizeLCOE_Brownfield | IgnoreSilica | 47.507 | 8.0948 | 0.77495 | 4 | 10205.4153 | 19707.2621 | 208.0512 | 401.7592 | 97.8999 | 10.8557 | 69.0083 | 2578611.1389 | 0 | 1997738.3966 | 0 | 0 | 0 | 1165323.0811 | 2239252.3204 | 5826075.204 | 3976416.0406 | 17783416.1815 | 961560.8286 | 12889752.6116 | 12889752.6116 | 10890904.1141 | 5673152.4101 | 0 | 31634729.6217 | 61088538.7575 | 5623.4133 | 3.0998 | 10205.4153 | 19707.2621 | 208.0512 | 401.7592
1 | 3300 | 707 | 0.04 | 15 | 15 | 7 | 7.4989e-12 | 5spot_SharedNeighbor | CO2 | Porous | Wet | R245fa | MinimizeLCOE_Brownfield | IgnoreSilica | 57.7038 | 9.9148 | 0.97243 | 4 | 8775.9533 | 16348.1666 | 178.9097 | 333.2795 | 97.8317 | 10.7731 | 92.052 | 2956840.4706 | 0 | 2333973.4188 | 0 | 0 | 0 | 1258443.1713 | 2554210.2537 | 6645531.1395 | 4535711.5547 | 20284710.0087 | 961560.8286 | 12889752.6116 | 12889752.6116 | 10890904.1141 | 5673152.4101 | 0 | 34136023.4489 | 63589832.5847 | 7498.9421 | 3.8897 | 8775.9533 | 16348.1666 | 178.9097 | 333.2795
1 | 3300 | 707 | 0.04 | 15 | 15 | 7 | 1e-11 | 5spot_SharedNeighbor | CO2 | Porous | Wet | R245fa | MinimizeLCOE_Brownfield | IgnoreSilica | 68.554 | 11.8638 | 1.1911 | 4 | 7674.2665 | 13856.1808 | 156.4503 | 282.477 | 97.5949 | 10.6613 | 80.9171 | 3331612.3333 | 0 | 2678911.7884 | 0 | 0 | 0 | 1322690.9694 | 2859953.8855 | 7441013.3529 | 5078644.5109 | 22712826.8403 | 961560.8286 | 12889752.6116 | 12889752.6116 | 10890904.1141 | 5673152.4101 | 0 | 36564140.2805 | 66017949.4163 | 10000 | 4.7645 | 7674.2665 | 13856.1808 | 156.4503 | 282.477
1 | 3300 | 707 | 0.04 | 15 | 15 | 7 | 1.3335e-11 | 5spot_SharedNeighbor | CO2 | Porous | Wet | R245fa | MinimizeLCOE_Brownfield | IgnoreSilica | 79.436 | 13.831 | 1.4194 | 4 | 6828.5764 | 12016.2405 | 139.2098 | 244.9673 | 97.2089 | 10.5249 | 86.789 | 3681856.9411 | 0 | 3014019.7056 | 0 | 0 | 0 | 1349652.289 | 3137756.2849 | 8163798.211 | 5571960.0283 | 24919043.46 | 961560.8286 | 12889752.6116 | 12889752.6116 | 10890904.1141 | 5673152.4101 | 0 | 38770356.9002 | 68224166.036 | 13335.2143 | 5.6777 | 6828.5764 | 12016.2405 | 139.2098 | 244.9673
1 | 3300 | 707 | 0.04 | 15 | 15 | 7 | 1.7783e-11 | 5spot_SharedNeighbor | CO2 | Porous | Wet | R245fa | MinimizeLCOE_Brownfield | IgnoreSilica | 89.7324 | 15.7034 | 1.6437 | 4 | 6182.5624 | 10662.3596 | 126.0399 | 217.3666 | 96.7165 | 10.3736 | 94.2248 | 3991249.0379 | 0 | 3322705.2804 | 0 | 0 | 0 | 1338179.1201 | 3374332.041 | 8779319.8 | 5992066.1605 | 26797851.4399 | 961560.8286 | 12889752.6116 | 12889752.6116 | 10890904.1141 | 5673152.4101 | 0 | 40649164.8801 | 70102974.0159 | 17782.7941 | 6.5748 | 6182.5624 | 10662.3596 | 126.0399 | 217.3666
1 | 3300 | 707 | 0.04 | 15 | 15 | 7 | 2.3714e-11 | 5spot_SharedNeighbor | CO2 | Porous | Wet | R245fa | MinimizeLCOE_Brownfield | IgnoreSilica | 98.9313 | 17.3858 | 1.8515 | 4 | 5691.1761 | 9668.245 | 116.0223 | 197.1003 | 96.1764 | 10.2203 | 102.7552 | 4250284.979 | 0 | 3592521.9965 | 0 | 0 | 0 | 1293357.0058 | 3563103.9527 | 9270465.5919 | 6327283.2555 | 28297016.7813 | 961560.8286 | 12889752.6116 | 12889752.6116 | 10890904.1141 | 5673152.4101 | 0 | 42148330.2215 | 71602139.3573 | 23713.7371 | 7.4059 | 5691.1761 | 9668.245 | 116.0223 | 197.1003
1 | 3300 | 707 | 0.04 | 15 | 15 | 7 | 3.1623e-11 | 5spot_SharedNeighbor | CO2 | Porous | Wet | R245fa | MinimizeLCOE_Brownfield | IgnoreSilica | 106.8165 | 18.8351 | 2.035 | 4 | 5318.5237 | 8936.9205 | 108.4253 | 182.1912 | 95.6398 | 10.0753 | 103.8571 | 4459528.2491 | 0 | 3819821.514 | 0 | 0 | 0 | 1226347.5421 | 3707221.949 | 9645431.0556 | 6583204.8892 | 29441555.1989 | 961560.8286 | 12889752.6116 | 12889752.6116 | 10890904.1141 | 5673152.4101 | 0 | 43292868.6391 | 72746677.7749 | 31622.7766 | 8.14 | 5318.5237 | 8936.9205 | 108.4253 | 182.1912
1 | 3300 | 707 | 0.04 | 15 | 15 | 7 | 4.217e-11 | 5spot_SharedNeighbor | CO2 | Porous | Wet | R245fa | MinimizeLCOE_Brownfield | IgnoreSilica | 113.3212 | 20.036 | 2.1905 | 4 | 5036.413 | 8397.8927 | 102.6741 | 171.2024 | 95.1465 | 9.9462 | 94.3828 | 4623298.3433 | 0 | 4004803.6254 | 0 | 0 | 0 | 1147824.0198 | 3812611.1355 | 9919632.1006 | 6770352.7367 | 30278521.9613 | 961560.8286 | 12889752.6116 | 12889752.6116 | 10890904.1141 | 5673152.4101 | 0 | 44129835.4015 | 73583644.5373 | 42169.6503 | 8.7622 | 5036.413 | 8397.8927 | 102.6741 | 171.2024
1 | 3300 | 707 | 0.04 | 15 | 15 | 7 | 5.6234e-11 | 5spot_SharedNeighbor | CO2 | Porous | Wet | R245fa | MinimizeLCOE_Brownfield | IgnoreSilica | 118.5487 | 21.0048 | 2.3183 | 4 | 4823.0366 | 7999.2208 | 98.3241 | 163.0749 | 94.7167 | 9.8363 | 96.0255 | 4749110.6616 | 0 | 4151927.0417 | 0 | 0 | 0 | 1067246.4496 | 3887630.8196 | 10114817.9299 | 6903571.0759 | 30874303.9782 | 961560.8286 | 12889752.6116 | 12889752.6116 | 10890904.1141 | 5673152.4101 | 0 | 44725617.4183 | 74179426.5541 | 56234.1325 | 9.2733 | 4823.0366 | 7999.2208 | 98.3241 | 163.0749
1 | 3300 | 707 | 0.04 | 15 | 15 | 7 | 7.4989e-11 | 5spot_SharedNeighbor | CO2 | Porous | Wet | R245fa | MinimizeLCOE_Brownfield | IgnoreSilica | 122.6554 | 21.7686 | 2.4207 | 4 | 4661.7213 | 7703.5466 | 95.0355 | 157.0472 | 94.3581 | 9.7461 | 114.5934 | 4844301.1892 | 0 | 4266597.8866 | 0 | 0 | 0 | 990905.6845 | 3939703.8565 | 10250301.2902 | 6996041.2532 | 31287851.1601 | 961560.8286 | 12889752.6116 | 12889752.6116 | 10890904.1141 | 5673152.4101 | 0 | 45139164.6003 | 74592973.736 | 74989.4209 | 9.6829 | 4661.7213 | 7703.5466 | 95.0355 | 157.0472
1 | 3300 | 707 | 0.04 | 15 | 15 | 7 | 1e-10 | 5spot_SharedNeighbor | CO2 | Porous | Wet | R245fa | MinimizeLCOE_Brownfield | IgnoreSilica | 125.8419 | 22.3627 | 2.5014 | 4 | 4539.8073 | 7483.5227 | 92.5501 | 152.5617 | 94.0671 | 9.6737 | 101.8124 | 4915934.1879 | 0 | 4355044.233 | 0 | 0 | 0 | 922712.2364 | 3975539.3563 | 10343537.91 | 7059677.162 | 31572445.0856 | 961560.8286 | 12889752.6116 | 12889752.6116 | 10890904.1141 | 5673152.4101 | 0 | 45423758.5258 | 74877567.6616 | 100000 | 10.0057 | 4539.8073 | 7483.5227 | 92.5501 | 152.5617
1 | 3300 | 707 | 0.04 | 15 | 15 | 7 | 1.3335e-10 | 5spot_SharedNeighbor | CO2 | Porous | Wet | R245fa | MinimizeLCOE_Brownfield | IgnoreSilica | 128.2929 | 22.8207 | 2.5642 | 4 | 4447.7109 | 7319.3579 | 90.6726 | 149.215 | 93.8355 | 9.6166 | 90.4228 | 4969699.6504 | 0 | 4422770.7852 | 0 | 0 | 0 | 864298.0265 | 4000139.7002 | 10407542.9584 | 7103361.9227 | 31767813.0432 | 961560.8286 | 12889752.6116 | 12889752.6116 | 10890904.1141 | 5673152.4101 | 0 | 45619126.4834 | 75072935.6192 | 133352.1432 | 10.2568 | 4447.7109 | 7319.3579 | 90.6726 | 149.215
1 | 3300 | 707 | 0.04 | 15 | 15 | 7 | 1.7783e-10 | 5spot_SharedNeighbor | CO2 | Porous | Wet | R245fa | MinimizeLCOE_Brownfield | IgnoreSilica | 130.1345 | 23.1659 | 2.6122 | 4 | 4378.1803 | 7197.0103 | 89.2551 | 146.7208 | 93.6571 | 9.5729 | 95.6591 | 5009327.0322 | 0 | 4473488.6597 | 0 | 0 | 0 | 815361.1745 | 4016288.9779 | 10449560.0664 | 7132039.4623 | 31896065.373 | 961560.8286 | 12889752.6116 | 12889752.6116 | 10890904.1141 | 5673152.4101 | 0 | 45747378.8132 | 75201187.949 | 177827.941 | 10.4489 | 4378.1803 | 7197.0103 | 89.2551 | 146.7208
1 | 3300 | 707 | 0.04 | 15 | 15 | 7 | 2.3714e-10 | 5spot_SharedNeighbor | CO2 | Porous | Wet | R245fa | MinimizeLCOE_Brownfield | IgnoreSilica | 131.5371 | 23.4291 | 2.649 | 4 | 4325.7244 | 7105.3937 | 88.1857 | 144.8531 | 93.5187 | 9.5392 | 105.4308 | 5039062.9602 | 0 | 4512018.7713 | 0 | 0 | 0 | 775723.9978 | 4027454.2345 | 10478609.7736 | 7151866.4844 | 31984736.2218 | 961560.8286 | 12889752.6116 | 12889752.6116 | 10890904.1141 | 5673152.4101 | 0 | 45836049.662 | 75289858.7978 | 237137.3706 | 10.5962 | 4325.7244 | 7105.3937 | 88.1857 | 144.8531
1 | 3300 | 707 | 0.04 | 15 | 15 | 7 | 3.1623e-10 | 5spot_SharedNeighbor | CO2 | Porous | Wet | R245fa | MinimizeLCOE_Brownfield | IgnoreSilica | 132.5971 | 23.6282 | 2.677 | 4 | 4286.1822 | 7036.7838 | 87.3796 | 143.4544 | 93.4125 | 9.5134 | 109.9281 | 5061279.6291 | 0 | 4541083.3786 | 0 | 0 | 0 | 744124.8247 | 4035130.2546 | 10498581.2035 | 7165497.3957 | 32045696.6863 | 961560.8286 | 12889752.6116 | 12889752.6116 | 10890904.1141 | 5673152.4101 | 0 | 45897010.1265 | 75350819.2623 | 316227.766 | 10.7081 | 4286.1822 | 7036.7838 | 87.3796 | 143.4544
1 | 3300 | 707 | 0.04 | 15 | 15 | 7 | 4.217e-10 | 5spot_SharedNeighbor | CO2 | Porous | Wet | R245fa | MinimizeLCOE_Brownfield | IgnoreSilica | 133.3741 | 23.7746 | 2.698 | 4 | 4256.3989 | 6985.6225 | 86.7724 | 142.4114 | 93.3339 | 9.4944 | 98.7815 | 5077421.9235 | 0 | 4562359.0155 | 0 | 0 | 0 | 719004.7729 | 4039926.4277 | 10511059.862 | 7174014.3365 | 32083786.3381 | 961560.8286 | 12889752.6116 | 12889752.6116 | 10890904.1141 | 5673152.4101 | 0 | 45935099.7783 | 75388908.9141 | 421696.5034 | 10.792 | 4256.3989 | 6985.6225 | 86.7724 | 142.4114
1 | 3300 | 707 | 0.04 | 15 | 15 | 7 | 5.6234e-10 | 5spot_SharedNeighbor | CO2 | Porous | Wet | R245fa | MinimizeLCOE_Brownfield | IgnoreSilica | 133.966 | 23.8861 | 2.7139 | 4 | 4233.9835 | 6947.1912 | 86.3155 | 141.6279 | 93.2735 | 9.4798 | 104.1983 | 5089640.5578 | 0 | 4578551.1369 | 0 | 0 | 0 | 699575.3293 | 4043429.1394 | 10520173.1993 | 7180234.3764 | 32111603.7391 | 961560.8286 | 12889752.6116 | 12889752.6116 | 10890904.1141 | 5673152.4101 | 0 | 45962917.1793 | 75416726.3151 | 562341.3252 | 10.8557 | 4233.9835 | 6947.1912 | 86.3155 | 141.6279
1 | 3300 | 707 | 0.04 | 15 | 15 | 7 | 7.4989e-10 | 5spot_SharedNeighbor | CO2 | Porous | Wet | R245fa | MinimizeLCOE_Brownfield | IgnoreSilica | 134.4265 | 23.9727 | 2.7261 | 4 | 4217.125 | 6918.2081 | 85.9718 | 141.037 | 93.2263 | 9.4684 | 108.0314 | 5099098.5528 | 0 | 4591136.1876 | 0 | 0 | 0 | 684792.3872 | 4046260.5798 | 10527540.0264 | 7185262.3873 | 32134090.1211 | 961560.8286 | 12889752.6116 | 12889752.6116 | 10890904.1141 | 5673152.4101 | 0 | 45985403.5613 | 75439212.6971 | 749894.2093 | 10.9044 | 4217.125 | 6918.2081 | 85.9718 | 141.037
1 | 3300 | 707 | 0.04 | 15 | 15 | 7 | 1e-09 | 5spot_SharedNeighbor | CO2 | Porous | Wet | R245fa | MinimizeLCOE_Brownfield | IgnoreSilica | 134.7554 | 24.0348 | 2.7351 | 4 | 4204.4536 | 6896.6625 | 85.7135 | 140.5978 | 93.1924 | 9.4603 | 111.2456 | 5105827.5928 | 0 | 4600121.6072 | 0 | 0 | 0 | 673258.2466 | 4047890.9042 | 10531781.7961 | 7188157.4823 | 32147037.6291 | 961560.8286 | 12889752.6116 | 12889752.6116 | 10890904.1141 | 5673152.4101 | 0 | 45998351.0693 | 75452160.2051 | 1000000 | 10.9404 | 4204.4536 | 6896.6625 | 85.7135 | 140.5978
1 | 3300 | 707 | 0.04 | 15 | 15 | 7 | 1.3335e-09 | 5spot_SharedNeighbor | CO2 | Porous | Wet | R245fa | MinimizeLCOE_Brownfield | IgnoreSilica | 134.9944 | 24.0801 | 2.7418 | 4 | 4194.934 | 6880.5931 | 85.5194 | 140.2702 | 93.1677 | 9.4543 | 100.0039 | 5110700.8912 | 0 | 4606645.6033 | 0 | 0 | 0 | 664372.7284 | 4048870.4969 | 10534330.4954 | 7189897.022 | 32154817.2372 | 961560.8286 | 12889752.6116 | 12889752.6116 | 10890904.1141 | 5673152.4101 | 0 | 46006130.6774 | 75459939.8132 | 1333521.4322 | 10.9671 | 4194.934 | 6880.5931 | 85.5194 | 140.2702
1 | 3300 | 707 | 0.04 | 15 | 15 | 7 | 1.7783e-09 | 5spot_SharedNeighbor | CO2 | Porous | Wet | R245fa | MinimizeLCOE_Brownfield | IgnoreSilica | 135.177 | 24.1147 | 2.7468 | 4 | 4187.7852 | 6868.5065 | 85.3737 | 140.0238 | 93.1488 | 9.4498 | 109.8206 | 5114418.3161 | 0 | 4611630.3637 | 0 | 0 | 0 | 657671.3816 | 4049650.824 | 10536360.7463 | 7191282.7099 | 32161014.3416 | 961560.8286 | 12889752.6116 | 12889752.6116 | 10890904.1141 | 5673152.4101 | 0 | 46012327.7818 | 75466136.9176 | 1778279.41 | 10.9873 | 4187.7852 | 6868.5065 | 85.3737 | 140.0238
1 | 3300 | 707 | 0.04 | 15 | 15 | 7 | 2.3714e-09 | 5spot_SharedNeighbor | CO2 | Porous | Wet | R245fa | MinimizeLCOE_Brownfield | IgnoreSilica | 135.3233 | 24.1422 | 2.7507 | 4 | 4182.4186 | 6859.3421 | 85.2643 | 139.837 | 93.1336 | 9.4461 | 102.8143 | 5117393.2894 | 0 | 4615623.4597 | 0 | 0 | 0 | 652714.7235 | 4050435.2743 | 10538401.7252 | 7192675.7199 | 32167244.1919 | 961560.8286 | 12889752.6116 | 12889752.6116 | 10890904.1141 | 5673152.4101 | 0 | 46018557.6321 | 75472366.7679 | 2371373.7057 | 11.0029 | 4182.4186 | 6859.3421 | 85.2643 | 139.837
1 | 3300 | 707 | 0.04 | 15 | 15 | 7 | 3.1623e-09 | 5spot_SharedNeighbor | CO2 | Porous | Wet | R245fa | MinimizeLCOE_Brownfield | IgnoreSilica | 135.4398 | 24.164 | 2.7537 | 4 | 4178.3908 | 6852.3971 | 85.1821 | 139.6954 | 93.1215 | 9.4432 | 103.6389 | 5119759.9377 | 0 | 4618802.4532 | 0 | 0 | 0 | 649054.0095 | 4051170.3962 | 10540314.3615 | 7193981.1335 | 32173082.2916 | 961560.8286 | 12889752.6116 | 12889752.6116 | 10890904.1141 | 5673152.4101 | 0 | 46024395.7317 | 75478204.8675 | 3162277.6602 | 11.0149 | 4178.3908 | 6852.3971 | 85.1821 | 139.6954
1 | 3300 | 707 | 0.04 | 15 | 15 | 7 | 4.217e-09 | 5spot_SharedNeighbor | CO2 | Porous | Wet | R245fa | MinimizeLCOE_Brownfield | IgnoreSilica | 135.5083 | 24.1771 | 2.7558 | 4 | 4175.3685 | 6847.3925 | 85.1205 | 139.5934 | 93.1143 | 9.4415 | 100.2237 | 5121148.5952 | 0 | 4620672.0187 | 0 | 0 | 0 | 646063.5884 | 4051274.8389 | 10540586.1 | 7194166.6006 | 32173911.7418 | 961560.8286 | 12889752.6116 | 12889752.6116 | 10890904.1141 | 5673152.4101 | 0 | 46025225.1819 | 75479034.3177 | 4216965.0343 | 11.023 | 4175.3685 | 6847.3925 | 85.1205 | 139.5934
1 | 3300 | 707 | 0.04 | 15 | 15 | 7 | 5.6234e-09 | 5spot_SharedNeighbor | CO2 | Porous | Wet | R245fa | MinimizeLCOE_Brownfield | IgnoreSilica | 135.5667 | 24.1882 | 2.7574 | 4 | 4173.101 | 6843.5646 | 85.0743 | 139.5153 | 93.1083 | 9.44 | 93.8201 | 5122331.0737 | 0 | 4622263.5267 | 0 | 0 | 0 | 643897.5712 | 4051511.947 | 10541203.0066 | 7194587.6521 | 32175794.7773 | 961560.8286 | 12889752.6116 | 12889752.6116 | 10890904.1141 | 5673152.4101 | 0 | 46027108.2175 | 75480917.3532 | 5623413.2519 | 11.0295 | 4173.101 | 6843.5646 | 85.0743 | 139.5153
1 | 3300 | 707 | 0.04 | 15 | 15 | 7 | 7.4989e-09 | 5spot_SharedNeighbor | CO2 | Porous | Wet | R245fa | MinimizeLCOE_Brownfield | IgnoreSilica | 135.6056 | 24.1956 | 2.7585 | 4 | 4171.4 | 6840.7463 | 85.0396 | 139.4579 | 93.1042 | 9.439 | 97.6934 | 5123118.4058 | 0 | 4623324.456 | 0 | 0 | 0 | 642209.3505 | 4051574.3628 | 10541365.3998 | 7194698.4888 | 32176290.4637 | 961560.8286 | 12889752.6116 | 12889752.6116 | 10890904.1141 | 5673152.4101 | 0 | 46027603.9039 | 75481413.0397 | 7498942.0933 | 11.0341 | 4171.4 | 6840.7463 | 85.0396 | 139.4579
1 | 3300 | 707 | 0.04 | 15 | 15 | 7 | 1e-08 | 5spot_SharedNeighbor | CO2 | Porous | Wet | R245fa | MinimizeLCOE_Brownfield | IgnoreSilica | 135.6445 | 24.2029 | 2.7595 | 4 | 4170.124 | 6838.5284 | 85.0136 | 139.4127 | 93.1002 | 9.4381 | 102.5117 | 5123906.8064 | 0 | 4624385.3244 | 0 | 0 | 0 | 641059.1284 | 4051846.9911 | 10542074.7227 | 7195182.6162 | 32178455.5891 | 961560.8286 | 12889752.6116 | 12889752.6116 | 10890904.1141 | 5673152.4101 | 0 | 46029769.0293 | 75483578.1651 | 10000000 | 11.038 | 4170.124 | 6838.5284 | 85.0136 | 139.4127
1 | 3400 | 707 | 0.04 | 15 | 15 | 7 | 1e-13 | 5spot_SharedNeighbor | CO2 | Porous | Wet | R245fa | MinimizeLCOE_Brownfield | IgnoreSilica | 1.2236 | 0.057103 | 0.0037002 | 4 | 1036803.8292 | 3088615.1785 | 21136.6484 | 62965.5981 | 68.6471 | 9.8591 | 127.5844 | 137257.687 | 0 | 74237.3148 | 0 | 0 | 0 | 120225.4226 | 129370.9655 | 336596.7147 | 229734.1741 | 1027422.2788 | 961560.8286 | 13356693.023 | 13356693.023 | 11179097.8575 | 5832955.4136 | 0 | 15345676.1305 | 45714422.4246 | 100 | 0.014801 | 1036803.8292 | 3088615.1785 | 21136.6484 | 62965.5981
1 | 3400 | 707 | 0.04 | 15 | 15 | 7 | 1.3335e-13 | 5spot_SharedNeighbor | CO2 | Porous | Wet | R245fa | MinimizeLCOE_Brownfield | IgnoreSilica | 1.7292 | 0.12426 | 0.0081762 | 4 | 481506.035 | 1410075.4016 | 9816.1518 | 28746.2943 | 75.4295 | 10.2991 | 195.2834 | 192902.3915 | 0 | 111340.8053 | 0 | 0 | 0 | 157243.5452 | 179979.8294 | 468270.5971 | 319604.3045 | 1429341.473 | 961560.8286 | 13356693.023 | 13356693.023 | 11179097.8575 | 5832955.4136 | 0 | 15747595.3246 | 46116341.6188 | 133.3521 | 0.032705 | 481506.035 | 1410075.4016 | 9816.1518 | 28746.2943
1 | 3400 | 707 | 0.04 | 15 | 15 | 7 | 1.7783e-13 | 5spot_SharedNeighbor | CO2 | Porous | Wet | R245fa | MinimizeLCOE_Brownfield | IgnoreSilica | 2.3515 | 0.21695 | 0.014933 | 4 | 271252.2654 | 779679.0662 | 5529.8443 | 15894.8124 | 80.8139 | 10.6077 | 252.2011 | 256818.0718 | 0 | 154830.7662 | 0 | 0 | 0 | 196588.2668 | 237212.4708 | 617178.1901 | 421236.7965 | 1883864.5622 | 961560.8286 | 13356693.023 | 13356693.023 | 11179097.8575 | 5832955.4136 | 0 | 16202118.4139 | 46570864.708 | 177.8279 | 0.059731 | 271252.2654 | 779679.0662 | 5529.8443 | 15894.8124
1 | 3400 | 707 | 0.04 | 15 | 15 | 7 | 2.3714e-13 | 5spot_SharedNeighbor | CO2 | Porous | Wet | R245fa | MinimizeLCOE_Brownfield | IgnoreSilica | 3.1567 | 0.34462 | 0.024635 | 4 | 169938.3529 | 478128.5158 | 3464.4232 | 9747.2965 | 85.2998 | 10.8392 | 59.2273 | 333424.1 | 0 | 208143.4305 | 0 | 0 | 0 | 242126.5184 | 305640.6791 | 795214.3514 | 542750.1349 | 2427299.2143 | 961560.8286 | 13356693.023 | 13356693.023 | 11179097.8575 | 5832955.4136 | 0 | 16745553.0659 | 47114299.3601 | 237.1374 | 0.098539 | 169938.3529 | 478128.5158 | 3464.4232 | 9747.2965
1 | 3400 | 707 | 0.04 | 15 | 15 | 7 | 3.1623e-13 | 5spot_SharedNeighbor | CO2 | Porous | Wet | R245fa | MinimizeLCOE_Brownfield | IgnoreSilica | 4.1702 | 0.51264 | 0.038108 | 4 | 113969.1878 | 313197.5431 | 2323.416 | 6384.9555 | 88.9041 | 11.0093 | 45.7587 | 422447.4061 | 0 | 271611.6118 | 0 | 0 | 0 | 292066.2417 | 384588.8512 | 1000621.3009 | 682944.5986 | 3054280.0102 | 961560.8286 | 13356693.023 | 13356693.023 | 11179097.8575 | 5832955.4136 | 0 | 17372533.8619 | 47741280.156 | 316.2278 | 0.15243 | 113969.1878 | 313197.5431 | 2323.416 | 6384.9555
1 | 3400 | 707 | 0.04 | 15 | 15 | 7 | 4.217e-13 | 5spot_SharedNeighbor | CO2 | Porous | Wet | R245fa | MinimizeLCOE_Brownfield | IgnoreSilica | 5.4802 | 0.73512 | 0.05649 | 4 | 80193.8924 | 214591.9349 | 1634.861 | 4374.7468 | 91.8552 | 11.1394 | 59.8345 | 528580.9731 | 0 | 349168.2265 | 0 | 0 | 0 | 349937.2641 | 478797.7209 | 1245733.4548 | 850238.6801 | 3802456.3195 | 961560.8286 | 13356693.023 | 13356693.023 | 11179097.8575 | 5832955.4136 | 0 | 18120710.1712 | 48489456.4653 | 421.6965 | 0.22596 | 80193.8924 | 214591.9349 | 1634.861 | 4374.7468
1 | 3400 | 707 | 0.04 | 15 | 15 | 7 | 5.6234e-13 | 5spot_SharedNeighbor | CO2 | Porous | Wet | R245fa | MinimizeLCOE_Brownfield | IgnoreSilica | 7.2124 | 1.033 | 0.081463 | 4 | 58391.188 | 151589.3826 | 1190.3833 | 3090.3546 | 94.2842 | 11.2398 | 50.5845 | 657833.4496 | 0 | 442174.6834 | 0 | 0 | 0 | 420237.5915 | 592895.8325 | 1542593.3366 | 1052851.6494 | 4708586.543 | 961560.8286 | 13356693.023 | 13356693.023 | 11179097.8575 | 5832955.4136 | 0 | 19026840.3946 | 49395586.6887 | 562.3413 | 0.32585 | 58391.188 | 151589.3826 | 1190.3833 | 3090.3546
1 | 3400 | 707 | 0.04 | 15 | 15 | 7 | 7.4989e-13 | 5spot_SharedNeighbor | CO2 | Porous | Wet | R245fa | MinimizeLCOE_Brownfield | IgnoreSilica | 9.3707 | 1.4098 | 0.1148 | 4 | 43641.3673 | 109777.2907 | 889.6883 | 2237.9586 | 96.1548 | 11.3123 | 52.9962 | 806320.7583 | 0 | 545192.4435 | 0 | 0 | 0 | 495700.1243 | 720413.1972 | 1874367.3621 | 1279294.239 | 5721288.1244 | 961560.8286 | 13356693.023 | 13356693.023 | 11179097.8575 | 5832955.4136 | 0 | 20039541.9761 | 50408288.2702 | 749.8942 | 0.45919 | 43641.3673 | 109777.2907 | 889.6883 | 2237.9586
1 | 3400 | 707 | 0.04 | 15 | 15 | 7 | 1e-12 | 5spot_SharedNeighbor | CO2 | Porous | Wet | R245fa | MinimizeLCOE_Brownfield | IgnoreSilica | 12.1091 | 1.8917 | 0.15882 | 4 | 33411.6862 | 81216.6305 | 681.1424 | 1655.7109 | 97.6238 | 11.3651 | 53.8414 | 980448.1175 | 0 | 669302.9588 | 0 | 0 | 0 | 580281.9603 | 869712.8843 | 2262814.5222 | 1544417.4076 | 6906977.8507 | 961560.8286 | 13356693.023 | 13356693.023 | 11179097.8575 | 5832955.4136 | 0 | 21225231.7024 | 51593977.9965 | 1000 | 0.63526 | 33411.6862 | 81216.6305 | 681.1424 | 1655.7109
1 | 3400 | 707 | 0.04 | 15 | 15 | 7 | 1.3335e-12 | 5spot_SharedNeighbor | CO2 | Porous | Wet | R245fa | MinimizeLCOE_Brownfield | IgnoreSilica | 15.5682 | 2.504 | 0.21647 | 4 | 26110.7257 | 61182.8598 | 532.3025 | 1247.2954 | 98.7661 | 11.4011 | 57.522 | 1184050.3511 | 0 | 818318.5103 | 0 | 0 | 0 | 674474.819 | 1043969.0353 | 2716193.2824 | 1853857.7274 | 8290863.7254 | 961560.8286 | 13356693.023 | 13356693.023 | 11179097.8575 | 5832955.4136 | 0 | 22609117.577 | 52977863.8711 | 1333.5214 | 0.86589 | 26110.7257 | 61182.8598 | 532.3025 | 1247.2954
1 | 3400 | 707 | 0.04 | 15 | 15 | 7 | 1.7783e-12 | 5spot_SharedNeighbor | CO2 | Porous | Wet | R245fa | MinimizeLCOE_Brownfield | IgnoreSilica | 19.9165 | 3.2773 | 0.29137 | 4 | 20779.858 | 46836.5095 | 423.6255 | 954.8256 | 99.6414 | 11.4219 | 58.8955 | 1421298.4543 | 0 | 996559.2623 | 0 | 0 | 0 | 778666.6197 | 1246644.4912 | 3243513.2441 | 2213764.4366 | 9900446.5082 | 961560.8286 | 13356693.023 | 13356693.023 | 11179097.8575 | 5832955.4136 | 0 | 24218700.3599 | 54587446.654 | 1778.2794 | 1.1655 | 20779.858 | 46836.5095 | 423.6255 | 954.8256
1 | 3400 | 707 | 0.04 | 15 | 15 | 7 | 2.3714e-12 | 5spot_SharedNeighbor | CO2 | Porous | Wet | R245fa | MinimizeLCOE_Brownfield | IgnoreSilica | 25.3144 | 4.2415 | 0.38757 | 4 | 16814.304 | 36403.6907 | 342.7823 | 742.1385 | 100.2904 | 11.4271 | 67.6341 | 1694684.9234 | 0 | 1207331.9359 | 0 | 0 | 0 | 891143.0138 | 1479332.3505 | 3848919.3232 | 2626966.5255 | 11748378.0723 | 961560.8286 | 13356693.023 | 13356693.023 | 11179097.8575 | 5832955.4136 | 0 | 26066631.9239 | 56435378.2181 | 2371.3737 | 1.5503 | 16814.304 | 36403.6907 | 342.7823 | 742.1385
1 | 3400 | 707 | 0.04 | 15 | 15 | 7 | 3.1623e-12 | 5spot_SharedNeighbor | CO2 | Porous | Wet | R245fa | MinimizeLCOE_Brownfield | IgnoreSilica | 31.9434 | 5.4307 | 0.50951 | 4 | 13820.5341 | 28721.3841 | 281.7503 | 585.5243 | 100.7448 | 11.4146 | 63.6734 | 2006720.8189 | 0 | 1454242.4071 | 0 | 0 | 0 | 1010336.7216 | 1743806.9796 | 4537028.0569 | 3096614.8754 | 13848749.8594 | 961560.8286 | 13356693.023 | 13356693.023 | 11179097.8575 | 5832955.4136 | 0 | 28167003.7111 | 58535750.0052 | 3162.2777 | 2.0381 | 13820.5341 | 28721.3841 | 281.7503 | 585.5243
1 | 3400 | 707 | 0.04 | 15 | 15 | 7 | 4.217e-12 | 5spot_SharedNeighbor | CO2 | Porous | Wet | R245fa | MinimizeLCOE_Brownfield | IgnoreSilica | 39.936 | 6.871 | 0.66123 | 4 | 11535.0308 | 23016.9187 | 235.1572 | 469.231 | 101.0205 | 11.3805 | 64.8398 | 2356686.5566 | 0 | 1738696.2483 | 0 | 0 | 0 | 1132168.303 | 2038744.9321 | 5304396.1092 | 3620359.339 | 16191051.4882 | 961560.8286 | 13356693.023 | 13356693.023 | 11179097.8575 | 5832955.4136 | 0 | 30509305.3399 | 60878051.634 | 4216.965 | 2.6449 | 11535.0308 | 23016.9187 | 235.1572 | 469.231
1 | 3400 | 707 | 0.04 | 15 | 15 | 7 | 5.6234e-12 | 5spot_SharedNeighbor | CO2 | Porous | Wet | R245fa | MinimizeLCOE_Brownfield | IgnoreSilica | 49.2728 | 8.5625 | 0.84461 | 4 | 9777.4447 | 18766.4591 | 199.3264 | 382.5797 | 101.121 | 11.3202 | 72.4714 | 2737197.8393 | 0 | 2056923.4063 | 0 | 0 | 0 | 1248053.8753 | 2356448.2971 | 6130995.0952 | 4184530.1318 | 18714148.645 | 961560.8286 | 13356693.023 | 13356693.023 | 11179097.8575 | 5832955.4136 | 0 | 33032402.4967 | 63401148.7908 | 5623.4133 | 3.3784 | 9777.4447 | 18766.4591 | 199.3264 | 382.5797
1 | 3400 | 707 | 0.04 | 15 | 15 | 7 | 7.4989e-12 | 5spot_SharedNeighbor | CO2 | Porous | Wet | R245fa | MinimizeLCOE_Brownfield | IgnoreSilica | 59.7092 | 10.4648 | 1.0574 | 4 | 8421.9611 | 15602.2651 | 171.6931 | 318.0733 | 101.0432 | 11.2295 | 75.4599 | 3133188.4596 | 0 | 2398640.4327 | 0 | 0 | 0 | 1345883.7504 | 2682307.9306 | 6978815.0185 | 4763184.6504 | 21302020.2423 | 961560.8286 | 13356693.023 | 13356693.023 | 11179097.8575 | 5832955.4136 | 0 | 35620274.0939 | 65989020.3881 | 7498.9421 | 4.2295 | 8421.9611 | 15602.2651 | 171.6931 | 318.0733
1 | 3400 | 707 | 0.04 | 15 | 15 | 7 | 1e-11 | 5spot_SharedNeighbor | CO2 | Porous | Wet | R245fa | MinimizeLCOE_Brownfield | IgnoreSilica | 70.7466 | 12.4898 | 1.2915 | 4 | 7378.0698 | 13256.6504 | 150.4119 | 270.2547 | 100.7895 | 11.1082 | 75.3802 | 3523183.7226 | 0 | 2747240.5322 | 0 | 0 | 0 | 1412786.7975 | 2996452.3104 | 7796154.2548 | 5321035.4739 | 23796853.0914 | 961560.8286 | 13356693.023 | 13356693.023 | 11179097.8575 | 5832955.4136 | 0 | 38115106.9431 | 68483853.2372 | 10000 | 5.166 | 7378.0698 | 13256.6504 | 150.4119 | 270.2547
1 | 3400 | 707 | 0.04 | 15 | 15 | 7 | 1.3335e-11 | 5spot_SharedNeighbor | CO2 | Porous | Wet | R245fa | MinimizeLCOE_Brownfield | IgnoreSilica | 81.7593 | 14.5233 | 1.5344 | 4 | 6577.4863 | 11525.5342 | 134.091 | 234.9636 | 100.3827 | 10.9616 | 93.1204 | 3885801.7008 | 0 | 3084337.3308 | 0 | 0 | 0 | 1440926.9468 | 3280315.7316 | 8534708.6483 | 5825114.0232 | 26051204.3816 | 961560.8286 | 13356693.023 | 13356693.023 | 11179097.8575 | 5832955.4136 | 0 | 40369458.2333 | 70738204.5274 | 13335.2143 | 6.1375 | 6577.4863 | 11525.5342 | 134.091 | 234.9636
1 | 3400 | 707 | 0.04 | 15 | 15 | 7 | 1.7783e-11 | 5spot_SharedNeighbor | CO2 | Porous | Wet | R245fa | MinimizeLCOE_Brownfield | IgnoreSilica | 92.0862 | 16.4421 | 1.7711 | 4 | 5966.495 | 10253.2216 | 121.6351 | 209.0258 | 99.8717 | 10.8011 | 79.9314 | 4203352.5735 | 0 | 3392249.9992 | 0 | 0 | 0 | 1428711.6206 | 3519482.5354 | 9156971.6119 | 6249821.2821 | 27950589.6226 | 961560.8286 | 13356693.023 | 13356693.023 | 11179097.8575 | 5832955.4136 | 0 | 42268843.4742 | 72637589.7684 | 17782.7941 | 7.0844 | 5966.495 | 10253.2216 | 121.6351 | 209.0258
1 | 3400 | 707 | 0.04 | 15 | 15 | 7 | 2.3714e-11 | 5spot_SharedNeighbor | CO2 | Porous | Wet | R245fa | MinimizeLCOE_Brownfield | IgnoreSilica | 101.2749 | 18.1593 | 1.9892 | 4 | 5502.1462 | 9318.8866 | 112.1687 | 189.9781 | 99.316 | 10.6397 | 89.0543 | 4468286.7917 | 0 | 3660444.2426 | 0 | 0 | 0 | 1383179.6582 | 3709645.1701 | 9651735.7797 | 6587507.993 | 29460799.6354 | 961560.8286 | 13356693.023 | 13356693.023 | 11179097.8575 | 5832955.4136 | 0 | 43779053.4871 | 74147799.7812 | 23713.7371 | 7.9567 | 5502.1462 | 9318.8866 | 112.1687 | 189.9781
1 | 3400 | 707 | 0.04 | 15 | 15 | 7 | 3.1623e-11 | 5spot_SharedNeighbor | CO2 | Porous | Wet | R245fa | MinimizeLCOE_Brownfield | IgnoreSilica | 109.1212 | 19.6329 | 2.1809 | 4 | 5150.2786 | 8631.5236 | 104.9954 | 175.9653 | 98.7679 | 10.4881 | 97.7244 | 4681613.9755 | 0 | 3885613.4974 | 0 | 0 | 0 | 1315837.4689 | 3854395.3273 | 10028345.9964 | 6844552.2044 | 30610358.4699 | 961560.8286 | 13356693.023 | 13356693.023 | 11179097.8575 | 5832955.4136 | 0 | 44928612.3215 | 75297358.6156 | 31622.7766 | 8.7235 | 5150.2786 | 8631.5236 | 104.9954 | 175.9653
1 | 3400 | 707 | 0.04 | 15 | 15 | 7 | 4.217e-11 | 5spot_SharedNeighbor | CO2 | Porous | Wet | R245fa | MinimizeLCOE_Brownfield | IgnoreSilica | 115.5667 | 20.8491 | 2.3426 | 4 | 4884.1122 | 8125.0063 | 99.5692 | 165.6392 | 98.2671 | 10.3539 | 93.0725 | 4848005.9002 | 0 | 4068163.934 | 0 | 0 | 0 | 1237419.5165 | 3959899.8468 | 10302847.1141 | 7031904.8577 | 31448241.1693 | 961560.8286 | 13356693.023 | 13356693.023 | 11179097.8575 | 5832955.4136 | 0 | 45766495.0209 | 76135241.3151 | 42169.6503 | 9.3705 | 4884.1122 | 8125.0063 | 99.5692 | 165.6392
1 | 3400 | 707 | 0.04 | 15 | 15 | 7 | 5.6234e-11 | 5spot_SharedNeighbor | CO2 | Porous | Wet | R245fa | MinimizeLCOE_Brownfield | IgnoreSilica | 120.7413 | 21.8292 | 2.4752 | 4 | 4682.9618 | 7750.2931 | 95.4685 | 158.0002 | 97.8322 | 10.24 | 90.9871 | 4975798.3392 | 0 | 4213247.6219 | 0 | 0 | 0 | 1157661.428 | 4035215.8817 | 10498803.9877 | 7165649.4505 | 32046376.709 | 961560.8286 | 13356693.023 | 13356693.023 | 11179097.8575 | 5832955.4136 | 0 | 46364630.5607 | 76733376.8548 | 56234.1325 | 9.9007 | 4682.9618 | 7750.2931 | 95.4685 | 158.0002
1 | 3400 | 707 | 0.04 | 15 | 15 | 7 | 7.4989e-11 | 5spot_SharedNeighbor | CO2 | Porous | Wet | R245fa | MinimizeLCOE_Brownfield | IgnoreSilica | 124.8091 | 22.6022 | 2.5813 | 4 | 4531.026 | 7472.3063 | 92.3711 | 152.3331 | 97.4695 | 10.1466 | 104.3012 | 5072613.7775 | 0 | 4326427.3374 | 0 | 0 | 0 | 1082706.2302 | 4087881.4646 | 10635829.031 | 7259171.8581 | 32464629.6988 | 961560.8286 | 13356693.023 | 13356693.023 | 11179097.8575 | 5832955.4136 | 0 | 46782883.5504 | 77151629.8446 | 74989.4209 | 10.325 | 4531.026 | 7472.3063 | 92.3711 | 152.3331
1 | 3400 | 707 | 0.04 | 15 | 15 | 7 | 1e-10 | 5spot_SharedNeighbor | CO2 | Porous | Wet | R245fa | MinimizeLCOE_Brownfield | IgnoreSilica | 127.9567 | 23.202 | 2.6646 | 4 | 4416.3118 | 7265.5675 | 90.0325 | 148.1184 | 97.1763 | 10.0719 | 102.2001 | 5145308.9229 | 0 | 4413496.9324 | 0 | 0 | 0 | 1016025.3309 | 4124184.1626 | 10730281.2046 | 7323637.4074 | 32752933.9608 | 961560.8286 | 13356693.023 | 13356693.023 | 11179097.8575 | 5832955.4136 | 0 | 47071187.8125 | 77439934.1066 | 100000 | 10.6585 | 4416.3118 | 7265.5675 | 90.0325 | 148.1184
1 | 3400 | 707 | 0.04 | 15 | 15 | 7 | 1.3335e-10 | 5spot_SharedNeighbor | CO2 | Porous | Wet | R245fa | MinimizeLCOE_Brownfield | IgnoreSilica | 130.3586 | 23.6609 | 2.7292 | 4 | 4329.7425 | 7111.5706 | 88.2677 | 144.979 | 96.945 | 10.0135 | 96.4939 | 5199469.3343 | 0 | 4479650.9522 | 0 | 0 | 0 | 958953.329 | 4148848.71 | 10794453.2976 | 7367436.1795 | 32948811.8027 | 961560.8286 | 13356693.023 | 13356693.023 | 11179097.8575 | 5832955.4136 | 0 | 47267065.6543 | 77635811.9485 | 133352.1432 | 10.9168 | 4329.7425 | 7111.5706 | 88.2677 | 144.979
1 | 3400 | 707 | 0.04 | 15 | 15 | 7 | 1.7783e-10 | 5spot_SharedNeighbor | CO2 | Porous | Wet | R245fa | MinimizeLCOE_Brownfield | IgnoreSilica | 132.2 | 24.0132 | 2.779 | 4 | 4264.4517 | 6996.4109 | 86.9366 | 142.6313 | 96.7633 | 9.9679 | 109.2662 | 5240217.3262 | 0 | 4530201.1589 | 0 | 0 | 0 | 911897.6906 | 4166103.3085 | 10839346.2235 | 7398076.5238 | 33085842.2316 | 961560.8286 | 13356693.023 | 13356693.023 | 11179097.8575 | 5832955.4136 | 0 | 47404096.0833 | 77772842.3774 | 177827.941 | 11.1161 | 4264.4517 | 6996.4109 | 86.9366 | 142.6313
1 | 3400 | 707 | 0.04 | 15 | 15 | 7 | 2.3714e-10 | 5spot_SharedNeighbor | CO2 | Porous | Wet | R245fa | MinimizeLCOE_Brownfield | IgnoreSilica | 133.5936 | 24.2803 | 2.8171 | 4 | 4215.2433 | 6910.3147 | 85.9334 | 140.8761 | 96.6232 | 9.9329 | 100.221 | 5270606.5551 | 0 | 4568364.4278 | 0 | 0 | 0 | 873801.4907 | 4177981.2647 | 10870250.229 | 7419169.1426 | 33180173.1099 | 961560.8286 | 13356693.023 | 13356693.023 | 11179097.8575 | 5832955.4136 | 0 | 47498426.9615 | 77867173.2557 | 237137.3706 | 11.2683 | 4215.2433 | 6910.3147 | 85.9334 | 140.8761
1 | 3400 | 707 | 0.04 | 15 | 15 | 7 | 3.1623e-10 | 5spot_SharedNeighbor | CO2 | Porous | Wet | R245fa | MinimizeLCOE_Brownfield | IgnoreSilica | 134.6387 | 24.481 | 2.8459 | 4 | 4178.1829 | 6845.9532 | 85.1779 | 139.564 | 96.5166 | 9.9064 | 111.7409 | 5293142.5409 | 0 | 4596934.6289 | 0 | 0 | 0 | 843425.016 | 4186065.8524 | 10891284.6679 | 7433525.5793 | 33244378.2854 | 961560.8286 | 13356693.023 | 13356693.023 | 11179097.8575 | 5832955.4136 | 0 | 47562632.1371 | 77931378.4312 | 316227.766 | 11.3836 | 4178.1829 | 6845.9532 | 85.1779 | 139.564
1 | 3400 | 707 | 0.04 | 15 | 15 | 7 | 4.217e-10 | 5spot_SharedNeighbor | CO2 | Porous | Wet | R245fa | MinimizeLCOE_Brownfield | IgnoreSilica | 135.4204 | 24.6313 | 2.8677 | 4 | 4150.2918 | 6797.8126 | 84.6093 | 138.5826 | 96.4361 | 9.8865 | 102.9652 | 5309851.7488 | 0 | 4618271.8664 | 0 | 0 | 0 | 819536.76 | 4191587.5463 | 10905650.9827 | 7443330.8844 | 33288229.7886 | 961560.8286 | 13356693.023 | 13356693.023 | 11179097.8575 | 5832955.4136 | 0 | 47606483.6402 | 77975229.9344 | 421696.5034 | 11.4706 | 4150.2918 | 6797.8126 | 84.6093 | 138.5826
1 | 3400 | 707 | 0.04 | 15 | 15 | 7 | 5.6234e-10 | 5spot_SharedNeighbor | CO2 | Porous | Wet | R245fa | MinimizeLCOE_Brownfield | IgnoreSilica | 136.0271 | 24.7477 | 2.8843 | 4 | 4129.3148 | 6761.5444 | 84.1817 | 137.8432 | 96.3731 | 9.8709 | 98.0601 | 5322740.5541 | 0 | 4634818.7682 | 0 | 0 | 0 | 801252.9924 | 4195936.8027 | 10916966.8557 | 7451054.2002 | 33322770.1732 | 961560.8286 | 13356693.023 | 13356693.023 | 11179097.8575 | 5832955.4136 | 0 | 47641024.0249 | 78009770.319 | 562341.3252 | 11.5373 | 4129.3148 | 6761.5444 | 84.1817 | 137.8432
1 | 3400 | 707 | 0.04 | 15 | 15 | 7 | 7.4989e-10 | 5spot_SharedNeighbor | CO2 | Porous | Wet | R245fa | MinimizeLCOE_Brownfield | IgnoreSilica | 136.4681 | 24.8326 | 2.8967 | 4 | 4113.5475 | 6734.5218 | 83.8602 | 137.2923 | 96.3271 | 9.8595 | 100.4048 | 5332059.5551 | 0 | 4646835.743 | 0 | 0 | 0 | 786985.4379 | 4198693.4871 | 10924139.1829 | 7455949.4609 | 33344662.8669 | 961560.8286 | 13356693.023 | 13356693.023 | 11179097.8575 | 5832955.4136 | 0 | 47662916.7185 | 78031663.0127 | 749894.2093 | 11.5868 | 4113.5475 | 6734.5218 | 83.8602 | 137.2923
1 | 3400 | 707 | 0.04 | 15 | 15 | 7 | 1e-09 | 5spot_SharedNeighbor | CO2 | Porous | Wet | R245fa | MinimizeLCOE_Brownfield | IgnoreSilica | 136.7971 | 24.8961 | 2.906 | 4 | 4101.7018 | 6714.2889 | 83.6187 | 136.8799 | 96.2926 | 9.851 | 102.2507 | 5338984.6739 | 0 | 4655794.1474 | 0 | 0 | 0 | 776047.5956 | 4200622.3026 | 10929157.5652 | 7459374.61 | 33359980.8946 | 961560.8286 | 13356693.023 | 13356693.023 | 11179097.8575 | 5832955.4136 | 0 | 47678234.7463 | 78046981.0404 | 1000000 | 11.624 | 4101.7018 | 6714.2889 | 83.6187 | 136.8799
1 | 3400 | 707 | 0.04 | 15 | 15 | 7 | 1.3335e-09 | 5spot_SharedNeighbor | CO2 | Porous | Wet | R245fa | MinimizeLCOE_Brownfield | IgnoreSilica | 137.0406 | 24.9431 | 2.913 | 4 | 4092.806 | 6699.1551 | 83.4374 | 136.5713 | 96.2669 | 9.8447 | 105.0754 | 5344097.7969 | 0 | 4662424.602 | 0 | 0 | 0 | 767681.5742 | 4201939.5495 | 10932584.7714 | 7461713.7487 | 33370442.0426 | 961560.8286 | 13356693.023 | 13356693.023 | 11179097.8575 | 5832955.4136 | 0 | 47688695.8943 | 78057442.1884 | 1333521.4322 | 11.6518 | 4092.806 | 6699.1551 | 83.4374 | 136.5713
1 | 3400 | 707 | 0.04 | 15 | 15 | 7 | 1.7783e-09 | 5spot_SharedNeighbor | CO2 | Porous | Wet | R245fa | MinimizeLCOE_Brownfield | IgnoreSilica | 137.2381 | 24.981 | 2.9184 | 4 | 4086.1277 | 6687.6572 | 83.3012 | 136.3369 | 96.2461 | 9.8395 | 104.8581 | 5348235.5864 | 0 | 4667797.5864 | 0 | 0 | 0 | 761524.5287 | 4203247.5036 | 10935987.7997 | 7464036.3854 | 33380829.3901 | 961560.8286 | 13356693.023 | 13356693.023 | 11179097.8575 | 5832955.4136 | 0 | 47699083.2417 | 78067829.5359 | 1778279.41 | 11.6734 | 4086.1277 | 6687.6572 | 83.3012 | 136.3369
1 | 3400 | 707 | 0.04 | 15 | 15 | 7 | 2.3714e-09 | 5spot_SharedNeighbor | CO2 | Porous | Wet | R245fa | MinimizeLCOE_Brownfield | IgnoreSilica | 137.3696 | 25.0065 | 2.9222 | 4 | 4081.1153 | 6679.2074 | 83.1991 | 136.1647 | 96.2322 | 9.8361 | 105.9361 | 5350985.2758 | 0 | 4671375.5178 | 0 | 0 | 0 | 756656.8151 | 4203816.8674 | 10937469.1675 | 7465047.4493 | 33385351.0929 | 961560.8286 | 13356693.023 | 13356693.023 | 11179097.8575 | 5832955.4136 | 0 | 47703604.9445 | 78072351.2387 | 2371373.7057 | 11.6889 | 4081.1153 | 6679.2074 | 83.1991 | 136.1647
1 | 3400 | 707 | 0.04 | 15 | 15 | 7 | 3.1623e-09 | 5spot_SharedNeighbor | CO2 | Porous | Wet | R245fa | MinimizeLCOE_Brownfield | IgnoreSilica | 137.4887 | 25.0292 | 2.9254 | 4 | 4077.3542 | 6672.6615 | 83.1224 | 136.0312 | 96.2196 | 9.833 | 93.6803 | 5353475.6228 | 0 | 4674615.7593 | 0 | 0 | 0 | 753242.5496 | 4204720.2333 | 10939819.5404 | 7466651.6272 | 33392525.3325 | 961560.8286 | 13356693.023 | 13356693.023 | 11179097.8575 | 5832955.4136 | 0 | 47710779.1842 | 78079525.4783 | 3162277.6602 | 11.7014 | 4077.3542 | 6672.6615 | 83.1224 | 136.0312
1 | 3400 | 707 | 0.04 | 15 | 15 | 7 | 4.217e-09 | 5spot_SharedNeighbor | CO2 | Porous | Wet | R245fa | MinimizeLCOE_Brownfield | IgnoreSilica | 137.5593 | 25.0429 | 2.9275 | 4 | 4074.5323 | 6667.9457 | 83.0649 | 135.9351 | 96.2122 | 9.8312 | 104.3662 | 5354947.35 | 0 | 4676534.8928 | 0 | 0 | 0 | 750432.156 | 4204946.6156 | 10940408.5405 | 7467053.6318 | 33394323.1868 | 961560.8286 | 13356693.023 | 13356693.023 | 11179097.8575 | 5832955.4136 | 0 | 47712577.0385 | 78081323.3326 | 4216965.0343 | 11.71 | 4074.5323 | 6667.9457 | 83.0649 | 135.9351
1 | 3400 | 707 | 0.04 | 15 | 15 | 7 | 5.6234e-09 | 5spot_SharedNeighbor | CO2 | Porous | Wet | R245fa | MinimizeLCOE_Brownfield | IgnoreSilica | 137.613 | 25.0534 | 2.9291 | 4 | 4072.4154 | 6664.4013 | 83.0217 | 135.8628 | 96.2064 | 9.8298 | 98.8882 | 5356067.1328 | 0 | 4677995.7013 | 0 | 0 | 0 | 748327.5357 | 4205132.2442 | 10940891.5082 | 7467383.2672 | 33395797.3895 | 961560.8286 | 13356693.023 | 13356693.023 | 11179097.8575 | 5832955.4136 | 0 | 47714051.2411 | 78082797.5353 | 5623413.2519 | 11.7164 | 4072.4154 | 6664.4013 | 83.0217 | 135.8628
1 | 3400 | 707 | 0.04 | 15 | 15 | 7 | 7.4989e-09 | 5spot_SharedNeighbor | CO2 | Porous | Wet | R245fa | MinimizeLCOE_Brownfield | IgnoreSilica | 137.6667 | 25.0636 | 2.9305 | 4 | 4070.8275 | 6661.6062 | 82.9893 | 135.8059 | 96.2008 | 9.8284 | 92.3724 | 5357188.2105 | 0 | 4679456.3957 | 0 | 0 | 0 | 746914.1868 | 4205587.9293 | 10942077.1073 | 7468192.4629 | 33399416.2925 | 961560.8286 | 13356693.023 | 13356693.023 | 11179097.8575 | 5832955.4136 | 0 | 47717670.1442 | 78086416.4383 | 7498942.0933 | 11.7219 | 4070.8275 | 6661.6062 | 82.9893 | 135.8059
1 | 3400 | 707 | 0.04 | 15 | 15 | 7 | 1e-08 | 5spot_SharedNeighbor | CO2 | Porous | Wet | R245fa | MinimizeLCOE_Brownfield | IgnoreSilica | 137.701 | 25.0702 | 2.9314 | 4 | 4069.6365 | 6659.5718 | 82.965 | 135.7644 | 96.1971 | 9.8275 | 93.9735 | 5357902.4419 | 0 | 4680388.1584 | 0 | 0 | 0 | 745776.2322 | 4205786.0647 | 10942592.615 | 7468544.3075 | 33400989.8199 | 961560.8286 | 13356693.023 | 13356693.023 | 11179097.8575 | 5832955.4136 | 0 | 47719243.6715 | 78087989.9657 | 10000000 | 11.7257 | 4069.6365 | 6659.5718 | 82.965 | 135.7644
1 | 3500 | 707 | 0.04 | 15 | 15 | 7 | 1e-13 | 5spot_SharedNeighbor | CO2 | Porous | Wet | R245fa | MinimizeLCOE_Brownfield | IgnoreSilica | 1.2819 | 0.060759 | 0.0039741 | 4 | 999507.7854 | 2968365.691 | 20376.3181 | 60514.1496 | 70.5313 | 10.3018 | 134.5756 | 146553.7052 | 0 | 78285.9091 | 0 | 0 | 0 | 129464.5509 | 138178.6244 | 359512.4364 | 245374.6251 | 1097369.851 | 961560.8286 | 13829493.5254 | 13829493.5254 | 11472858.6872 | 5995102.4534 | 0 | 15888424.205 | 47185878.8711 | 100 | 0.015896 | 999507.7854 | 2968365.691 | 20376.3181 | 60514.1496
1 | 3500 | 707 | 0.04 | 15 | 15 | 7 | 1.3335e-13 | 5spot_SharedNeighbor | CO2 | Porous | Wet | R245fa | MinimizeLCOE_Brownfield | IgnoreSilica | 1.807 | 0.13162 | 0.0088518 | 4 | 460708.7811 | 1344635.2593 | 9392.1717 | 27412.2085 | 77.5574 | 10.7505 | 201.8593 | 205447.7444 | 0 | 116979.8447 | 0 | 0 | 0 | 168782.465 | 191571.9211 | 498430.842 | 340189.2914 | 1521402.1086 | 961560.8286 | 13829493.5254 | 13829493.5254 | 11472858.6872 | 5995102.4534 | 0 | 16312456.4626 | 47609911.1286 | 133.3521 | 0.035407 | 460708.7811 | 1344635.2593 | 9392.1717 | 27412.2085
1 | 3500 | 707 | 0.04 | 15 | 15 | 7 | 1.7783e-13 | 5spot_SharedNeighbor | CO2 | Porous | Wet | R245fa | MinimizeLCOE_Brownfield | IgnoreSilica | 2.4488 | 0.229 | 0.016218 | 4 | 258781.364 | 741215.897 | 5275.6081 | 15110.6886 | 83.1234 | 11.0645 | 272.8719 | 272696.2622 | 0 | 162044.3037 | 0 | 0 | 0 | 210064.9232 | 251474.1408 | 654284.1298 | 446562.3628 | 1997126.1225 | 961560.8286 | 13829493.5254 | 13829493.5254 | 11472858.6872 | 5995102.4534 | 0 | 16788180.4765 | 48085635.1425 | 177.8279 | 0.064874 | 258781.364 | 741215.897 | 5275.6081 | 15110.6886
1 | 3500 | 707 | 0.04 | 15 | 15 | 7 | 2.3714e-13 | 5spot_SharedNeighbor | CO2 | Porous | Wet | R245fa | MinimizeLCOE_Brownfield | IgnoreSilica | 3.2929 | 0.36497 | 0.026815 | 4 | 161930.3975 | 453720.1892 | 3301.1702 | 9249.6998 | 87.8435 | 11.3044 | 62.7951 | 354670.3008 | 0 | 218212.4329 | 0 | 0 | 0 | 259353.0806 | 324571.9676 | 844469.6808 | 576367.9093 | 2577645.3721 | 961560.8286 | 13829493.5254 | 13829493.5254 | 11472858.6872 | 5995102.4534 | 0 | 17368699.7261 | 48666154.3921 | 237.1374 | 0.10726 | 161930.3975 | 453720.1892 | 3301.1702 | 9249.6998
1 | 3500 | 707 | 0.04 | 15 | 15 | 7 | 3.1623e-13 | 5spot_SharedNeighbor | CO2 | Porous | Wet | R245fa | MinimizeLCOE_Brownfield | IgnoreSilica | 4.3601 | 0.54482 | 0.041547 | 4 | 108562.3383 | 296886.5155 | 2213.1901 | 6052.4332 | 91.6403 | 11.4807 | 55.9916 | 450324.6587 | 0 | 285356.3139 | 0 | 0 | 0 | 313906.879 | 409339.2621 | 1065016.7931 | 726895.8452 | 3250839.752 | 961560.8286 | 13829493.5254 | 13829493.5254 | 11472858.6872 | 5995102.4534 | 0 | 18041894.106 | 49339348.772 | 316.2278 | 0.16619 | 108562.3383 | 296886.5155 | 2213.1901 | 6052.4332
1 | 3500 | 707 | 0.04 | 15 | 15 | 7 | 4.217e-13 | 5spot_SharedNeighbor | CO2 | Porous | Wet | R245fa | MinimizeLCOE_Brownfield | IgnoreSilica | 5.7165 | 0.7798 | 0.061608 | 4 | 76403.9224 | 203405.5838 | 1557.5973 | 4146.698 | 94.6967 | 11.6132 | 65.1941 | 562489.6102 | 0 | 366044.5484 | 0 | 0 | 0 | 375016.2173 | 508384.6466 | 1322712.5665 | 902778.5056 | 4037426.0947 | 961560.8286 | 13829493.5254 | 13829493.5254 | 11472858.6872 | 5995102.4534 | 0 | 18828480.4487 | 50125935.1147 | 421.6965 | 0.24643 | 76403.9224 | 203405.5838 | 1557.5973 | 4146.698
1 | 3500 | 707 | 0.04 | 15 | 15 | 7 | 5.6234e-13 | 5spot_SharedNeighbor | CO2 | Porous | Wet | R245fa | MinimizeLCOE_Brownfield | IgnoreSilica | 7.5218 | 1.0962 | 0.089041 | 4 | 55509.4253 | 143383.4593 | 1131.6347 | 2923.0658 | 97.2334 | 11.7163 | 52.7655 | 700041.2639 | 0 | 457290.1871 | 0 | 0 | 0 | 450329.4059 | 626987.7342 | 1631293.4714 | 1113391.314 | 4979333.3764 | 961560.8286 | 13829493.5254 | 13829493.5254 | 11472858.6872 | 5995102.4534 | 0 | 19770387.7304 | 51067842.3964 | 562.3413 | 0.35616 | 55509.4253 | 143383.4593 | 1131.6347 | 2923.0658
1 | 3500 | 707 | 0.04 | 15 | 15 | 7 | 7.4989e-13 | 5spot_SharedNeighbor | CO2 | Porous | Wet | R245fa | MinimizeLCOE_Brownfield | IgnoreSilica | 9.7728 | 1.4967 | 0.12549 | 4 | 41518.0675 | 103866.274 | 846.402 | 2117.4545 | 99.1881 | 11.7907 | 53.1115 | 858181.5907 | 0 | 563829.1814 | 0 | 0 | 0 | 531371.3899 | 761819.0432 | 1982096.8797 | 1352821.8484 | 6050119.9333 | 961560.8286 | 13829493.5254 | 13829493.5254 | 11472858.6872 | 5995102.4534 | 0 | 20841174.2872 | 52138628.9533 | 749.8942 | 0.50198 | 41518.0675 | 103866.274 | 846.402 | 2117.4545
1 | 3500 | 707 | 0.04 | 15 | 15 | 7 | 1e-12 | 5spot_SharedNeighbor | CO2 | Porous | Wet | R245fa | MinimizeLCOE_Brownfield | IgnoreSilica | 12.6233 | 2.0081 | 0.17359 | 4 | 31815.3529 | 76888.3936 | 648.599 | 1567.4739 | 100.7202 | 11.8445 | 51.6157 | 1043283.1508 | 0 | 691943.2685 | 0 | 0 | 0 | 621905.0408 | 919281.2695 | 2391781.2926 | 1632439.8784 | 7300633.9006 | 961560.8286 | 13829493.5254 | 13829493.5254 | 11472858.6872 | 5995102.4534 | 0 | 22091688.2546 | 53389142.9206 | 1000 | 0.69437 | 31815.3529 | 76888.3936 | 648.599 | 1567.4739
1 | 3500 | 707 | 0.04 | 15 | 15 | 7 | 1.3335e-12 | 5spot_SharedNeighbor | CO2 | Porous | Wet | R245fa | MinimizeLCOE_Brownfield | IgnoreSilica | 16.2159 | 2.6567 | 0.2365 | 4 | 24890.7554 | 57974.1348 | 507.4317 | 1181.8812 | 101.9097 | 11.8808 | 73.2137 | 1259241.4421 | 0 | 845443.2386 | 0 | 0 | 0 | 722347.2947 | 1102542.4704 | 2868589.3455 | 1957871.1719 | 8756034.9632 | 961560.8286 | 13829493.5254 | 13829493.5254 | 11472858.6872 | 5995102.4534 | 0 | 23547089.3172 | 54844543.9832 | 1333.5214 | 0.94602 | 24890.7554 | 57974.1348 | 507.4317 | 1181.8812
1 | 3500 | 707 | 0.04 | 15 | 15 | 7 | 1.7783e-12 | 5spot_SharedNeighbor | CO2 | Porous | Wet | R245fa | MinimizeLCOE_Brownfield | IgnoreSilica | 20.713 | 3.4726 | 0.31806 | 4 | 19832.0529 | 44432.234 | 404.3032 | 905.8112 | 102.8188 | 11.9011 | 55.8192 | 1509909.7257 | 0 | 1028315.1448 | 0 | 0 | 0 | 832559.3586 | 1314605.8494 | 3420334.7573 | 2334448.7527 | 10440173.5885 | 961560.8286 | 13829493.5254 | 13829493.5254 | 11472858.6872 | 5995102.4534 | 0 | 25231227.9425 | 56528682.6085 | 1778.2794 | 1.2722 | 19832.0529 | 44432.234 | 404.3032 | 905.8112
1 | 3500 | 707 | 0.04 | 15 | 15 | 7 | 2.3714e-12 | 5spot_SharedNeighbor | CO2 | Porous | Wet | R245fa | MinimizeLCOE_Brownfield | IgnoreSilica | 26.3233 | 4.4948 | 0.42288 | 4 | 16066.9442 | 34569.5249 | 327.5464 | 704.7465 | 103.4964 | 11.9048 | 61.9417 | 1800250.0475 | 0 | 1245674.3279 | 0 | 0 | 0 | 953256.2119 | 1559680.429 | 4057968.5419 | 2769646.9128 | 12386476.471 | 961560.8286 | 13829493.5254 | 13829493.5254 | 11472858.6872 | 5995102.4534 | 0 | 27177530.825 | 58474985.4911 | 2371.3737 | 1.6915 | 16066.9442 | 34569.5249 | 327.5464 | 704.7465
1 | 3500 | 707 | 0.04 | 15 | 15 | 7 | 3.1623e-12 | 5spot_SharedNeighbor | CO2 | Porous | Wet | R245fa | MinimizeLCOE_Brownfield | IgnoreSilica | 33.1903 | 5.7515 | 0.55547 | 4 | 13223.1674 | 27309.0844 | 269.5722 | 556.7326 | 103.9681 | 11.8895 | 69.2585 | 2130546.4459 | 0 | 1499483.4742 | 0 | 0 | 0 | 1080420.546 | 1837075.6818 | 4779694.0879 | 3262239.4279 | 14589459.6637 | 961560.8286 | 13829493.5254 | 13829493.5254 | 11472858.6872 | 5995102.4534 | 0 | 29380514.0177 | 60677968.6837 | 3162.2777 | 2.2219 | 13223.1674 | 27309.0844 | 269.5722 | 556.7326
1 | 3500 | 707 | 0.04 | 15 | 15 | 7 | 4.217e-12 | 5spot_SharedNeighbor | CO2 | Porous | Wet | R245fa | MinimizeLCOE_Brownfield | IgnoreSilica | 41.4387 | 7.2684 | 0.71995 | 4 | 11051.5087 | 21919.414 | 225.3 | 446.8569 | 104.2516 | 11.8509 | 77.8953 | 2499628.0393 | 0 | 1790842.8288 | 0 | 0 | 0 | 1209609.0429 | 2145031.1653 | 5580931.0857 | 3809100.1427 | 17035142.3047 | 961560.8286 | 13829493.5254 | 13829493.5254 | 11472858.6872 | 5995102.4534 | 0 | 31826196.6587 | 63123651.3247 | 4216.965 | 2.8798 | 11051.5087 | 21919.414 | 225.3 | 446.8569
1 | 3500 | 707 | 0.04 | 15 | 15 | 7 | 5.6234e-12 | 5spot_SharedNeighbor | CO2 | Porous | Wet | R245fa | MinimizeLCOE_Brownfield | IgnoreSilica | 51.0413 | 9.044 | 0.91805 | 4 | 9381.4677 | 17904.3102 | 191.2539 | 365.0036 | 104.3508 | 11.784 | 81.7046 | 2899573.2794 | 0 | 2115774.6516 | 0 | 0 | 0 | 1332027.3618 | 2475476.3642 | 6440681.7096 | 4395897.6096 | 19659430.9762 | 961560.8286 | 13829493.5254 | 13829493.5254 | 11472858.6872 | 5995102.4534 | 0 | 34450485.3302 | 65747939.9962 | 5623.4133 | 3.6722 | 9381.4677 | 17904.3102 | 191.2539 | 365.0036
1 | 3500 | 707 | 0.04 | 15 | 15 | 7 | 7.4989e-12 | 5spot_SharedNeighbor | CO2 | Porous | Wet | R245fa | MinimizeLCOE_Brownfield | IgnoreSilica | 61.7017 | 11.0279 | 1.1465 | 4 | 8094.0274 | 14918.3379 | 165.0077 | 304.1305 | 104.2628 | 11.685 | 75.0799 | 3312980.9949 | 0 | 2462466.1279 | 0 | 0 | 0 | 1434017.0483 | 2811691.0268 | 7315443.2945 | 4992940.3658 | 22329538.8582 | 961560.8286 | 13829493.5254 | 13829493.5254 | 11472858.6872 | 5995102.4534 | 0 | 37120593.2122 | 68418047.8782 | 7498.9421 | 4.5862 | 8094.0274 | 14918.3379 | 165.0077 | 304.1305
1 | 3500 | 707 | 0.04 | 15 | 15 | 7 | 1e-11 | 5spot_SharedNeighbor | CO2 | Porous | Wet | R245fa | MinimizeLCOE_Brownfield | IgnoreSilica | 72.9339 | 13.1319 | 1.3967 | 4 | 7103.2839 | 12705.3021 | 144.81 | 259.0148 | 103.9914 | 11.5536 | 80.7136 | 3718602.8983 | 0 | 2814983.7555 | 0 | 0 | 0 | 1503758.9227 | 3134564.7748 | 8155494.5564 | 5566292.6134 | 24893697.5211 | 961560.8286 | 13829493.5254 | 13829493.5254 | 11472858.6872 | 5995102.4534 | 0 | 39684751.8751 | 70982206.5411 | 10000 | 5.5868 | 7103.2839 | 12705.3021 | 144.81 | 259.0148
1 | 3500 | 707 | 0.04 | 15 | 15 | 7 | 1.3335e-11 | 5spot_SharedNeighbor | CO2 | Porous | Wet | R245fa | MinimizeLCOE_Brownfield | IgnoreSilica | 84.025 | 15.2237 | 1.654 | 4 | 6344.1423 | 11074.7447 | 129.3339 | 225.7737 | 103.5656 | 11.3972 | 86.6095 | 4091905.755 | 0 | 3152530.2164 | 0 | 0 | 0 | 1531567.5111 | 3422641.3581 | 8905010.7336 | 6077852.8053 | 27181508.3795 | 961560.8286 | 13829493.5254 | 13829493.5254 | 11472858.6872 | 5995102.4534 | 0 | 41972562.7335 | 73270017.3995 | 13335.2143 | 6.616 | 6344.1423 | 11074.7447 | 129.3339 | 225.7737
1 | 3500 | 707 | 0.04 | 15 | 15 | 7 | 1.7783e-11 | 5spot_SharedNeighbor | CO2 | Porous | Wet | R245fa | MinimizeLCOE_Brownfield | IgnoreSilica | 94.3929 | 17.1912 | 1.9034 | 4 | 5765.2883 | 9875.9587 | 117.5332 | 201.3348 | 103.0358 | 11.2272 | 93.0601 | 4417908.4272 | 0 | 3460060.2667 | 0 | 0 | 0 | 1518802.0864 | 3664740.6043 | 9534903.3108 | 6507767.4323 | 29104182.1277 | 961560.8286 | 13829493.5254 | 13829493.5254 | 11472858.6872 | 5995102.4534 | 0 | 43895236.4817 | 75192691.1477 | 17782.7941 | 7.6137 | 5765.2883 | 9875.9587 | 117.5332 | 201.3348
1 | 3500 | 707 | 0.04 | 15 | 15 | 7 | 2.3714e-11 | 5spot_SharedNeighbor | CO2 | Porous | Wet | R245fa | MinimizeLCOE_Brownfield | IgnoreSilica | 103.577 | 18.9443 | 2.132 | 4 | 5325.7149 | 8995.7077 | 108.5719 | 183.3897 | 102.4645 | 11.0574 | 100.0498 | 4688803.7253 | 0 | 3726858.3474 | 0 | 0 | 0 | 1472545.8733 | 3856401.0989 | 10033564.6028 | 6848114.0105 | 30626287.6582 | 961560.8286 | 13829493.5254 | 13829493.5254 | 11472858.6872 | 5995102.4534 | 0 | 45417342.0122 | 76714796.6782 | 23713.7371 | 8.5279 | 5325.7149 | 8995.7077 | 108.5719 | 183.3897
1 | 3500 | 707 | 0.04 | 15 | 15 | 7 | 3.1623e-11 | 5spot_SharedNeighbor | CO2 | Porous | Wet | R245fa | MinimizeLCOE_Brownfield | IgnoreSilica | 111.3649 | 20.4388 | 2.3317 | 4 | 4992.8639 | 8348.5776 | 101.7863 | 170.197 | 101.9066 | 10.8994 | 101.7427 | 4905557.5746 | 0 | 3949399.1335 | 0 | 0 | 0 | 1404284.4639 | 4001104.057 | 10410052.0171 | 7105074.4069 | 31775471.6529 | 961560.8286 | 13829493.5254 | 13829493.5254 | 11472858.6872 | 5995102.4534 | 0 | 46566526.0069 | 77863980.673 | 31622.7766 | 9.3266 | 4992.8639 | 8348.5776 | 101.7863 | 170.197
1 | 3500 | 707 | 0.04 | 15 | 15 | 7 | 4.217e-11 | 5spot_SharedNeighbor | CO2 | Porous | Wet | R245fa | MinimizeLCOE_Brownfield | IgnoreSilica | 117.7593 | 21.6714 | 2.4997 | 4 | 4741.2586 | 7871.4233 | 96.657 | 160.4696 | 101.3985 | 10.7601 | 90.2879 | 5074665.1034 | 0 | 4129794.8488 | 0 | 0 | 0 | 1325895.5248 | 4106838.636 | 10685151.7025 | 7292835.5949 | 32615181.4105 | 961560.8286 | 13829493.5254 | 13829493.5254 | 11472858.6872 | 5995102.4534 | 0 | 47406235.7645 | 78703690.4305 | 42169.6503 | 9.9987 | 4741.2586 | 7871.4233 | 96.657 | 160.4696
1 | 3500 | 707 | 0.04 | 15 | 15 | 7 | 5.6234e-11 | 5spot_SharedNeighbor | CO2 | Porous | Wet | R245fa | MinimizeLCOE_Brownfield | IgnoreSilica | 122.8749 | 22.6614 | 2.6369 | 4 | 4551.2481 | 7518.5317 | 92.7833 | 153.2754 | 100.9594 | 10.6423 | 102.4528 | 5204180.6588 | 0 | 4272704.6842 | 0 | 0 | 0 | 1246577.3755 | 4182150.4602 | 10881097.6205 | 7426572.7102 | 33213283.5094 | 961560.8286 | 13829493.5254 | 13829493.5254 | 11472858.6872 | 5995102.4534 | 0 | 48004337.8634 | 79301792.5294 | 56234.1325 | 10.5475 | 4551.2481 | 7518.5317 | 92.7833 | 153.2754
1 | 3500 | 707 | 0.04 | 15 | 15 | 7 | 7.4989e-11 | 5spot_SharedNeighbor | CO2 | Porous | Wet | R245fa | MinimizeLCOE_Brownfield | IgnoreSilica | 126.8897 | 23.441 | 2.7464 | 4 | 4407.8342 | 7256.754 | 89.8597 | 147.9387 | 100.5943 | 10.546 | 101.4343 | 5302206.9954 | 0 | 4384028.575 | 0 | 0 | 0 | 1172484.2532 | 4234900.7312 | 11018343.005 | 7520245.5052 | 33632209.065 | 961560.8286 | 13829493.5254 | 13829493.5254 | 11472858.6872 | 5995102.4534 | 0 | 48423263.419 | 79720718.085 | 74989.4209 | 10.9857 | 4407.8342 | 7256.754 | 89.8597 | 147.9387
1 | 3500 | 707 | 0.04 | 15 | 15 | 7 | 1e-10 | 5spot_SharedNeighbor | CO2 | Porous | Wet | R245fa | MinimizeLCOE_Brownfield | IgnoreSilica | 130 | 24.0465 | 2.8325 | 4 | 4299.6393 | 7062.0135 | 87.654 | 143.9687 | 100.2991 | 10.469 | 91.1456 | 5375944.9025 | 0 | 4469788.8165 | 0 | 0 | 0 | 1107027.1743 | 4271576.7484 | 11113766.4785 | 7585373.9866 | 33923478.1068 | 961560.8286 | 13829493.5254 | 13829493.5254 | 11472858.6872 | 5995102.4534 | 0 | 48714532.4608 | 80011987.1268 | 100000 | 11.3299 | 4299.6393 | 7062.0135 | 87.654 | 143.9687
1 | 3500 | 707 | 0.04 | 15 | 15 | 7 | 1.3335e-10 | 5spot_SharedNeighbor | CO2 | Porous | Wet | R245fa | MinimizeLCOE_Brownfield | IgnoreSilica | 132.3802 | 24.511 | 2.8992 | 4 | 4218.0552 | 6916.8944 | 85.9908 | 141.0102 | 100.0657 | 10.4087 | 106.8307 | 5431062.7724 | 0 | 4535140.2694 | 0 | 0 | 0 | 1051362.5162 | 4296850.5676 | 11179523.7716 | 7630254.6904 | 34124194.5875 | 961560.8286 | 13829493.5254 | 13829493.5254 | 11472858.6872 | 5995102.4534 | 0 | 48915248.9415 | 80212703.6076 | 133352.1432 | 11.5966 | 4218.0552 | 6916.8944 | 85.9908 | 141.0102
1 | 3500 | 707 | 0.04 | 15 | 15 | 7 | 1.7783e-10 | 5spot_SharedNeighbor | CO2 | Porous | Wet | R245fa | MinimizeLCOE_Brownfield | IgnoreSilica | 134.1977 | 24.8663 | 2.9505 | 4 | 4156.5726 | 6808.4756 | 84.7374 | 138.8 | 99.8831 | 10.3618 | 107.3885 | 5472381.884 | 0 | 4584885.1209 | 0 | 0 | 0 | 1005545.9356 | 4314497.0468 | 11225436.2907 | 7661590.9281 | 34264337.2061 | 961560.8286 | 13829493.5254 | 13829493.5254 | 11472858.6872 | 5995102.4534 | 0 | 49055391.5601 | 80352846.2261 | 177827.941 | 11.8019 | 4156.5726 | 6808.4756 | 84.7374 | 138.8
1 | 3500 | 707 | 0.04 | 15 | 15 | 7 | 2.3714e-10 | 5spot_SharedNeighbor | CO2 | Porous | Wet | R245fa | MinimizeLCOE_Brownfield | IgnoreSilica | 135.5667 | 25.1344 | 2.9895 | 4 | 4110.2685 | 6727.5072 | 83.7934 | 137.1493 | 99.7431 | 10.326 | 96.5896 | 5503059.3069 | 0 | 4622263.5267 | 0 | 0 | 0 | 968487.1171 | 4326585.8808 | 11256888.957 | 7683058.0191 | 34360342.8077 | 961560.8286 | 13829493.5254 | 13829493.5254 | 11472858.6872 | 5995102.4534 | 0 | 49151397.1617 | 80448851.8277 | 237137.3706 | 11.9582 | 4110.2685 | 6727.5072 | 83.7934 | 137.1493
1 | 3500 | 707 | 0.04 | 15 | 15 | 7 | 3.1623e-10 | 5spot_SharedNeighbor | CO2 | Porous | Wet | R245fa | MinimizeLCOE_Brownfield | IgnoreSilica | 136.5996 | 25.337 | 3.0192 | 4 | 4075.4187 | 6666.9276 | 83.0829 | 135.9143 | 99.636 | 10.2988 | 102.9588 | 5525953.9791 | 0 | 4650417.7007 | 0 | 0 | 0 | 939109.8958 | 4335037.8145 | 11278879.1548 | 7698066.7809 | 34427465.3257 | 961560.8286 | 13829493.5254 | 13829493.5254 | 11472858.6872 | 5995102.4534 | 0 | 49218519.6797 | 80515974.3458 | 316227.766 | 12.0769 | 4075.4187 | 6666.9276 | 83.0829 | 135.9143
1 | 3500 | 707 | 0.04 | 15 | 15 | 7 | 4.217e-10 | 5spot_SharedNeighbor | CO2 | Porous | Wet | R245fa | MinimizeLCOE_Brownfield | IgnoreSilica | 137.387 | 25.4914 | 3.0418 | 4 | 4049.2063 | 6621.4758 | 82.5485 | 134.9877 | 99.5535 | 10.2778 | 110.428 | 5543259.6124 | 0 | 4671849.4043 | 0 | 0 | 0 | 916257.7241 | 4341233.0289 | 11294997.832 | 7709068.1093 | 34476665.7111 | 961560.8286 | 13829493.5254 | 13829493.5254 | 11472858.6872 | 5995102.4534 | 0 | 49267720.0651 | 80565174.7311 | 421696.5034 | 12.1673 | 4049.2063 | 6621.4758 | 82.5485 | 134.9877
1 | 3500 | 707 | 0.04 | 15 | 15 | 7 | 5.6234e-10 | 5spot_SharedNeighbor | CO2 | Porous | Wet | R245fa | MinimizeLCOE_Brownfield | IgnoreSilica | 137.9614 | 25.6044 | 3.0587 | 4 | 4029.5019 | 6587.6105 | 82.1468 | 134.2974 | 99.4929 | 10.2624 | 104.3192 | 5555801.1074 | 0 | 4687467.8011 | 0 | 0 | 0 | 898318.2099 | 4345218.9762 | 11305368.449 | 7716146.2685 | 34508320.8121 | 961560.8286 | 13829493.5254 | 13829493.5254 | 11472858.6872 | 5995102.4534 | 0 | 49299375.1661 | 80596829.8321 | 562341.3252 | 12.2346 | 4029.5019 | 6587.6105 | 82.1468 | 134.2974
1 | 3500 | 707 | 0.04 | 15 | 15 | 7 | 7.4989e-10 | 5spot_SharedNeighbor | CO2 | Porous | Wet | R245fa | MinimizeLCOE_Brownfield | IgnoreSilica | 138.4024 | 25.6911 | 3.0715 | 4 | 4014.6971 | 6562.1403 | 81.845 | 133.7781 | 99.446 | 10.2506 | 104.5739 | 5565385.6743 | 0 | 4699450.9439 | 0 | 0 | 0 | 884664.1005 | 4348305.2803 | 11313398.3793 | 7721626.861 | 34532831.2394 | 961560.8286 | 13829493.5254 | 13829493.5254 | 11472858.6872 | 5995102.4534 | 0 | 49323885.5934 | 80621340.2594 | 749894.2093 | 12.2858 | 4014.6971 | 6562.1403 | 81.845 | 133.7781
1 | 3500 | 707 | 0.04 | 15 | 15 | 7 | 1e-09 | 5spot_SharedNeighbor | CO2 | Porous | Wet | R245fa | MinimizeLCOE_Brownfield | IgnoreSilica | 138.7339 | 25.7562 | 3.0811 | 4 | 4003.5781 | 6543.0477 | 81.6184 | 133.3889 | 99.4107 | 10.2417 | 94.1883 | 5572564.9778 | 0 | 4708454.842 | 0 | 0 | 0 | 874239.3338 | 4350551.0699 | 11319241.4632 | 7725614.8858 | 34550666.5726 | 961560.8286 | 13829493.5254 | 13829493.5254 | 11472858.6872 | 5995102.4534 | 0 | 49341720.9266 | 80639175.5926 | 1000000 | 12.3244 | 4003.5781 | 6543.0477 | 81.6184 | 133.3889
1 | 3500 | 707 | 0.04 | 15 | 15 | 7 | 1.3335e-09 | 5spot_SharedNeighbor | CO2 | Porous | Wet | R245fa | MinimizeLCOE_Brownfield | IgnoreSilica | 138.9897 | 25.8064 | 3.0884 | 4 | 3995.2301 | 6528.6682 | 81.4482 | 133.0957 | 99.3834 | 10.2348 | 99.5188 | 5578089.0509 | 0 | 4715398.2447 | 0 | 0 | 0 | 866403.1084 | 4352357.2576 | 11323940.793 | 7728822.2749 | 34565010.7296 | 961560.8286 | 13829493.5254 | 13829493.5254 | 11472858.6872 | 5995102.4534 | 0 | 49356065.0836 | 80653519.7496 | 1333521.4322 | 12.3537 | 3995.2301 | 6528.6682 | 81.4482 | 133.0957
1 | 3500 | 707 | 0.04 | 15 | 15 | 7 | 1.7783e-09 | 5spot_SharedNeighbor | CO2 | Porous | Wet | R245fa | MinimizeLCOE_Brownfield | IgnoreSilica | 139.1749 | 25.8429 | 3.0939 | 4 | 3988.9644 | 6517.9548 | 81.3204 | 132.8773 | 99.3635 | 10.2298 | 97.2391 | 5582079.9572 | 0 | 4720424.6306 | 0 | 0 | 0 | 860375.2558 | 4353523.139 | 11326974.1774 | 7730892.6221 | 34574269.7823 | 961560.8286 | 13829493.5254 | 13829493.5254 | 11472858.6872 | 5995102.4534 | 0 | 49365324.1363 | 80662778.8023 | 1778279.41 | 12.3755 | 3988.9644 | 6517.9548 | 81.3204 | 132.8773
1 | 3500 | 707 | 0.04 | 15 | 15 | 7 | 2.3714e-09 | 5spot_SharedNeighbor | CO2 | Porous | Wet | R245fa | MinimizeLCOE_Brownfield | IgnoreSilica | 139.3233 | 25.8719 | 3.0981 | 4 | 3984.2624 | 6509.8306 | 81.2246 | 132.7117 | 99.3476 | 10.2257 | 113.9555 | 5585272.5898 | 0 | 4724449.5615 | 0 | 0 | 0 | 855942.1136 | 4354609.0633 | 11329799.5296 | 7732820.983 | 34582893.8407 | 961560.8286 | 13829493.5254 | 13829493.5254 | 11472858.6872 | 5995102.4534 | 0 | 49373948.1947 | 80671402.8607 | 2371373.7057 | 12.3922 | 3984.2624 | 6509.8306 | 81.2246 | 132.7117
1 | 3500 | 707 | 0.04 | 15 | 15 | 7 | 3.1623e-09 | 5spot_SharedNeighbor | CO2 | Porous | Wet | R245fa | MinimizeLCOE_Brownfield | IgnoreSilica | 139.4112 | 25.8895 | 3.1009 | 4 | 3980.7346 | 6503.9676 | 81.1527 | 132.5922 | 99.3381 | 10.2233 | 99.2688 | 5587160.945 | 0 | 4726836.1176 | 0 | 0 | 0 | 852292.6356 | 4354852.9823 | 11330434.1568 | 7733254.1292 | 34584830.9666 | 961560.8286 | 13829493.5254 | 13829493.5254 | 11472858.6872 | 5995102.4534 | 0 | 49375885.3206 | 80673339.9866 | 3162277.6602 | 12.4037 | 3980.7346 | 6503.9676 | 81.1527 | 132.5922
1 | 3500 | 707 | 0.04 | 15 | 15 | 7 | 4.217e-09 | 5spot_SharedNeighbor | CO2 | Porous | Wet | R245fa | MinimizeLCOE_Brownfield | IgnoreSilica | 139.489 | 25.9049 | 3.1032 | 4 | 3978.088 | 6499.4558 | 81.0987 | 132.5002 | 99.3297 | 10.2212 | 107.2198 | 5588831.163 | 0 | 4728946.0848 | 0 | 0 | 0 | 849698.7824 | 4355315.6518 | 11331637.9278 | 7734075.7276 | 34588505.3374 | 961560.8286 | 13829493.5254 | 13829493.5254 | 11472858.6872 | 5995102.4534 | 0 | 49379559.6914 | 80677014.3574 | 4216965.0343 | 12.4129 | 3978.088 | 6499.4558 | 81.0987 | 132.5002
1 | 3500 | 707 | 0.04 | 15 | 15 | 7 | 5.6234e-09 | 5spot_SharedNeighbor | CO2 | Porous | Wet | R245fa | MinimizeLCOE_Brownfield | IgnoreSilica | 139.5498 | 25.9168 | 3.105 | 4 | 3976.1028 | 6496.0491 | 81.0582 | 132.4307 | 99.3232 | 10.2196 | 88.8156 | 5590135.3756 | 0 | 4730594.2403 | 0 | 0 | 0 | 847778.748 | 4355718.2619 | 11332685.4369 | 7734790.6741 | 34591702.7367 | 961560.8286 | 13829493.5254 | 13829493.5254 | 11472858.6872 | 5995102.4534 | 0 | 49382757.0907 | 80680211.7567 | 5623413.2519 | 12.4199 | 3976.1028 | 6496.0491 | 81.0582 | 132.4307
1 | 3500 | 707 | 0.04 | 15 | 15 | 7 | 7.4989e-09 | 5spot_SharedNeighbor | CO2 | Porous | Wet | R245fa | MinimizeLCOE_Brownfield | IgnoreSilica | 139.6035 | 25.9272 | 3.1064 | 4 | 3974.6137 | 6493.4153 | 81.0279 | 132.3771 | 99.3174 | 10.2181 | 82.3689 | 5591288.5157 | 0 | 4732050.8582 | 0 | 0 | 0 | 846441.084 | 4356214.3786 | 11333976.2306 | 7735671.6673 | 34595642.7342 | 961560.8286 | 13829493.5254 | 13829493.5254 | 11472858.6872 | 5995102.4534 | 0 | 49386697.0882 | 80684151.7542 | 7498942.0933 | 12.4255 | 3974.6137 | 6493.4153 | 81.0279 | 132.3771
1 | 3500 | 707 | 0.04 | 15 | 15 | 7 | 1e-08 | 5spot_SharedNeighbor | CO2 | Porous | Wet | R245fa | MinimizeLCOE_Brownfield | IgnoreSilica | 139.6398 | 25.9343 | 3.1074 | 4 | 3973.4969 | 6491.4794 | 81.0051 | 132.3376 | 99.3135 | 10.2171 | 101.4768 | 5592066.9215 | 0 | 4733035.0283 | 0 | 0 | 0 | 845383.8873 | 4356489.4765 | 11334691.9789 | 7736160.1802 | 34597827.4728 | 961560.8286 | 13829493.5254 | 13829493.5254 | 11472858.6872 | 5995102.4534 | 0 | 49388881.8268 | 80686336.4928 | 10000000 | 12.4296 | 3973.4969 | 6491.4794 | 81.0051 | 132.3376
1 | 3600 | 707 | 0.04 | 15 | 15 | 7 | 1e-13 | 5spot_SharedNeighbor | CO2 | Porous | Wet | R245fa | MinimizeLCOE_Brownfield | IgnoreSilica | 1.3208 | 0.062779 | 0.0042629 | 4 | 962885.4625 | 2853594.0418 | 19629.7226 | 58174.3743 | 72.0884 | 10.7229 | 138.4943 | 153765.928 | 0 | 80911.048 | 0 | 0 | 0 | 136358.1131 | 144703.6848 | 376489.305 | 256961.6867 | 1149189.7656 | 961560.8286 | 14308154.1186 | 14308154.1186 | 11772186.6032 | 6159593.5296 | 0 | 16418904.7128 | 48658838.9642 | 100 | 0.017052 | 962885.4625 | 2853594.0418 | 19629.7226 | 58174.3743
1 | 3600 | 707 | 0.04 | 15 | 15 | 7 | 1.3335e-13 | 5spot_SharedNeighbor | CO2 | Porous | Wet | R245fa | MinimizeLCOE_Brownfield | IgnoreSilica | 1.8848 | 0.13919 | 0.0095735 | 4 | 440927.894 | 1282833.1318 | 8988.9115 | 26152.2886 | 79.687 | 11.2025 | 211.2208 | 218280.0039 | 0 | 122687.5929 | 0 | 0 | 0 | 180522.0618 | 203380.9668 | 529155.5566 | 361159.5404 | 1615185.7224 | 961560.8286 | 14308154.1186 | 14308154.1186 | 11772186.6032 | 6159593.5296 | 0 | 16884900.6696 | 49124834.921 | 133.3521 | 0.038294 | 440927.894 | 1282833.1318 | 8988.9115 | 26152.2886
1 | 3600 | 707 | 0.04 | 15 | 15 | 7 | 1.7783e-13 | 5spot_SharedNeighbor | CO2 | Porous | Wet | R245fa | MinimizeLCOE_Brownfield | IgnoreSilica | 2.5655 | 0.24377 | 0.017607 | 4 | 247058.3911 | 704836.7448 | 5036.6195 | 14369.0504 | 85.5718 | 11.5292 | 299.048 | 290939.7274 | 0 | 170685.3448 | 0 | 0 | 0 | 226034.0091 | 268187.0417 | 697767.6698 | 476240.7723 | 2129854.5652 | 961560.8286 | 14308154.1186 | 14308154.1186 | 11772186.6032 | 6159593.5296 | 0 | 17399569.5124 | 49639503.7638 | 177.8279 | 0.070427 | 247058.3911 | 704836.7448 | 5036.6195 | 14369.0504
1 | 3600 | 707 | 0.04 | 15 | 15 | 7 | 2.3714e-13 | 5spot_SharedNeighbor | CO2 | Porous | Wet | R245fa | MinimizeLCOE_Brownfield | IgnoreSilica | 3.4346 | 0.38664 | 0.029143 | 4 | 154454.7044 | 431020.1922 | 3148.7681 | 8786.9296 | 90.4163 | 11.7715 | 53.3953 | 376949.3178 | 0 | 228767.3885 | 0 | 0 | 0 | 277471.638 | 344443.4543 | 896171.213 | 611655.2673 | 2735458.2788 | 961560.8286 | 14308154.1186 | 14308154.1186 | 11772186.6032 | 6159593.5296 | 0 | 18005173.226 | 50245107.4775 | 237.1374 | 0.11657 | 154454.7044 | 431020.1922 | 3148.7681 | 8786.9296
1 | 3600 | 707 | 0.04 | 15 | 15 | 7 | 3.1623e-13 | 5spot_SharedNeighbor | CO2 | Porous | Wet | R245fa | MinimizeLCOE_Brownfield | IgnoreSilica | 4.5381 | 0.57619 | 0.04518 | 4 | 103541.0064 | 281939.087 | 2110.8235 | 5747.7096 | 94.3491 | 11.9518 | 60.8028 | 477851.1592 | 0 | 298534.3838 | 0 | 0 | 0 | 334959.9664 | 433424.7487 | 1127682.2884 | 769666.3334 | 3442118.88 | 961560.8286 | 14308154.1186 | 14308154.1186 | 11772186.6032 | 6159593.5296 | 0 | 18711833.8272 | 50951768.0786 | 316.2278 | 0.18072 | 103541.0064 | 281939.087 | 2110.8235 | 5747.7096
1 | 3600 | 707 | 0.04 | 15 | 15 | 7 | 4.217e-13 | 5spot_SharedNeighbor | CO2 | Porous | Wet | R245fa | MinimizeLCOE_Brownfield | IgnoreSilica | 6.0138 | 0.83488 | 0.067294 | 4 | 72729.3834 | 192502.2466 | 1482.6869 | 3924.4187 | 97.653 | 12.0921 | 60.1734 | 602167.0025 | 0 | 382341.585 | 0 | 0 | 0 | 406162.6962 | 542361.8006 | 1411114.1515 | 963114.4039 | 4307261.6398 | 961560.8286 | 14308154.1186 | 14308154.1186 | 11772186.6032 | 6159593.5296 | 0 | 19576976.587 | 51816910.8384 | 421.6965 | 0.26918 | 72729.3834 | 192502.2466 | 1482.6869 | 3924.4187
1 | 3600 | 707 | 0.04 | 15 | 15 | 7 | 5.6234e-13 | 5spot_SharedNeighbor | CO2 | Porous | Wet | R245fa | MinimizeLCOE_Brownfield | IgnoreSilica | 7.836 | 1.1619 | 0.09711 | 4 | 52844.9008 | 135843.0521 | 1077.3148 | 2769.3444 | 100.195 | 12.1937 | 63.5056 | 743638.0458 | 0 | 472505.1611 | 0 | 0 | 0 | 481309.8509 | 662006.6925 | 1722405.6177 | 1175577.226 | 5257442.5939 | 961560.8286 | 14308154.1186 | 14308154.1186 | 11772186.6032 | 6159593.5296 | 0 | 20527157.5411 | 52767091.7925 | 562.3413 | 0.38844 | 52844.9008 | 135843.0521 | 1077.3148 | 2769.3444
1 | 3600 | 707 | 0.04 | 15 | 15 | 7 | 7.4989e-13 | 5spot_SharedNeighbor | CO2 | Porous | Wet | R245fa | MinimizeLCOE_Brownfield | IgnoreSilica | 10.1749 | 1.586 | 0.13685 | 4 | 39556.478 | 98450.8426 | 806.4123 | 2007.0536 | 102.2291 | 12.2698 | 50.1089 | 911327.9724 | 0 | 582313.1388 | 0 | 0 | 0 | 567630.0559 | 803895.7552 | 2091571.8533 | 1427540.7674 | 6384279.5429 | 961560.8286 | 14308154.1186 | 14308154.1186 | 11772186.6032 | 6159593.5296 | 0 | 21653994.4901 | 53893928.7415 | 749.8942 | 0.54742 | 39556.478 | 98450.8426 | 806.4123 | 2007.0536
1 | 3600 | 707 | 0.04 | 15 | 15 | 7 | 1e-12 | 5spot_SharedNeighbor | CO2 | Porous | Wet | R245fa | MinimizeLCOE_Brownfield | IgnoreSilica | 13.1297 | 2.1265 | 0.18921 | 4 | 30343.7459 | 72940.709 | 618.5983 | 1486.995 | 103.8216 | 12.3244 | 46.9754 | 1107141.3422 | 0 | 714062.2562 | 0 | 0 | 0 | 663659.1972 | 969096.4903 | 2521390.2787 | 1720900.6746 | 7696250.2391 | 961560.8286 | 14308154.1186 | 14308154.1186 | 11772186.6032 | 6159593.5296 | 0 | 22965965.1863 | 55205899.4377 | 1000 | 0.75686 | 30343.7459 | 72940.709 | 618.5983 | 1486.995
1 | 3600 | 707 | 0.04 | 15 | 15 | 7 | 1.3335e-12 | 5spot_SharedNeighbor | CO2 | Porous | Wet | R245fa | MinimizeLCOE_Brownfield | IgnoreSilica | 16.8567 | 2.8125 | 0.25767 | 4 | 23765.5767 | 55045.817 | 484.4934 | 1122.1834 | 105.0602 | 12.3611 | 61.9592 | 1335833.97 | 0 | 872069.2783 | 0 | 0 | 0 | 770542.5391 | 1161593.8571 | 3022228.9405 | 2062733.3525 | 9225001.9375 | 961560.8286 | 14308154.1186 | 14308154.1186 | 11772186.6032 | 6159593.5296 | 0 | 24494716.8847 | 56734651.1362 | 1333.5214 | 1.0307 | 23765.5767 | 55045.817 | 484.4934 | 1122.1834
1 | 3600 | 707 | 0.04 | 15 | 15 | 7 | 1.7783e-12 | 5spot_SharedNeighbor | CO2 | Porous | Wet | R245fa | MinimizeLCOE_Brownfield | IgnoreSilica | 21.5218 | 3.6756 | 0.34635 | 4 | 18957.213 | 42228.0881 | 386.4684 | 860.8767 | 106.007 | 12.3808 | 60.2905 | 1601300.27 | 0 | 1060316.0479 | 0 | 0 | 0 | 887975.4635 | 1384340.7948 | 3601770.7806 | 2458282.5668 | 10993985.9237 | 961560.8286 | 14308154.1186 | 14308154.1186 | 11772186.6032 | 6159593.5296 | 0 | 26263700.8709 | 58503635.1223 | 1778.2794 | 1.3854 | 18957.213 | 42228.0881 | 386.4684 | 860.8767
1 | 3600 | 707 | 0.04 | 15 | 15 | 7 | 2.3714e-12 | 5spot_SharedNeighbor | CO2 | Porous | Wet | R245fa | MinimizeLCOE_Brownfield | IgnoreSilica | 27.3218 | 4.7534 | 0.46011 | 4 | 15376.4675 | 32893.9643 | 313.4701 | 670.588 | 106.7104 | 12.3829 | 66.5109 | 1907783.9188 | 0 | 1283334.526 | 0 | 0 | 0 | 1015763.2579 | 1640683.8641 | 4268722.8638 | 2913491.068 | 13029779.4985 | 961560.8286 | 14308154.1186 | 14308154.1186 | 11772186.6032 | 6159593.5296 | 0 | 28299494.4457 | 60539428.6971 | 2371.3737 | 1.8404 | 15376.4675 | 32893.9643 | 313.4701 | 670.588
1 | 3600 | 707 | 0.04 | 15 | 15 | 7 | 3.1623e-12 | 5spot_SharedNeighbor | CO2 | Porous | Wet | R245fa | MinimizeLCOE_Brownfield | IgnoreSilica | 34.4324 | 6.0806 | 0.60393 | 4 | 12670.6891 | 26016.4958 | 258.3091 | 530.3815 | 107.2001 | 12.3645 | 64.7626 | 2257039.4833 | 0 | 1544209.9494 | 0 | 0 | 0 | 1151303.9704 | 1931495.8272 | 5025355.9381 | 3429908.6885 | 15339313.8569 | 961560.8286 | 14308154.1186 | 14308154.1186 | 11772186.6032 | 6159593.5296 | 0 | 30609028.8041 | 62848963.0555 | 3162.2777 | 2.4157 | 12670.6891 | 26016.4958 | 258.3091 | 530.3815
1 | 3600 | 707 | 0.04 | 15 | 15 | 7 | 4.217e-12 | 5spot_SharedNeighbor | CO2 | Porous | Wet | R245fa | MinimizeLCOE_Brownfield | IgnoreSilica | 42.9346 | 7.6757 | 0.78176 | 4 | 10603.8293 | 20913.8304 | 216.1734 | 426.3567 | 107.4913 | 12.3211 | 64.6389 | 2645546.8831 | 0 | 1842374.5931 | 0 | 0 | 0 | 1287852.2385 | 2252551.7488 | 5860677.5884 | 4000032.8789 | 17889035.9308 | 961560.8286 | 14308154.1186 | 14308154.1186 | 11772186.6032 | 6159593.5296 | 0 | 33158750.878 | 65398685.1294 | 4216.965 | 3.1271 | 10603.8293 | 20913.8304 | 216.1734 | 426.3567
1 | 3600 | 707 | 0.04 | 15 | 15 | 7 | 5.6234e-12 | 5spot_SharedNeighbor | CO2 | Porous | Wet | R245fa | MinimizeLCOE_Brownfield | IgnoreSilica | 52.7929 | 9.5359 | 0.99513 | 4 | 9014.437 | 17113.8835 | 183.7715 | 348.8897 | 107.5889 | 12.2473 | 74.0543 | 3064880.3554 | 0 | 2173664.5315 | 0 | 0 | 0 | 1416495.8088 | 2595465.8713 | 6752869.794 | 4608972.392 | 20612348.753 | 961560.8286 | 14308154.1186 | 14308154.1186 | 11772186.6032 | 6159593.5296 | 0 | 35882063.7002 | 68121997.9516 | 5623.4133 | 3.9805 | 9014.437 | 17113.8835 | 183.7715 | 348.8897
1 | 3600 | 707 | 0.04 | 15 | 15 | 7 | 7.4989e-12 | 5spot_SharedNeighbor | CO2 | Porous | Wet | R245fa | MinimizeLCOE_Brownfield | IgnoreSilica | 63.6897 | 11.6055 | 1.2401 | 4 | 7789.7086 | 14289.3048 | 158.8037 | 291.3068 | 107.4899 | 12.1393 | 71.4637 | 3496428.8417 | 0 | 2525733.9368 | 0 | 0 | 0 | 1523089.9256 | 2942648.5546 | 7656167.9188 | 5225491.9231 | 23369561.1006 | 961560.8286 | 14308154.1186 | 14308154.1186 | 11772186.6032 | 6159593.5296 | 0 | 38639276.0478 | 70879210.2992 | 7498.9421 | 4.9603 | 7789.7086 | 14289.3048 | 158.8037 | 291.3068
1 | 3600 | 707 | 0.04 | 15 | 15 | 7 | 1e-11 | 5spot_SharedNeighbor | CO2 | Porous | Wet | R245fa | MinimizeLCOE_Brownfield | IgnoreSilica | 75.0728 | 13.7824 | 1.5063 | 4 | 6847.9349 | 12198.8164 | 139.6044 | 248.6894 | 107.2016 | 11.998 | 82.6357 | 3916245.5158 | 0 | 2880835.2094 | 0 | 0 | 0 | 1594292.211 | 3272635.4451 | 8514726.1183 | 5811475.5359 | 25990210.0355 | 961560.8286 | 14308154.1186 | 14308154.1186 | 11772186.6032 | 6159593.5296 | 0 | 41259924.9827 | 73499859.2341 | 10000 | 6.0252 | 6847.9349 | 12198.8164 | 139.6044 | 248.6894
1 | 3600 | 707 | 0.04 | 15 | 15 | 7 | 1.3335e-11 | 5spot_SharedNeighbor | CO2 | Porous | Wet | R245fa | MinimizeLCOE_Brownfield | IgnoreSilica | 86.2714 | 15.9385 | 1.7786 | 4 | 6126.9435 | 10658.5794 | 124.906 | 217.2896 | 106.7556 | 11.831 | 77.4356 | 4301232.597 | 0 | 3219775.6202 | 0 | 0 | 0 | 1622543.1621 | 3565985.0379 | 9277961.5846 | 6332399.4245 | 28319897.4264 | 961560.8286 | 14308154.1186 | 14308154.1186 | 11772186.6032 | 6159593.5296 | 0 | 43589612.3736 | 75829546.625 | 13335.2143 | 7.1144 | 6126.9435 | 10658.5794 | 124.906 | 217.2896
1 | 3600 | 707 | 0.04 | 15 | 15 | 7 | 1.7783e-11 | 5spot_SharedNeighbor | CO2 | Porous | Wet | R245fa | MinimizeLCOE_Brownfield | IgnoreSilica | 96.6682 | 17.9532 | 2.0408 | 4 | 5577.6395 | 9527.0159 | 113.7077 | 194.2211 | 106.2076 | 11.6513 | 95.1811 | 4635229.9954 | 0 | 3526623.6891 | 0 | 0 | 0 | 1608807.1891 | 3810557.7407 | 9914289.5885 | 6766706.3624 | 30262214.5652 | 961560.8286 | 14308154.1186 | 14308154.1186 | 11772186.6032 | 6159593.5296 | 0 | 45531929.5124 | 77771863.7638 | 17782.7941 | 8.1633 | 5577.6395 | 9527.0159 | 113.7077 | 194.2211
1 | 3600 | 707 | 0.04 | 15 | 15 | 7 | 2.3714e-11 | 5spot_SharedNeighbor | CO2 | Porous | Wet | R245fa | MinimizeLCOE_Brownfield | IgnoreSilica | 105.8297 | 19.7391 | 2.2797 | 4 | 5160.8183 | 8696.335 | 105.2103 | 177.2866 | 105.6222 | 11.4734 | 99.5561 | 4911448.728 | 0 | 3791563.7626 | 0 | 0 | 0 | 1561287.5125 | 4003077.0012 | 10415185.2131 | 7108577.9186 | 31791140.1359 | 961560.8286 | 14308154.1186 | 14308154.1186 | 11772186.6032 | 6159593.5296 | 0 | 47060855.0831 | 79300789.3345 | 23713.7371 | 9.1189 | 5160.8183 | 8696.335 | 105.2103 | 177.2866
1 | 3600 | 707 | 0.04 | 15 | 15 | 7 | 3.1623e-11 | 5spot_SharedNeighbor | CO2 | Porous | Wet | R245fa | MinimizeLCOE_Brownfield | IgnoreSilica | 113.5593 | 21.2542 | 2.4873 | 4 | 4845.4074 | 8085.7977 | 98.7802 | 164.8399 | 105.0551 | 11.3091 | 97.0099 | 5131492.27 | 0 | 4011533.9378 | 0 | 0 | 0 | 1491935.7651 | 4147635.1694 | 10791295.9139 | 7365281.2002 | 32939174.2563 | 961560.8286 | 14308154.1186 | 14308154.1186 | 11772186.6032 | 6159593.5296 | 0 | 48208889.2035 | 80448823.4549 | 31622.7766 | 9.9494 | 4845.4074 | 8085.7977 | 98.7802 | 164.8399
1 | 3600 | 707 | 0.04 | 15 | 15 | 7 | 4.217e-11 | 5spot_SharedNeighbor | CO2 | Porous | Wet | R245fa | MinimizeLCOE_Brownfield | IgnoreSilica | 119.8982 | 22.5022 | 2.6616 | 4 | 4607.1354 | 7635.4321 | 93.9227 | 155.6586 | 104.5404 | 11.1647 | 94.3647 | 5303085.6263 | 0 | 4189695.1665 | 0 | 0 | 0 | 1413299.2552 | 4253371.2187 | 11066399.4247 | 7553044.9991 | 33778895.6905 | 961560.8286 | 14308154.1186 | 14308154.1186 | 11772186.6032 | 6159593.5296 | 0 | 49048610.6377 | 81288544.8891 | 42169.6503 | 10.6462 | 4607.1354 | 7635.4321 | 93.9227 | 155.6586
1 | 3600 | 707 | 0.04 | 15 | 15 | 7 | 5.6234e-11 | 5spot_SharedNeighbor | CO2 | Porous | Wet | R245fa | MinimizeLCOE_Brownfield | IgnoreSilica | 124.9601 | 23.5027 | 2.8034 | 4 | 4427.3066 | 7302.3313 | 90.2566 | 148.8679 | 104.0971 | 11.043 | 111.6739 | 5434352.0964 | 0 | 4330613.0174 | 0 | 0 | 0 | 1334284.296 | 4328707.2698 | 11262408.376 | 7686825.136 | 34377190.1915 | 961560.8286 | 14308154.1186 | 14308154.1186 | 11772186.6032 | 6159593.5296 | 0 | 49646905.1387 | 81886839.3901 | 56234.1325 | 11.2138 | 4427.3066 | 7302.3313 | 90.2566 | 148.8679
1 | 3600 | 707 | 0.04 | 15 | 15 | 7 | 7.4989e-11 | 5spot_SharedNeighbor | CO2 | Porous | Wet | R245fa | MinimizeLCOE_Brownfield | IgnoreSilica | 128.9165 | 24.2876 | 2.9164 | 4 | 4291.6642 | 7055.3662 | 87.4914 | 143.8332 | 103.7306 | 10.9441 | 106.366 | 5533363.8666 | 0 | 4439961.3342 | 0 | 0 | 0 | 1260706.9038 | 4381272.5208 | 11399172.3765 | 7780169.3765 | 34794646.3783 | 961560.8286 | 14308154.1186 | 14308154.1186 | 11772186.6032 | 6159593.5296 | 0 | 50064361.3255 | 82304295.5769 | 74989.4209 | 11.6655 | 4291.6642 | 7055.3662 | 87.4914 | 143.8332
1 | 3600 | 707 | 0.04 | 15 | 15 | 7 | 1e-10 | 5spot_SharedNeighbor | CO2 | Porous | Wet | R245fa | MinimizeLCOE_Brownfield | IgnoreSilica | 131.9781 | 24.8965 | 3.0049 | 4 | 4189.399 | 6871.6598 | 85.4066 | 140.0881 | 103.4347 | 10.8651 | 111.1516 | 5607803.706 | 0 | 4524116.5552 | 0 | 0 | 0 | 1196035.0489 | 4417902.5709 | 11494476.2531 | 7845216.2306 | 35085550.3647 | 961560.8286 | 14308154.1186 | 14308154.1186 | 11772186.6032 | 6159593.5296 | 0 | 50355265.3119 | 82595199.5634 | 100000 | 12.0197 | 4189.399 | 6871.6598 | 85.4066 | 140.0881
1 | 3600 | 707 | 0.04 | 15 | 15 | 7 | 1.3335e-10 | 5spot_SharedNeighbor | CO2 | Porous | Wet | R245fa | MinimizeLCOE_Brownfield | IgnoreSilica | 134.3339 | 25.366 | 3.0736 | 4 | 4112.3362 | 6734.624 | 83.8355 | 137.2944 | 103.1998 | 10.8029 | 114.0626 | 5663780.5983 | 0 | 4588605.6479 | 0 | 0 | 0 | 1141495.8113 | 4443614.0024 | 11561372.1237 | 7890874.0368 | 35289742.2203 | 961560.8286 | 14308154.1186 | 14308154.1186 | 11772186.6032 | 6159593.5296 | 0 | 50559457.1675 | 82799391.4189 | 133352.1432 | 12.2946 | 4112.3362 | 6734.624 | 83.8355 | 137.2944
1 | 3600 | 707 | 0.04 | 15 | 15 | 7 | 1.7783e-10 | 5spot_SharedNeighbor | CO2 | Porous | Wet | R245fa | MinimizeLCOE_Brownfield | IgnoreSilica | 136.1197 | 25.7227 | 3.1263 | 4 | 4054.2969 | 6632.3922 | 82.6523 | 135.2103 | 103.0174 | 10.755 | 101.4755 | 5705454.3434 | 0 | 4637342.9784 | 0 | 0 | 0 | 1096565.9827 | 4461351.6888 | 11607521.9451 | 7922372.2383 | 35430609.1767 | 961560.8286 | 14308154.1186 | 14308154.1186 | 11772186.6032 | 6159593.5296 | 0 | 50700324.1238 | 82940258.3753 | 177827.941 | 12.5053 | 4054.2969 | 6632.3922 | 82.6523 | 135.2103
1 | 3600 | 707 | 0.04 | 15 | 15 | 7 | 2.3714e-10 | 5spot_SharedNeighbor | CO2 | Porous | Wet | R245fa | MinimizeLCOE_Brownfield | IgnoreSilica | 137.4692 | 25.9927 | 3.1665 | 4 | 4010.6111 | 6556.0084 | 81.7617 | 133.6531 | 102.8771 | 10.7183 | 96.9406 | 5736507.2814 | 0 | 4674086.7635 | 0 | 0 | 0 | 1060400.5364 | 4473687.8867 | 11639618.2016 | 7944278.5928 | 35528579.2623 | 961560.8286 | 14308154.1186 | 14308154.1186 | 11772186.6032 | 6159593.5296 | 0 | 50798294.2095 | 83038228.461 | 237137.3706 | 12.666 | 4010.6111 | 6556.0084 | 81.7617 | 133.6531
1 | 3600 | 707 | 0.04 | 15 | 15 | 7 | 3.1623e-10 | 5spot_SharedNeighbor | CO2 | Porous | Wet | R245fa | MinimizeLCOE_Brownfield | IgnoreSilica | 138.4903 | 26.1971 | 3.197 | 4 | 3977.7487 | 6498.8402 | 81.0918 | 132.4876 | 102.7695 | 10.6902 | 106.3329 | 5759751.8464 | 0 | 4701840.6666 | 0 | 0 | 0 | 1031840.7123 | 4482438.9579 | 11662386.6937 | 7959818.5565 | 35598077.4333 | 961560.8286 | 14308154.1186 | 14308154.1186 | 11772186.6032 | 6159593.5296 | 0 | 50867792.3805 | 83107726.6319 | 316227.766 | 12.7881 | 3977.7487 | 6498.8402 | 81.0918 | 132.4876
1 | 3600 | 707 | 0.04 | 15 | 15 | 7 | 4.217e-10 | 5spot_SharedNeighbor | CO2 | Porous | Wet | R245fa | MinimizeLCOE_Brownfield | IgnoreSilica | 139.2675 | 26.3528 | 3.2202 | 4 | 3953.042 | 6455.9661 | 80.5881 | 131.6136 | 102.6868 | 10.6687 | 95.8803 | 5777298.9932 | 0 | 4722937.3218 | 0 | 0 | 0 | 1009656.1111 | 4488858.0462 | 11679087.8448 | 7971217.4353 | 35649055.7525 | 961560.8286 | 14308154.1186 | 14308154.1186 | 11772186.6032 | 6159593.5296 | 0 | 50918770.6997 | 83158704.9511 | 421696.5034 | 12.8809 | 3953.042 | 6455.9661 | 80.5881 | 131.6136
1 | 3600 | 707 | 0.04 | 15 | 15 | 7 | 5.6234e-10 | 5spot_SharedNeighbor | CO2 | Porous | Wet | R245fa | MinimizeLCOE_Brownfield | IgnoreSilica | 139.8445 | 26.4685 | 3.2377 | 4 | 3934.4762 | 6423.9296 | 80.2096 | 130.9605 | 102.6249 | 10.6527 | 101.7613 | 5790243.0042 | 0 | 4738583.9296 | 0 | 0 | 0 | 992393.8378 | 4493276.1009 | 11690582.717 | 7979062.9218 | 35684142.5113 | 961560.8286 | 14308154.1186 | 14308154.1186 | 11772186.6032 | 6159593.5296 | 0 | 50953857.4585 | 83193791.7099 | 562341.3252 | 12.9506 | 3934.4762 | 6423.9296 | 80.2096 | 130.9605
1 | 3600 | 707 | 0.04 | 15 | 15 | 7 | 7.4989e-10 | 5spot_SharedNeighbor | CO2 | Porous | Wet | R245fa | MinimizeLCOE_Brownfield | IgnoreSilica | 140.2756 | 26.5551 | 3.2508 | 4 | 3920.531 | 6399.9512 | 79.9253 | 130.4717 | 102.5784 | 10.6406 | 112.1911 | 5799868.3317 | 0 | 4750266.024 | 0 | 0 | 0 | 979112.5943 | 4496406.3105 | 11698726.8802 | 7984621.4806 | 35709001.6214 | 961560.8286 | 14308154.1186 | 14308154.1186 | 11772186.6032 | 6159593.5296 | 0 | 50978716.5685 | 83218650.82 | 749894.2093 | 13.003 | 3920.531 | 6399.9512 | 79.9253 | 130.4717
1 | 3600 | 707 | 0.04 | 15 | 15 | 7 | 1e-09 | 5spot_SharedNeighbor | CO2 | Porous | Wet | R245fa | MinimizeLCOE_Brownfield | IgnoreSilica | 140.6091 | 26.622 | 3.2607 | 4 | 3910.0603 | 6381.8888 | 79.7119 | 130.1034 | 102.5423 | 10.6313 | 113.6145 | 5807290.736 | 0 | 4759300.7052 | 0 | 0 | 0 | 969113.2155 | 4498924.8161 | 11705279.5151 | 7989093.7885 | 35729002.7763 | 961560.8286 | 14308154.1186 | 14308154.1186 | 11772186.6032 | 6159593.5296 | 0 | 50998717.7235 | 83238651.9749 | 1000000 | 13.0429 | 3910.0603 | 6381.8888 | 79.7119 | 130.1034
1 | 3600 | 707 | 0.04 | 15 | 15 | 7 | 1.3335e-09 | 5spot_SharedNeighbor | CO2 | Porous | Wet | R245fa | MinimizeLCOE_Brownfield | IgnoreSilica | 140.8527 | 26.6709 | 3.2682 | 4 | 3902.2003 | 6368.415 | 79.5516 | 129.8288 | 102.5159 | 10.6244 | 116.0851 | 5812694.9815 | 0 | 4765894.8435 | 0 | 0 | 0 | 961420.5553 | 4500604.0483 | 11709648.5329 | 7992075.7329 | 35742338.6944 | 961560.8286 | 14308154.1186 | 14308154.1186 | 11772186.6032 | 6159593.5296 | 0 | 51012053.6416 | 83251987.8931 | 1333521.4322 | 13.0726 | 3902.2003 | 6368.415 | 79.5516 | 129.8288
1 | 3600 | 707 | 0.04 | 15 | 15 | 7 | 1.7783e-09 | 5spot_SharedNeighbor | CO2 | Porous | Wet | R245fa | MinimizeLCOE_Brownfield | IgnoreSilica | 141.0307 | 26.7068 | 3.2737 | 4 | 3896.3017 | 6358.36 | 79.4314 | 129.6238 | 102.4965 | 10.6194 | 115.4713 | 5816635.5103 | 0 | 4770712.1488 | 0 | 0 | 0 | 955529.4764 | 4501722.0828 | 11712557.4294 | 7994061.1145 | 35751217.7622 | 961560.8286 | 14308154.1186 | 14308154.1186 | 11772186.6032 | 6159593.5296 | 0 | 51020932.7094 | 83260866.9608 | 1778279.41 | 13.0947 | 3896.3017 | 6358.36 | 79.4314 | 129.6238
1 | 3600 | 707 | 0.04 | 15 | 15 | 7 | 2.3714e-09 | 5spot_SharedNeighbor | CO2 | Porous | Wet | R245fa | MinimizeLCOE_Brownfield | IgnoreSilica | 141.1692 | 26.7346 | 3.2779 | 4 | 3891.8758 | 6350.7745 | 79.3412 | 129.4691 | 102.4814 | 10.6155 | 104.5365 | 5819699.3045 | 0 | 4774461.605 | 0 | 0 | 0 | 951147.4522 | 4502670.2611 | 11715024.3946 | 7995744.869 | 35758747.8863 | 961560.8286 | 14308154.1186 | 14308154.1186 | 11772186.6032 | 6159593.5296 | 0 | 51028462.8335 | 83268397.085 | 2371373.7057 | 13.1115 | 3891.8758 | 6350.7745 | 79.3412 | 129.4691
1 | 3600 | 707 | 0.04 | 15 | 15 | 7 | 3.1623e-09 | 5spot_SharedNeighbor | CO2 | Porous | Wet | R245fa | MinimizeLCOE_Brownfield | IgnoreSilica | 141.2741 | 26.7557 | 3.2811 | 4 | 3888.5554 | 6345.0791 | 79.2735 | 129.353 | 102.4699 | 10.6126 | 106.414 | 5822014.5319 | 0 | 4777297.6284 | 0 | 0 | 0 | 947854.6869 | 4503395.0704 | 11716910.1998 | 7997031.9698 | 35764504.0873 | 961560.8286 | 14308154.1186 | 14308154.1186 | 11772186.6032 | 6159593.5296 | 0 | 51034219.0344 | 83274153.2859 | 3162277.6602 | 13.1242 | 3888.5554 | 6345.0791 | 79.2735 | 129.353
1 | 3600 | 707 | 0.04 | 15 | 15 | 7 | 4.217e-09 | 5spot_SharedNeighbor | CO2 | Porous | Wet | R245fa | MinimizeLCOE_Brownfield | IgnoreSilica | 141.3519 | 26.7713 | 3.2834 | 4 | 3886.0646 | 6340.8167 | 79.2227 | 129.2661 | 102.4614 | 10.6104 | 113.8001 | 5823731.0784 | 0 | 4779402.0031 | 0 | 0 | 0 | 945363.6124 | 4503913.7106 | 11718259.5953 | 7997952.96 | 35768622.9598 | 961560.8286 | 14308154.1186 | 14308154.1186 | 11772186.6032 | 6159593.5296 | 0 | 51038337.907 | 83278272.1585 | 4216965.0343 | 13.1337 | 3886.0646 | 6340.8167 | 79.2227 | 129.2661
1 | 3600 | 707 | 0.04 | 15 | 15 | 7 | 5.6234e-09 | 5spot_SharedNeighbor | CO2 | Porous | Wet | R245fa | MinimizeLCOE_Brownfield | IgnoreSilica | 141.4056 | 26.7822 | 3.2851 | 4 | 3884.1963 | 6337.6639 | 79.1846 | 129.2019 | 102.4555 | 10.6089 | 107.952 | 5824914.9371 | 0 | 4780854.8886 | 0 | 0 | 0 | 943427.1575 | 4504186.8234 | 11718970.1788 | 7998437.9478 | 35770791.9332 | 961560.8286 | 14308154.1186 | 14308154.1186 | 11772186.6032 | 6159593.5296 | 0 | 51040506.8804 | 83280441.1318 | 5623413.2519 | 13.1406 | 3884.1963 | 6337.6639 | 79.1846 | 129.2019
1 | 3600 | 707 | 0.04 | 15 | 15 | 7 | 7.4989e-09 | 5spot_SharedNeighbor | CO2 | Porous | Wet | R245fa | MinimizeLCOE_Brownfield | IgnoreSilica | 141.4593 | 26.7928 | 3.2866 | 4 | 3882.795 | 6335.1746 | 79.156 | 129.1511 | 102.4497 | 10.6074 | 102.0581 | 5826100.1701 | 0 | 4782307.6637 | 0 | 0 | 0 | 942152.6221 | 4504718.5778 | 11720353.6947 | 7999382.2258 | 35775014.9542 | 961560.8286 | 14308154.1186 | 14308154.1186 | 11772186.6032 | 6159593.5296 | 0 | 51044729.9014 | 83284664.1529 | 7498942.0933 | 13.1464 | 3882.795 | 6335.1746 | 79.156 | 129.1511
1 | 3600 | 707 | 0.04 | 15 | 15 | 7 | 1e-08 | 5spot_SharedNeighbor | CO2 | Porous | Wet | R245fa | MinimizeLCOE_Brownfield | IgnoreSilica | 141.4936 | 26.7997 | 3.2876 | 4 | 3881.744 | 6333.3641 | 79.1346 | 129.1142 | 102.4459 | 10.6064 | 104.5742 | 5826855.2826 | 0 | 4783234.3764 | 0 | 0 | 0 | 941113.8136 | 4504969.3543 | 11721006.1637 | 7999827.5493 | 35777006.54 | 961560.8286 | 14308154.1186 | 14308154.1186 | 11772186.6032 | 6159593.5296 | 0 | 51046721.4871 | 83286655.7386 | 10000000 | 13.1505 | 3881.744 | 6333.3641 | 79.1346 | 129.1142
1 | 3700 | 707 | 0.04 | 15 | 15 | 7 | 1e-13 | 5spot_SharedNeighbor | CO2 | Porous | Wet | R245fa | MinimizeLCOE_Brownfield | IgnoreSilica | 1.3791 | 0.066644 | 0.0045782 | 4 | 926978.5093 | 2739695.9874 | 18897.7107 | 55852.4084 | 73.9726 | 11.1667 | 149.2235 | 163438.1569 | 0 | 85050.0243 | 0 | 0 | 0 | 145882.3326 | 153804.5004 | 400167.7603 | 273122.719 | 1221465.4934 | 961560.8286 | 14792674.8026 | 14792674.8026 | 12077081.6056 | 6326428.6422 | 0 | 16975701.1246 | 50171886.175 | 100 | 0.018313 | 926978.5093 | 2739695.9874 | 18897.7107 | 55852.4084
1 | 3700 | 707 | 0.04 | 15 | 15 | 7 | 1.3335e-13 | 5spot_SharedNeighbor | CO2 | Porous | Wet | R245fa | MinimizeLCOE_Brownfield | IgnoreSilica | 1.9431 | 0.14485 | 0.010332 | 4 | 422125.5275 | 1225341.682 | 8605.5998 | 24980.2476 | 81.6079 | 11.6427 | 222.8205 | 229199.6624 | 0 | 127047.9821 | 0 | 0 | 0 | 189986.0399 | 213031.1369 | 554263.3196 | 378296.1046 | 1691824.2454 | 961560.8286 | 14792674.8026 | 14792674.8026 | 12077081.6056 | 6326428.6422 | 0 | 17446059.8767 | 50642244.927 | 133.3521 | 0.041329 | 422125.5275 | 1225341.682 | 8605.5998 | 24980.2476
1 | 3700 | 707 | 0.04 | 15 | 15 | 7 | 1.7783e-13 | 5spot_SharedNeighbor | CO2 | Porous | Wet | R245fa | MinimizeLCOE_Brownfield | IgnoreSilica | 2.6692 | 0.25736 | 0.019072 | 4 | 236045.0916 | 671182.5134 | 4812.0985 | 13682.9634 | 87.9333 | 11.9897 | 47.1079 | 308260.2193 | 0 | 178535.6613 | 0 | 0 | 0 | 240752.2015 | 283743.752 | 738243.0389 | 503866.0434 | 2253400.9163 | 961560.8286 | 14792674.8026 | 14792674.8026 | 12077081.6056 | 6326428.6422 | 0 | 18007636.5476 | 51203821.5979 | 177.8279 | 0.076289 | 236045.0916 | 671182.5134 | 4812.0985 | 13682.9634
1 | 3700 | 707 | 0.04 | 15 | 15 | 7 | 2.3714e-13 | 5spot_SharedNeighbor | CO2 | Porous | Wet | R245fa | MinimizeLCOE_Brownfield | IgnoreSilica | 3.5707 | 0.40816 | 0.03161 | 4 | 147468.7776 | 410017.0033 | 3006.3505 | 8358.7512 | 92.9686 | 12.2379 | 56.4287 | 399207.5893 | 0 | 239085.611 | 0 | 0 | 0 | 295270.9286 | 364090.0102 | 947287.5215 | 646543.1983 | 2891484.8589 | 961560.8286 | 14792674.8026 | 14792674.8026 | 12077081.6056 | 6326428.6422 | 0 | 18645720.4901 | 51841905.5405 | 237.1374 | 0.12644 | 147468.7776 | 410017.0033 | 3006.3505 | 8358.7512
1 | 3700 | 707 | 0.04 | 15 | 15 | 7 | 3.1623e-13 | 5spot_SharedNeighbor | CO2 | Porous | Wet | R245fa | MinimizeLCOE_Brownfield | IgnoreSilica | 4.7304 | 0.61051 | 0.049067 | 4 | 98856.375 | 267993.6716 | 2015.3209 | 5463.4135 | 97.1032 | 12.4248 | 41.8386 | 507292.841 | 0 | 312760.4507 | 0 | 0 | 0 | 357788.8744 | 459358.4447 | 1195156.4459 | 815718.8323 | 3648075.8889 | 961560.8286 | 14792674.8026 | 14792674.8026 | 12077081.6056 | 6326428.6422 | 0 | 19402311.5202 | 52598496.5705 | 316.2278 | 0.19627 | 98856.375 | 267993.6716 | 2015.3209 | 5463.4135
1 | 3700 | 707 | 0.04 | 15 | 15 | 7 | 4.217e-13 | 5spot_SharedNeighbor | CO2 | Porous | Wet | R245fa | MinimizeLCOE_Brownfield | IgnoreSilica | 6.265 | 0.88445 | 0.07324 | 4 | 69292.7581 | 182605.0527 | 1412.6266 | 3722.651 | 100.5343 | 12.5688 | 71.2825 | 639056.468 | 0 | 395063.048 | 0 | 0 | 0 | 433600.9194 | 572410.9698 | 1489295.9258 | 1016475.0713 | 4545902.4024 | 961560.8286 | 14792674.8026 | 14792674.8026 | 12077081.6056 | 6326428.6422 | 0 | 20300138.0336 | 53496323.084 | 421.6965 | 0.29296 | 69292.7581 | 182605.0527 | 1412.6266 | 3722.651
1 | 3700 | 707 | 0.04 | 15 | 15 | 7 | 5.6234e-13 | 5spot_SharedNeighbor | CO2 | Porous | Wet | R245fa | MinimizeLCOE_Brownfield | IgnoreSilica | 8.1675 | 1.2321 | 0.10573 | 4 | 50377.1822 | 128869.8572 | 1027.007 | 2627.1863 | 103.1827 | 12.6723 | 51.8448 | 789609.0768 | 0 | 488432.1532 | 0 | 0 | 0 | 514295.903 | 699011.4819 | 1818684.4889 | 1241289.5339 | 5551322.6376 | 961560.8286 | 14792674.8026 | 14792674.8026 | 12077081.6056 | 6326428.6422 | 0 | 21305558.2689 | 54501743.3192 | 562.3413 | 0.42292 | 50377.1822 | 128869.8572 | 1027.007 | 2627.1863
1 | 3700 | 707 | 0.04 | 15 | 15 | 7 | 7.4989e-13 | 5spot_SharedNeighbor | CO2 | Porous | Wet | R245fa | MinimizeLCOE_Brownfield | IgnoreSilica | 10.5692 | 1.6765 | 0.14885 | 4 | 37745.0772 | 93500.1501 | 769.4845 | 1906.127 | 105.2724 | 12.7492 | 47.0331 | 965168.5923 | 0 | 600298.9907 | 0 | 0 | 0 | 603848.6218 | 846033.3199 | 2201205.153 | 1502367.7472 | 6718922.4248 | 961560.8286 | 14792674.8026 | 14792674.8026 | 12077081.6056 | 6326428.6422 | 0 | 22473158.056 | 55669343.1064 | 749.8942 | 0.59539 | 37745.0772 | 93500.1501 | 769.4845 | 1906.127
1 | 3700 | 707 | 0.04 | 15 | 15 | 7 | 1e-12 | 5spot_SharedNeighbor | CO2 | Porous | Wet | R245fa | MinimizeLCOE_Brownfield | IgnoreSilica | 13.6413 | 2.2491 | 0.20575 | 4 | 28984.719 | 69319.3353 | 590.8927 | 1413.1684 | 106.9332 | 12.805 | 61.0952 | 1172811.4615 | 0 | 736233.9292 | 0 | 0 | 0 | 706420.1314 | 1020031.5536 | 2653912.8652 | 1811350.063 | 8100760.0039 | 961560.8286 | 14792674.8026 | 14792674.8026 | 12077081.6056 | 6326428.6422 | 0 | 23854995.6352 | 57051180.6855 | 1000 | 0.82302 | 28984.719 | 69319.3353 | 590.8927 | 1413.1684
1 | 3700 | 707 | 0.04 | 15 | 15 | 7 | 1.3335e-12 | 5spot_SharedNeighbor | CO2 | Porous | Wet | R245fa | MinimizeLCOE_Brownfield | IgnoreSilica | 17.505 | 2.9739 | 0.28007 | 4 | 22725.8633 | 52358.1827 | 463.2975 | 1067.3924 | 108.221 | 12.8418 | 63.5916 | 1414637.2591 | 0 | 898797.8291 | 0 | 0 | 0 | 819939.9429 | 1222016.2622 | 3179435.6441 | 2170030.158 | 9704857.0955 | 961560.8286 | 14792674.8026 | 14792674.8026 | 12077081.6056 | 6326428.6422 | 0 | 25459092.7267 | 58655277.7771 | 1333.5214 | 1.1203 | 22725.8633 | 52358.1827 | 463.2975 | 1067.3924
1 | 3700 | 707 | 0.04 | 15 | 15 | 7 | 1.7783e-12 | 5spot_SharedNeighbor | CO2 | Porous | Wet | R245fa | MinimizeLCOE_Brownfield | IgnoreSilica | 22.3527 | 3.8879 | 0.37636 | 4 | 18148.1846 | 40199.1526 | 369.9753 | 819.5141 | 109.2072 | 12.8609 | 57.6511 | 1696022.3812 | 0 | 1092939.8544 | 0 | 0 | 0 | 945502.0462 | 1456441.0699 | 3789360.9068 | 2586316.6825 | 11566582.941 | 961560.8286 | 14792674.8026 | 14792674.8026 | 12077081.6056 | 6326428.6422 | 0 | 27320818.5722 | 60517003.6226 | 1778.2794 | 1.5054 | 18148.1846 | 40199.1526 | 369.9753 | 819.5141
1 | 3700 | 707 | 0.04 | 15 | 15 | 7 | 2.3714e-12 | 5spot_SharedNeighbor | CO2 | Porous | Wet | R245fa | MinimizeLCOE_Brownfield | IgnoreSilica | 28.3501 | 5.0242 | 0.49958 | 4 | 14737.3383 | 31349.3875 | 300.4406 | 639.0997 | 109.9357 | 12.8611 | 64.7763 | 2019307.7278 | 0 | 1321832.4093 | 0 | 0 | 0 | 1080737.9785 | 1724532.4651 | 4486879.7239 | 3062387.6077 | 13695677.9122 | 961560.8286 | 14792674.8026 | 14792674.8026 | 12077081.6056 | 6326428.6422 | 0 | 29449913.5434 | 62646098.5938 | 2371.3737 | 1.9983 | 14737.3383 | 31349.3875 | 300.4406 | 639.0997
1 | 3700 | 707 | 0.04 | 15 | 15 | 7 | 3.1623e-12 | 5spot_SharedNeighbor | CO2 | Porous | Wet | R245fa | MinimizeLCOE_Brownfield | IgnoreSilica | 35.6823 | 6.42 | 0.65503 | 4 | 12158.777 | 24828.4851 | 247.8731 | 506.1623 | 110.4411 | 12.8394 | 76.557 | 2386754.678 | 0 | 1588891.2497 | 0 | 0 | 0 | 1223556.1734 | 2027688.8194 | 5275630.372 | 3600726.1323 | 16103247.4248 | 961560.8286 | 14792674.8026 | 14792674.8026 | 12077081.6056 | 6326428.6422 | 0 | 31857483.0561 | 65053668.1064 | 3162.2777 | 2.6201 | 12158.777 | 24828.4851 | 247.8731 | 506.1623
1 | 3700 | 707 | 0.04 | 15 | 15 | 7 | 4.217e-12 | 5spot_SharedNeighbor | CO2 | Porous | Wet | R245fa | MinimizeLCOE_Brownfield | IgnoreSilica | 44.4324 | 8.0944 | 0.84678 | 4 | 10188.5858 | 19989.2612 | 207.7081 | 407.5081 | 110.7395 | 12.7909 | 69.3726 | 2794776.1421 | 0 | 1893617.6193 | 0 | 0 | 0 | 1367246.4232 | 2361699.672 | 6144658.0953 | 4193855.4101 | 18755853.3619 | 961560.8286 | 14792674.8026 | 14792674.8026 | 12077081.6056 | 6326428.6422 | 0 | 34510088.9932 | 67706274.0435 | 4216.965 | 3.3871 | 10188.5858 | 19989.2612 | 207.7081 | 407.5081
1 | 3700 | 707 | 0.04 | 15 | 15 | 7 | 5.6234e-12 | 5spot_SharedNeighbor | CO2 | Porous | Wet | R245fa | MinimizeLCOE_Brownfield | IgnoreSilica | 54.5445 | 10.0409 | 1.076 | 4 | 8673.6403 | 16386.2391 | 176.8239 | 334.0556 | 110.8348 | 12.7098 | 70.378 | 3233722.0038 | 0 | 2231171.4615 | 0 | 0 | 0 | 1502058.2395 | 2717111.1649 | 7069365.8948 | 4824987.4842 | 21578416.2486 | 961560.8286 | 14792674.8026 | 14792674.8026 | 12077081.6056 | 6326428.6422 | 0 | 37332651.8798 | 70528836.9302 | 5623.4133 | 4.3042 | 8673.6403 | 16386.2391 | 176.8239 | 334.0556
1 | 3700 | 707 | 0.04 | 15 | 15 | 7 | 7.4989e-12 | 5spot_SharedNeighbor | CO2 | Porous | Wet | R245fa | MinimizeLCOE_Brownfield | IgnoreSilica | 65.6575 | 12.1946 | 1.3378 | 4 | 7506.8233 | 13710.2434 | 153.0367 | 279.5019 | 110.7245 | 12.5926 | 89.9867 | 3682849.4111 | 0 | 2587974.0371 | 0 | 0 | 0 | 1612552.4311 | 3074516.593 | 7999261.5048 | 5459660.3454 | 24416814.3226 | 961560.8286 | 14792674.8026 | 14792674.8026 | 12077081.6056 | 6326428.6422 | 0 | 40171049.9539 | 73367235.0043 | 7498.9421 | 5.3513 | 7506.8233 | 13710.2434 | 153.0367 | 279.5019
1 | 3700 | 707 | 0.04 | 15 | 15 | 7 | 1e-11 | 5spot_SharedNeighbor | CO2 | Porous | Wet | R245fa | MinimizeLCOE_Brownfield | IgnoreSilica | 77.1922 | 14.4459 | 1.6205 | 4 | 6610.2561 | 11731.4183 | 134.759 | 239.1608 | 110.4188 | 12.4408 | 82.8971 | 4116983.7601 | 0 | 2945718.7313 | 0 | 0 | 0 | 1685206.5111 | 3411684.511 | 8876503.2649 | 6058395.8722 | 27094492.6506 | 961560.8286 | 14792674.8026 | 14792674.8026 | 12077081.6056 | 6326428.6422 | 0 | 42848728.2818 | 76044913.3322 | 10000 | 6.4822 | 6610.2561 | 11731.4183 | 134.759 | 239.1608
1 | 3700 | 707 | 0.04 | 15 | 15 | 7 | 1.3335e-11 | 5spot_SharedNeighbor | CO2 | Porous | Wet | R245fa | MinimizeLCOE_Brownfield | IgnoreSilica | 88.4808 | 16.6643 | 1.908 | 4 | 5924.452 | 10274.0642 | 120.778 | 209.4507 | 109.9532 | 12.2631 | 89.695 | 4513075.4455 | 0 | 3285576.5411 | 0 | 0 | 0 | 1713357.6518 | 3709683.759 | 9651836.1801 | 6587576.5183 | 29461106.0957 | 961560.8286 | 14792674.8026 | 14792674.8026 | 12077081.6056 | 6326428.6422 | 0 | 45215341.7269 | 78411526.7773 | 13335.2143 | 7.632 | 5924.452 | 10274.0642 | 120.778 | 209.4507
1 | 3700 | 707 | 0.04 | 15 | 15 | 7 | 1.7783e-11 | 5spot_SharedNeighbor | CO2 | Porous | Wet | R245fa | MinimizeLCOE_Brownfield | IgnoreSilica | 98.8971 | 18.7247 | 2.183 | 4 | 5402.3732 | 9203.9617 | 110.1347 | 187.6352 | 109.3877 | 12.0738 | 98.6976 | 4854703.0064 | 0 | 3591526.5219 | 0 | 0 | 0 | 1698339.5184 | 3956381.9282 | 10293694.2117 | 7025657.8137 | 31420303.0003 | 961560.8286 | 14792674.8026 | 14792674.8026 | 12077081.6056 | 6326428.6422 | 0 | 47174538.6316 | 80370723.6819 | 17782.7941 | 8.7322 | 5402.3732 | 9203.9617 | 110.1347 | 187.6352
1 | 3700 | 707 | 0.04 | 15 | 15 | 7 | 2.3714e-11 | 5spot_SharedNeighbor | CO2 | Porous | Wet | R245fa | MinimizeLCOE_Brownfield | IgnoreSilica | 108.0151 | 20.5397 | 2.4321 | 4 | 5006.4903 | 8418.8267 | 102.0641 | 171.6292 | 108.7901 | 11.8882 | 97.7552 | 5135515.0952 | 0 | 3854071.9468 | 0 | 0 | 0 | 1648978.8144 | 4149040.684 | 10794952.7744 | 7367777.0826 | 32950336.3973 | 961560.8286 | 14792674.8026 | 14792674.8026 | 12077081.6056 | 6326428.6422 | 0 | 48704572.0286 | 81900757.0789 | 23713.7371 | 9.7283 | 5006.4903 | 8418.8267 | 102.0641 | 171.6292
1 | 3700 | 707 | 0.04 | 15 | 15 | 7 | 3.1623e-11 | 5spot_SharedNeighbor | CO2 | Porous | Wet | R245fa | MinimizeLCOE_Brownfield | IgnoreSilica | 115.7176 | 22.0808 | 2.648 | 4 | 4707.11 | 7841.1414 | 95.9608 | 159.8523 | 108.2121 | 11.7169 | 101.6708 | 5359633.7349 | 0 | 4072414.4785 | 0 | 0 | 0 | 1579081.5219 | 4294340.5967 | 11172993.3423 | 7625797.5382 | 34104261.2124 | 961560.8286 | 14792674.8026 | 14792674.8026 | 12077081.6056 | 6326428.6422 | 0 | 49858496.8437 | 83054681.894 | 31622.7766 | 10.5922 | 4707.11 | 7841.1414 | 95.9608 | 159.8523
1 | 3700 | 707 | 0.04 | 15 | 15 | 7 | 4.217e-11 | 5spot_SharedNeighbor | CO2 | Porous | Wet | R245fa | MinimizeLCOE_Brownfield | IgnoreSilica | 121.9787 | 23.3399 | 2.8281 | 4 | 4481.0774 | 7415.5448 | 91.3528 | 151.1759 | 107.6932 | 11.5679 | 91.5502 | 5532976.6277 | 0 | 4247756.8009 | 0 | 0 | 0 | 1499579.0047 | 4399321.849 | 11446133.0261 | 7812220.9848 | 34937988.2932 | 961560.8286 | 14792674.8026 | 14792674.8026 | 12077081.6056 | 6326428.6422 | 0 | 50692223.9245 | 83888408.9748 | 42169.6503 | 11.3125 | 4481.0774 | 7415.5448 | 91.3528 | 151.1759
1 | 3700 | 707 | 0.04 | 15 | 15 | 7 | 5.6234e-11 | 5spot_SharedNeighbor | CO2 | Porous | Wet | R245fa | MinimizeLCOE_Brownfield | IgnoreSilica | 126.9823 | 24.3499 | 2.9746 | 4 | 4310.5805 | 7100.5548 | 87.877 | 144.7544 | 107.2467 | 11.4425 | 101.9478 | 5665781.4184 | 0 | 4386588.1228 | 0 | 0 | 0 | 1420603.0504 | 4474459.3107 | 11641625.2887 | 7945648.471 | 35534705.6621 | 961560.8286 | 14792674.8026 | 14792674.8026 | 12077081.6056 | 6326428.6422 | 0 | 51288941.2933 | 84485126.3437 | 56234.1325 | 11.8984 | 4310.5805 | 7100.5548 | 87.877 | 144.7544
1 | 3700 | 707 | 0.04 | 15 | 15 | 7 | 7.4989e-11 | 5spot_SharedNeighbor | CO2 | Porous | Wet | R245fa | MinimizeLCOE_Brownfield | IgnoreSilica | 130.8728 | 25.1382 | 3.0907 | 4 | 4182.0481 | 6867.1817 | 85.2567 | 139.9968 | 106.8798 | 11.3411 | 98.3588 | 5765500.222 | 0 | 4493780.3346 | 0 | 0 | 0 | 1347207.3104 | 4526530.2681 | 11777103.2387 | 8038114.9557 | 35948236.3294 | 961560.8286 | 14792674.8026 | 14792674.8026 | 12077081.6056 | 6326428.6422 | 0 | 51702471.9607 | 84898657.011 | 74989.4209 | 12.363 | 4182.0481 | 6867.1817 | 85.2567 | 139.9968
1 | 3700 | 707 | 0.04 | 15 | 15 | 7 | 1e-10 | 5spot_SharedNeighbor | CO2 | Porous | Wet | R245fa | MinimizeLCOE_Brownfield | IgnoreSilica | 133.9077 | 25.7544 | 3.182 | 4 | 4085.1968 | 6693.2927 | 83.2823 | 136.4518 | 106.5816 | 11.2596 | 105.1159 | 5841122.2689 | 0 | 4576955.843 | 0 | 0 | 0 | 1283476.247 | 4563606.2 | 11873567.208 | 8103953.5968 | 36242681.3637 | 961560.8286 | 14792674.8026 | 14792674.8026 | 12077081.6056 | 6326428.6422 | 0 | 51996916.9949 | 85193102.0453 | 100000 | 12.7281 | 4085.1968 | 6693.2927 | 83.2823 | 136.4518
1 | 3700 | 707 | 0.04 | 15 | 15 | 7 | 1.3335e-10 | 5spot_SharedNeighbor | CO2 | Porous | Wet | R245fa | MinimizeLCOE_Brownfield | IgnoreSilica | 136.2124 | 26.2237 | 3.2524 | 4 | 4012.2527 | 6563.8965 | 81.7952 | 133.8139 | 106.348 | 11.1964 | 99.01 | 5897267.0148 | 0 | 4639866.8452 | 0 | 0 | 0 | 1229442.3965 | 4588964.74 | 11939544.9274 | 8148984.7461 | 36444070.67 | 961560.8286 | 14792674.8026 | 14792674.8026 | 12077081.6056 | 6326428.6422 | 0 | 52198306.3012 | 85394491.3516 | 133352.1432 | 13.0097 | 4012.2527 | 6563.8965 | 81.7952 | 133.8139
1 | 3700 | 707 | 0.04 | 15 | 15 | 7 | 1.7783e-10 | 5spot_SharedNeighbor | CO2 | Porous | Wet | R245fa | MinimizeLCOE_Brownfield | IgnoreSilica | 137.9808 | 26.5843 | 3.3066 | 4 | 3957.3433 | 6467.1498 | 80.6758 | 131.8416 | 106.1645 | 11.147 | 109.0246 | 5939596.2518 | 0 | 4687996.419 | 0 | 0 | 0 | 1185430.5493 | 4607079.0558 | 11986674.6614 | 8181151.758 | 36587928.6953 | 961560.8286 | 14792674.8026 | 14792674.8026 | 12077081.6056 | 6326428.6422 | 0 | 52342164.3266 | 85538349.3769 | 177827.941 | 13.2266 | 3957.3433 | 6467.1498 | 80.6758 | 131.8416
1 | 3700 | 707 | 0.04 | 15 | 15 | 7 | 2.3714e-10 | 5spot_SharedNeighbor | CO2 | Porous | Wet | R245fa | MinimizeLCOE_Brownfield | IgnoreSilica | 139.3038 | 26.8547 | 3.3478 | 4 | 3916.0324 | 6395.0013 | 79.8336 | 130.3708 | 106.0248 | 11.1096 | 113.5849 | 5970830.2758 | 0 | 4723921.9663 | 0 | 0 | 0 | 1149885.5621 | 4619408.7436 | 12018753.9799 | 8203046.552 | 36685847.0796 | 961560.8286 | 14792674.8026 | 14792674.8026 | 12077081.6056 | 6326428.6422 | 0 | 52440082.7109 | 85636267.7612 | 237137.3706 | 13.3911 | 3916.0324 | 6395.0013 | 79.8336 | 130.3708
1 | 3700 | 707 | 0.04 | 15 | 15 | 7 | 3.1623e-10 | 5spot_SharedNeighbor | CO2 | Porous | Wet | R245fa | MinimizeLCOE_Brownfield | IgnoreSilica | 140.3191 | 27.0621 | 3.3792 | 4 | 3884.9689 | 6340.8722 | 79.2003 | 129.2673 | 105.9163 | 11.0807 | 114.9352 | 5994550.2461 | 0 | 4751445.1717 | 0 | 0 | 0 | 1122091.846 | 4628554.0329 | 12042548.1465 | 8219286.5596 | 36758476.0028 | 961560.8286 | 14792674.8026 | 14792674.8026 | 12077081.6056 | 6326428.6422 | 0 | 52512711.634 | 85708896.6844 | 316227.766 | 13.5169 | 3884.9689 | 6340.8722 | 79.2003 | 129.2673
1 | 3700 | 707 | 0.04 | 15 | 15 | 7 | 4.217e-10 | 5spot_SharedNeighbor | CO2 | Porous | Wet | R245fa | MinimizeLCOE_Brownfield | IgnoreSilica | 141.0696 | 27.2159 | 3.4028 | 4 | 3861.6225 | 6300.4897 | 78.7244 | 128.444 | 105.8352 | 11.0591 | 117.276 | 6011941.3829 | 0 | 4771764.728 | 0 | 0 | 0 | 1100215.5454 | 4634729.4459 | 12058615.3046 | 8230252.7251 | 36807519.1319 | 961560.8286 | 14792674.8026 | 14792674.8026 | 12077081.6056 | 6326428.6422 | 0 | 52561754.7632 | 85757939.8135 | 421696.5034 | 13.6113 | 3861.6225 | 6300.4897 | 78.7244 | 128.444
1 | 3700 | 707 | 0.04 | 15 | 15 | 7 | 5.6234e-10 | 5spot_SharedNeighbor | CO2 | Porous | Wet | R245fa | MinimizeLCOE_Brownfield | IgnoreSilica | 141.6567 | 27.3358 | 3.4209 | 4 | 3844.084 | 6270.0382 | 78.3669 | 127.8232 | 105.7713 | 11.0421 | 111.4367 | 6025466.673 | 0 | 4787646.6783 | 0 | 0 | 0 | 1083652.7658 | 4639738.7857 | 12071648.5791 | 8239148.2028 | 36847301.6848 | 961560.8286 | 14792674.8026 | 14792674.8026 | 12077081.6056 | 6326428.6422 | 0 | 52601537.316 | 85797722.3664 | 562341.3252 | 13.6838 | 3844.084 | 6270.0382 | 78.3669 | 127.8232
1 | 3700 | 707 | 0.04 | 15 | 15 | 7 | 7.4989e-10 | 5spot_SharedNeighbor | CO2 | Porous | Wet | R245fa | MinimizeLCOE_Brownfield | IgnoreSilica | 142.0855 | 27.4237 | 3.4344 | 4 | 3830.9133 | 6247.3411 | 78.0984 | 127.3605 | 105.7244 | 11.0297 | 99.8467 | 6035295.7907 | 0 | 4799236.6513 | 0 | 0 | 0 | 1070770.7622 | 4643068.2496 | 12080311.1613 | 8245060.5931 | 36873743.2082 | 961560.8286 | 14792674.8026 | 14792674.8026 | 12077081.6056 | 6326428.6422 | 0 | 52627978.8394 | 85824163.8898 | 749894.2093 | 13.7377 | 3830.9133 | 6247.3411 | 78.0984 | 127.3605
1 | 3700 | 707 | 0.04 | 15 | 15 | 7 | 1e-09 | 5spot_SharedNeighbor | CO2 | Porous | Wet | R245fa | MinimizeLCOE_Brownfield | IgnoreSilica | 142.3996 | 27.4882 | 3.4445 | 4 | 3821.0259 | 6230.4049 | 77.8968 | 127.0152 | 105.6899 | 11.0206 | 110.9051 | 6042470.4588 | 0 | 4807722.9427 | 0 | 0 | 0 | 1060836.4021 | 4645301.6234 | 12086121.9417 | 8249026.5702 | 36891479.9389 | 961560.8286 | 14792674.8026 | 14792674.8026 | 12077081.6056 | 6326428.6422 | 0 | 52645715.5702 | 85841900.6205 | 1000000 | 13.7779 | 3821.0259 | 6230.4049 | 77.8968 | 127.0152
1 | 3700 | 707 | 0.04 | 15 | 15 | 7 | 1.3335e-09 | 5spot_SharedNeighbor | CO2 | Porous | Wet | R245fa | MinimizeLCOE_Brownfield | IgnoreSilica | 142.636 | 27.5368 | 3.452 | 4 | 3813.605 | 6217.7062 | 77.7455 | 126.7564 | 105.6638 | 11.0137 | 113.7998 | 6047854.4486 | 0 | 4814105.1491 | 0 | 0 | 0 | 1053301.6825 | 4646951.8993 | 12090415.6211 | 8251957.0946 | 36904585.8952 | 961560.8286 | 14792674.8026 | 14792674.8026 | 12077081.6056 | 6326428.6422 | 0 | 52658821.5264 | 85855006.5768 | 1333521.4322 | 13.8081 | 3813.605 | 6217.7062 | 77.7455 | 126.7564
1 | 3700 | 707 | 0.04 | 15 | 15 | 7 | 1.7783e-09 | 5spot_SharedNeighbor | CO2 | Porous | Wet | R245fa | MinimizeLCOE_Brownfield | IgnoreSilica | 142.8212 | 27.5747 | 3.4578 | 4 | 3808.0365 | 6208.1163 | 77.632 | 126.5608 | 105.6434 | 11.0083 | 110.9696 | 6052066.7741 | 0 | 4819105.5867 | 0 | 0 | 0 | 1047709.0759 | 4648363.7603 | 12094088.9938 | 8254464.247 | 36915798.4379 | 961560.8286 | 14792674.8026 | 14792674.8026 | 12077081.6056 | 6326428.6422 | 0 | 52670034.0691 | 85866219.1195 | 1778279.41 | 13.8313 | 3808.0365 | 6208.1163 | 77.632 | 126.5608
1 | 3700 | 707 | 0.04 | 15 | 15 | 7 | 2.3714e-09 | 5spot_SharedNeighbor | CO2 | Porous | Wet | R245fa | MinimizeLCOE_Brownfield | IgnoreSilica | 142.9675 | 27.6045 | 3.4623 | 4 | 3803.8586 | 6200.861 | 77.5468 | 126.4129 | 105.6272 | 11.004 | 103.3884 | 6055390.3164 | 0 | 4823055.0153 | 0 | 0 | 0 | 1043587.7587 | 4649592.9052 | 12097286.9768 | 8256646.936 | 36925559.9084 | 961560.8286 | 14792674.8026 | 14792674.8026 | 12077081.6056 | 6326428.6422 | 0 | 52679795.5396 | 85875980.59 | 2371373.7057 | 13.849 | 3803.8586 | 6200.861 | 77.5468 | 126.4129
1 | 3700 | 707 | 0.04 | 15 | 15 | 7 | 3.1623e-09 | 5spot_SharedNeighbor | CO2 | Porous | Wet | R245fa | MinimizeLCOE_Brownfield | IgnoreSilica | 143.0723 | 27.626 | 3.4655 | 4 | 3800.7245 | 6195.4662 | 77.4829 | 126.303 | 105.6156 | 11.0009 | 114.6297 | 6057767.8169 | 0 | 4825883.8709 | 0 | 0 | 0 | 1040410.4923 | 4650384.2502 | 12099345.8941 | 8258052.1894 | 36931844.5137 | 961560.8286 | 14792674.8026 | 14792674.8026 | 12077081.6056 | 6326428.6422 | 0 | 52686080.145 | 85882265.1953 | 3162277.6602 | 13.8621 | 3800.7245 | 6195.4662 | 77.4829 | 126.303
1 | 3700 | 707 | 0.04 | 15 | 15 | 7 | 4.217e-09 | 5spot_SharedNeighbor | CO2 | Porous | Wet | R245fa | MinimizeLCOE_Brownfield | IgnoreSilica | 143.1501 | 27.6419 | 3.468 | 4 | 3798.3735 | 6191.4289 | 77.435 | 126.2207 | 105.607 | 10.9986 | 113.1283 | 6059530.5471 | 0 | 4827982.9303 | 0 | 0 | 0 | 1038006.3792 | 4650952.7441 | 12100824.9985 | 8259061.7086 | 36936359.3078 | 961560.8286 | 14792674.8026 | 14792674.8026 | 12077081.6056 | 6326428.6422 | 0 | 52690594.9391 | 85886779.9894 | 4216965.0343 | 13.8719 | 3798.3735 | 6191.4289 | 77.435 | 126.2207
1 | 3700 | 707 | 0.04 | 15 | 15 | 7 | 5.6234e-09 | 5spot_SharedNeighbor | CO2 | Porous | Wet | R245fa | MinimizeLCOE_Brownfield | IgnoreSilica | 143.2085 | 27.6539 | 3.4698 | 4 | 3796.6102 | 6188.4018 | 77.399 | 126.1589 | 105.6005 | 10.9969 | 118.6523 | 6060851.7404 | 0 | 4829557.0752 | 0 | 0 | 0 | 1036197.9771 | 4651376.6492 | 12101927.9125 | 8259814.4701 | 36939725.8245 | 961560.8286 | 14792674.8026 | 14792674.8026 | 12077081.6056 | 6326428.6422 | 0 | 52693961.4557 | 85890146.5061 | 5623413.2519 | 13.8792 | 3796.6102 | 6188.4018 | 77.399 | 126.1589
1 | 3700 | 707 | 0.04 | 15 | 15 | 7 | 7.4989e-09 | 5spot_SharedNeighbor | CO2 | Porous | Wet | R245fa | MinimizeLCOE_Brownfield | IgnoreSilica | 143.2427 | 27.6611 | 3.4711 | 4 | 3795.2876 | 6186.2169 | 77.3721 | 126.1144 | 105.5967 | 10.9959 | 110.0012 | 6061626.0153 | 0 | 4830481.5132 | 0 | 0 | 0 | 1034706.4596 | 4651457.4554 | 12102138.1537 | 8259957.964 | 36940367.5611 | 961560.8286 | 14792674.8026 | 14792674.8026 | 12077081.6056 | 6326428.6422 | 0 | 52694603.1924 | 85890788.2427 | 7498942.0933 | 13.8842 | 3795.2876 | 6186.2169 | 77.3721 | 126.1144
1 | 3700 | 707 | 0.04 | 15 | 15 | 7 | 1e-08 | 5spot_SharedNeighbor | CO2 | Porous | Wet | R245fa | MinimizeLCOE_Brownfield | IgnoreSilica | 143.2692 | 27.6667 | 3.472 | 4 | 3794.2958 | 6184.5714 | 77.3519 | 126.0809 | 105.5937 | 10.9951 | 99.2997 | 6062224.9238 | 0 | 4831196.5809 | 0 | 0 | 0 | 1033597.6037 | 4651537.4523 | 12102346.2893 | 8260100.0208 | 36941002.8708 | 961560.8286 | 14792674.8026 | 14792674.8026 | 12077081.6056 | 6326428.6422 | 0 | 52695238.502 | 85891423.5524 | 10000000 | 13.888 | 3794.2958 | 6184.5714 | 77.3519 | 126.0809
1 | 3800 | 707 | 0.04 | 15 | 15 | 7 | 1e-13 | 5spot_SharedNeighbor | CO2 | Porous | Wet | R245fa | MinimizeLCOE_Brownfield | IgnoreSilica | 1.4375 | 0.070625 | 0.0049156 | 4 | 892043.5452 | 2629692.0669 | 18185.5142 | 53609.8297 | 75.8565 | 11.6108 | 152.2717 | 173315.6 | 0 | 89237.0103 | 0 | 0 | 0 | 155570.1422 | 163067.8735 | 424269.1569 | 289572.4174 | 1295032.2002 | 961560.8286 | 15283055.5775 | 15283055.5775 | 12387543.6942 | 6495607.7911 | 0 | 17539648.6064 | 51705855.6692 | 100 | 0.019662 | 892043.5452 | 2629692.0669 | 18185.5142 | 53609.8297
1 | 3800 | 707 | 0.04 | 15 | 15 | 7 | 1.3335e-13 | 5spot_SharedNeighbor | CO2 | Porous | Wet | R245fa | MinimizeLCOE_Brownfield | IgnoreSilica | 2.0404 | 0.15498 | 0.011164 | 4 | 404265.8108 | 1169383.6547 | 8241.5054 | 23839.4675 | 83.9514 | 12.1078 | 230.6122 | 244793.0063 | 0 | 134307.4578 | 0 | 0 | 0 | 204579.3983 | 227635.1463 | 592259.9564 | 404229.59 | 1807804.5551 | 961560.8286 | 15283055.5775 | 15283055.5775 | 12387543.6942 | 6495607.7911 | 0 | 18052420.9612 | 52218628.0241 | 133.3521 | 0.044655 | 404265.8108 | 1169383.6547 | 8241.5054 | 23839.4675
1 | 3800 | 707 | 0.04 | 15 | 15 | 7 | 1.7783e-13 | 5spot_SharedNeighbor | CO2 | Porous | Wet | R245fa | MinimizeLCOE_Brownfield | IgnoreSilica | 2.7741 | 0.27144 | 0.020631 | 4 | 225692.6305 | 639716.0411 | 4601.0495 | 13041.4768 | 90.3051 | 12.451 | 48.9915 | 326071.8068 | 0 | 186551.3589 | 0 | 0 | 0 | 255826.0115 | 299695.1791 | 779745.3801 | 532192.2441 | 2380081.9806 | 961560.8286 | 15283055.5775 | 15283055.5775 | 12387543.6942 | 6495607.7911 | 0 | 18624698.3867 | 52790905.4495 | 177.8279 | 0.082522 | 225692.6305 | 639716.0411 | 4601.0495 | 13041.4768
1 | 3800 | 707 | 0.04 | 15 | 15 | 7 | 2.3714e-13 | 5spot_SharedNeighbor | CO2 | Porous | Wet | R245fa | MinimizeLCOE_Brownfield | IgnoreSilica | 3.7144 | 0.4313 | 0.034238 | 4 | 140935.9253 | 390412.3873 | 2873.1695 | 7959.0846 | 95.5591 | 12.7064 | 65.2863 | 422710.4578 | 0 | 250024.2727 | 0 | 0 | 0 | 314200.1746 | 384904.613 | 1001442.8482 | 683505.3215 | 3056787.6877 | 961560.8286 | 15283055.5775 | 15283055.5775 | 12387543.6942 | 6495607.7911 | 0 | 19301404.0938 | 53467611.1566 | 237.1374 | 0.13695 | 140935.9253 | 390412.3873 | 2873.1695 | 7959.0846
1 | 3800 | 707 | 0.04 | 15 | 15 | 7 | 3.1623e-13 | 5spot_SharedNeighbor | CO2 | Porous | Wet | R245fa | MinimizeLCOE_Brownfield | IgnoreSilica | 4.9667 | 0.65228 | 0.053314 | 4 | 94403.3345 | 254615.2364 | 1924.5397 | 5190.676 | 99.9864 | 12.9035 | 45.6924 | 541434.1813 | 0 | 328084.3898 | 0 | 0 | 0 | 385624.0787 | 489505.6334 | 1273593.2467 | 869253.5606 | 3887495.0904 | 961560.8286 | 15283055.5775 | 15283055.5775 | 12387543.6942 | 6495607.7911 | 0 | 20132111.4966 | 54298318.5594 | 316.2278 | 0.21326 | 94403.3345 | 254615.2364 | 1924.5397 | 5190.676
1 | 3800 | 707 | 0.04 | 15 | 15 | 7 | 4.217e-13 | 5spot_SharedNeighbor | CO2 | Porous | Wet | R245fa | MinimizeLCOE_Brownfield | IgnoreSilica | 6.5083 | 0.9342 | 0.07953 | 4 | 66098.205 | 173498.1763 | 1347.5013 | 3536.995 | 103.4074 | 13.0449 | 63.9589 | 676148.63 | 0 | 407294.4656 | 0 | 0 | 0 | 460706.6871 | 602218.4153 | 1566848.7846 | 1069406.491 | 4782623.4736 | 961560.8286 | 15283055.5775 | 15283055.5775 | 12387543.6942 | 6495607.7911 | 0 | 21027239.8798 | 55193446.9426 | 421.6965 | 0.31812 | 66098.205 | 173498.1763 | 1347.5013 | 3536.995
1 | 3800 | 707 | 0.04 | 15 | 15 | 7 | 5.6234e-13 | 5spot_SharedNeighbor | CO2 | Porous | Wet | R245fa | MinimizeLCOE_Brownfield | IgnoreSilica | 8.4887 | 1.3026 | 0.11482 | 4 | 48091.8735 | 122482.9225 | 980.4179 | 2496.98 | 106.1659 | 13.1511 | 52.8406 | 835845.5832 | 0 | 503738.49 | 0 | 0 | 0 | 546908.4071 | 735732.0673 | 1914223.9198 | 1306497.1586 | 5842945.626 | 961560.8286 | 15283055.5775 | 15283055.5775 | 12387543.6942 | 6495607.7911 | 0 | 22087562.0321 | 56253769.0949 | 562.3413 | 0.45928 | 48091.8735 | 122482.9225 | 980.4179 | 2496.98
1 | 3800 | 707 | 0.04 | 15 | 15 | 7 | 7.4989e-13 | 5spot_SharedNeighbor | CO2 | Porous | Wet | R245fa | MinimizeLCOE_Brownfield | IgnoreSilica | 10.9862 | 1.7732 | 0.16161 | 4 | 36069.777 | 88922.7059 | 735.3312 | 1812.8096 | 108.3386 | 13.2296 | 46.806 | 1021827.6817 | 0 | 619169.2429 | 0 | 0 | 0 | 642414.0079 | 890530.2637 | 2316977.0732 | 1581384.4616 | 7072302.7311 | 961560.8286 | 15283055.5775 | 15283055.5775 | 12387543.6942 | 6495607.7911 | 0 | 23316919.1372 | 57483126.2 | 749.8942 | 0.64644 | 36069.777 | 88922.7059 | 735.3312 | 1812.8096
1 | 3800 | 707 | 0.04 | 15 | 15 | 7 | 1e-12 | 5spot_SharedNeighbor | CO2 | Porous | Wet | R245fa | MinimizeLCOE_Brownfield | IgnoreSilica | 14.1554 | 2.3754 | 0.22322 | 4 | 27727.3664 | 65992.3119 | 565.2599 | 1345.3425 | 110.0536 | 13.286 | 57.4572 | 1240123.3912 | 0 | 758351.4057 | 0 | 0 | 0 | 750005.7482 | 1071907.4126 | 2788883.209 | 1903470.096 | 8512741.2626 | 961560.8286 | 15283055.5775 | 15283055.5775 | 12387543.6942 | 6495607.7911 | 0 | 24757357.6688 | 58923564.7316 | 1000 | 0.89289 | 27727.3664 | 65992.3119 | 565.2599 | 1345.3425
1 | 3800 | 707 | 0.04 | 15 | 15 | 7 | 1.3335e-12 | 5spot_SharedNeighbor | CO2 | Porous | Wet | R245fa | MinimizeLCOE_Brownfield | IgnoreSilica | 18.1481 | 3.1388 | 0.30365 | 4 | 21763.3462 | 49893.0252 | 443.6752 | 1017.1368 | 111.3884 | 13.3229 | 50.1994 | 1494877.5182 | 0 | 925116.8827 | 0 | 0 | 0 | 869715.4423 | 1282986.8388 | 3338068.5778 | 2278300.3948 | 10189065.6545 | 961560.8286 | 15283055.5775 | 15283055.5775 | 12387543.6942 | 6495607.7911 | 0 | 26433682.0607 | 60599889.1235 | 1333.5214 | 1.2146 | 21763.3462 | 49893.0252 | 443.6752 | 1017.1368
1 | 3800 | 707 | 0.04 | 15 | 15 | 7 | 1.7783e-12 | 5spot_SharedNeighbor | CO2 | Porous | Wet | R245fa | MinimizeLCOE_Brownfield | IgnoreSilica | 23.1614 | 4.1021 | 0.40781 | 4 | 17398.624 | 38343.4235 | 354.6945 | 781.6826 | 112.4121 | 13.3412 | 53.8617 | 1791591.8096 | 0 | 1124458.8729 | 0 | 0 | 0 | 1002547.2002 | 1528253.1743 | 3976201.2716 | 2713839.0706 | 12136891.3993 | 961560.8286 | 15283055.5775 | 15283055.5775 | 12387543.6942 | 6495607.7911 | 0 | 28381507.8054 | 62547714.8682 | 1778.2794 | 1.6313 | 17398.624 | 38343.4235 | 354.6945 | 781.6826
1 | 3800 | 707 | 0.04 | 15 | 15 | 7 | 2.3714e-12 | 5spot_SharedNeighbor | CO2 | Porous | Wet | R245fa | MinimizeLCOE_Brownfield | IgnoreSilica | 29.3707 | 5.3011 | 0.54106 | 4 | 14144.65 | 29931.3689 | 288.3578 | 610.1914 | 113.1686 | 13.3394 | 55.2822 | 2132885.3518 | 0 | 1359764.5716 | 0 | 0 | 0 | 1146222.3085 | 1809160.1705 | 4707063.6538 | 3212667.6642 | 14367763.7203 | 961560.8286 | 15283055.5775 | 15283055.5775 | 12387543.6942 | 6495607.7911 | 0 | 30612380.1265 | 64778587.1893 | 2371.3737 | 2.1642 | 14144.65 | 29931.3689 | 288.3578 | 610.1914
1 | 3800 | 707 | 0.04 | 15 | 15 | 7 | 3.1623e-12 | 5spot_SharedNeighbor | CO2 | Porous | Wet | R245fa | MinimizeLCOE_Brownfield | IgnoreSilica | 36.9345 | 6.7689 | 0.70876 | 4 | 11683.5932 | 23734.9284 | 238.1859 | 483.8686 | 113.6904 | 13.3141 | 59.9258 | 2519409.2883 | 0 | 1633346.4492 | 0 | 0 | 0 | 1296918.0202 | 2125372.7655 | 5529783.962 | 3774191.1798 | 16879021.6651 | 961560.8286 | 15283055.5775 | 15283055.5775 | 12387543.6942 | 6495607.7911 | 0 | 33123638.0713 | 67289845.1341 | 3162.2777 | 2.8351 | 11683.5932 | 23734.9284 | 238.1859 | 483.8686
1 | 3800 | 707 | 0.04 | 15 | 15 | 7 | 4.217e-12 | 5spot_SharedNeighbor | CO2 | Porous | Wet | R245fa | MinimizeLCOE_Brownfield | IgnoreSilica | 45.9406 | 8.5262 | 0.91513 | 4 | 9802.7477 | 19136.4237 | 199.8423 | 390.1219 | 113.9958 | 13.2601 | 67.8488 | 2947654.0611 | 0 | 1944867.1684 | 0 | 0 | 0 | 1448142.1313 | 2472858.7107 | 6433871.1121 | 4391249.2368 | 19638642.4203 | 961560.8286 | 15283055.5775 | 15283055.5775 | 12387543.6942 | 6495607.7911 | 0 | 35883258.8265 | 70049465.8893 | 4216.965 | 3.6605 | 9802.7477 | 19136.4237 | 199.8423 | 390.1219
1 | 3800 | 707 | 0.04 | 15 | 15 | 7 | 5.6234e-12 | 5spot_SharedNeighbor | CO2 | Porous | Wet | R245fa | MinimizeLCOE_Brownfield | IgnoreSilica | 56.2862 | 10.5574 | 1.1607 | 4 | 8356.6592 | 15715.576 | 170.3618 | 320.3833 | 114.0882 | 13.1715 | 69.2749 | 3405616.2871 | 0 | 2287987.6776 | 0 | 0 | 0 | 1588311.7338 | 2839947.1224 | 7388959.8593 | 5043116.9319 | 22553939.6121 | 961560.8286 | 15283055.5775 | 15283055.5775 | 12387543.6942 | 6495607.7911 | 0 | 38798556.0182 | 72964763.0811 | 5623.4133 | 4.6428 | 8356.6592 | 15715.576 | 170.3618 | 320.3833
1 | 3800 | 707 | 0.04 | 15 | 15 | 7 | 7.4989e-12 | 5spot_SharedNeighbor | CO2 | Porous | Wet | R245fa | MinimizeLCOE_Brownfield | IgnoreSilica | 67.6138 | 12.7967 | 1.4399 | 4 | 7243.4226 | 13175.5948 | 147.667 | 268.6023 | 113.9662 | 13.0445 | 77.4906 | 3872469.8383 | 0 | 2649479.7284 | 0 | 0 | 0 | 1702661.4764 | 3207598.3068 | 8345512.8254 | 5695983.9864 | 25473706.1616 | 961560.8286 | 15283055.5775 | 15283055.5775 | 12387543.6942 | 6495607.7911 | 0 | 41718322.5678 | 75884529.6306 | 7498.9421 | 5.7595 | 7243.4226 | 13175.5948 | 147.667 | 268.6023
1 | 3800 | 707 | 0.04 | 15 | 15 | 7 | 1e-11 | 5spot_SharedNeighbor | CO2 | Porous | Wet | R245fa | MinimizeLCOE_Brownfield | IgnoreSilica | 79.2922 | 15.1223 | 1.7394 | 4 | 6388.6651 | 11299.184 | 130.2416 | 230.3491 | 113.6428 | 12.882 | 77.2814 | 4320704.8535 | 0 | 3009656.3517 | 0 | 0 | 0 | 1776473.5125 | 3551665.5399 | 9240705.188 | 6306971.1683 | 28206176.6139 | 961560.8286 | 15283055.5775 | 15283055.5775 | 12387543.6942 | 6495607.7911 | 0 | 44450793.0201 | 78617000.0829 | 10000 | 6.9578 | 6388.6651 | 11299.184 | 130.2416 | 230.3491
1 | 3800 | 707 | 0.04 | 15 | 15 | 7 | 1.3335e-11 | 5spot_SharedNeighbor | CO2 | Porous | Wet | R245fa | MinimizeLCOE_Brownfield | IgnoreSilica | 90.6487 | 17.3997 | 2.0421 | 4 | 5735.3764 | 9918.191 | 116.9234 | 202.1957 | 113.1584 | 12.6937 | 87.1272 | 4727122.9249 | 0 | 3349820.4284 | 0 | 0 | 0 | 1803835.6923 | 3853503.8278 | 10026026.4975 | 6842969.0988 | 30603278.4697 | 961560.8286 | 15283055.5775 | 15283055.5775 | 12387543.6942 | 6495607.7911 | 0 | 46847894.8758 | 81014101.9386 | 13335.2143 | 8.1682 | 5735.3764 | 9918.191 | 116.9234 | 202.1957
1 | 3800 | 707 | 0.04 | 15 | 15 | 7 | 1.7783e-11 | 5spot_SharedNeighbor | CO2 | Porous | Wet | R245fa | MinimizeLCOE_Brownfield | IgnoreSilica | 101.0749 | 19.5045 | 2.33 | 4 | 5238.4298 | 8904.4002 | 106.7925 | 181.5282 | 112.5764 | 12.4947 | 100.8436 | 5076011.709 | 0 | 3654659.0288 | 0 | 0 | 0 | 1787240.479 | 4101985.3745 | 10672524.5116 | 7284217.2776 | 32576638.3806 | 961560.8286 | 15283055.5775 | 15283055.5775 | 12387543.6942 | 6495607.7911 | 0 | 48821254.7867 | 82987461.8496 | 17782.7941 | 9.3198 | 5238.4298 | 8904.4002 | 106.7925 | 181.5282
1 | 3800 | 707 | 0.04 | 15 | 15 | 7 | 2.3714e-11 | 5spot_SharedNeighbor | CO2 | Porous | Wet | R245fa | MinimizeLCOE_Brownfield | IgnoreSilica | 110.1734 | 21.3529 | 2.5894 | 4 | 4861.8551 | 8160.4535 | 99.1155 | 166.3619 | 111.9655 | 12.3007 | 97.5883 | 5362037.536 | 0 | 3915559.097 | 0 | 0 | 0 | 1736511.0747 | 4295502.006 | 11176015.091 | 7627859.9438 | 34113484.7485 | 961560.8286 | 15283055.5775 | 15283055.5775 | 12387543.6942 | 6495607.7911 | 0 | 50358101.1547 | 84524308.2175 | 23713.7371 | 10.3578 | 4861.8551 | 8160.4535 | 99.1155 | 166.3619
1 | 3800 | 707 | 0.04 | 15 | 15 | 7 | 3.1623e-11 | 5spot_SharedNeighbor | CO2 | Porous | Wet | R245fa | MinimizeLCOE_Brownfield | IgnoreSilica | 117.7982 | 22.9106 | 2.8131 | 4 | 4577.2414 | 7613.5925 | 93.3133 | 155.2134 | 111.381 | 12.1236 | 94.7496 | 5588637.9882 | 0 | 4130886.0783 | 0 | 0 | 0 | 1664849.0256 | 4439905.5059 | 11551723.3765 | 7884288.5686 | 35260290.5431 | 961560.8286 | 15283055.5775 | 15283055.5775 | 12387543.6942 | 6495607.7911 | 0 | 51504906.9492 | 85671114.012 | 31622.7766 | 11.2524 | 4577.2414 | 7613.5925 | 93.3133 | 155.2134
1 | 3800 | 707 | 0.04 | 15 | 15 | 7 | 4.217e-11 | 5spot_SharedNeighbor | CO2 | Porous | Wet | R245fa | MinimizeLCOE_Brownfield | IgnoreSilica | 124.0197 | 24.1874 | 2.9995 | 4 | 4362.4703 | 7210.1222 | 88.9349 | 146.9881 | 110.8552 | 11.9692 | 99.6309 | 5764690.1742 | 0 | 4304522.5043 | 0 | 0 | 0 | 1585120.2763 | 4545189.8523 | 11825651.6492 | 8071250.2434 | 36096424.6996 | 961560.8286 | 15283055.5775 | 15283055.5775 | 12387543.6942 | 6495607.7911 | 0 | 52341041.1058 | 86507248.1686 | 42169.6503 | 11.998 | 4362.4703 | 7210.1222 | 88.9349 | 146.9881
1 | 3800 | 707 | 0.04 | 15 | 15 | 7 | 5.6234e-11 | 5spot_SharedNeighbor | CO2 | Porous | Wet | R245fa | MinimizeLCOE_Brownfield | IgnoreSilica | 128.936 | 25.2009 | 3.1501 | 4 | 4200.5484 | 6912.0537 | 85.6339 | 140.9116 | 110.4085 | 11.8409 | 106.7228 | 5898146.4567 | 0 | 4440497.1693 | 0 | 0 | 0 | 1505467.443 | 4619203.3169 | 12018219.5018 | 8202681.7597 | 36684215.6474 | 961560.8286 | 15283055.5775 | 15283055.5775 | 12387543.6942 | 6495607.7911 | 0 | 52928832.0535 | 87095039.1164 | 56234.1325 | 12.6005 | 4200.5484 | 6912.0537 | 85.6339 | 140.9116
1 | 3800 | 707 | 0.04 | 15 | 15 | 7 | 7.4989e-11 | 5spot_SharedNeighbor | CO2 | Porous | Wet | R245fa | MinimizeLCOE_Brownfield | IgnoreSilica | 132.8017 | 26.0002 | 3.27 | 4 | 4078.5396 | 6690.661 | 83.1465 | 136.3982 | 110.0378 | 11.7361 | 106.6982 | 5999553.2214 | 0 | 4546689.9671 | 0 | 0 | 0 | 1432805.0447 | 4671828.811 | 12155140.2423 | 8296132.9785 | 37102150.2651 | 961560.8286 | 15283055.5775 | 15283055.5775 | 12387543.6942 | 6495607.7911 | 0 | 53346766.6712 | 87512973.7341 | 74989.4209 | 13.0799 | 4078.5396 | 6690.661 | 83.1465 | 136.3982
1 | 3800 | 707 | 0.04 | 15 | 15 | 7 | 1e-10 | 5spot_SharedNeighbor | CO2 | Porous | Wet | R245fa | MinimizeLCOE_Brownfield | IgnoreSilica | 135.7714 | 26.6162 | 3.3635 | 4 | 3986.6475 | 6526.1596 | 81.2732 | 133.0446 | 109.7413 | 11.6532 | 94.3738 | 6075317.7568 | 0 | 4627845.3533 | 0 | 0 | 0 | 1369186.9154 | 4708216.51 | 12249813.5709 | 8360749.4707 | 37391129.5771 | 961560.8286 | 15283055.5775 | 15283055.5775 | 12387543.6942 | 6495607.7911 | 0 | 53635745.9832 | 87801953.0461 | 100000 | 13.4538 | 3986.6475 | 6526.1596 | 81.2732 | 133.0446
1 | 3800 | 707 | 0.04 | 15 | 15 | 7 | 1.3335e-10 | 5spot_SharedNeighbor | CO2 | Porous | Wet | R245fa | MinimizeLCOE_Brownfield | IgnoreSilica | 138.054 | 27.0905 | 3.4359 | 4 | 3917.4699 | 6403.4589 | 79.8629 | 130.5432 | 109.5063 | 11.5881 | 103.477 | 6132286.279 | 0 | 4689984.8958 | 0 | 0 | 0 | 1315953.2193 | 4733907.5137 | 12316656.2927 | 8406371.0017 | 37595159.2023 | 961560.8286 | 15283055.5775 | 15283055.5775 | 12387543.6942 | 6495607.7911 | 0 | 53839775.6084 | 88005982.6712 | 133352.1432 | 13.7435 | 3917.4699 | 6403.4589 | 79.8629 | 130.5432
1 | 3800 | 707 | 0.04 | 15 | 15 | 7 | 1.7783e-10 | 5spot_SharedNeighbor | CO2 | Porous | Wet | R245fa | MinimizeLCOE_Brownfield | IgnoreSilica | 139.7861 | 27.4512 | 3.4914 | 4 | 3865.4176 | 6311.9059 | 78.8018 | 128.6767 | 109.3239 | 11.5379 | 96.409 | 6174774.6019 | 0 | 4737002.2817 | 0 | 0 | 0 | 1272409.5716 | 4751832.7175 | 12363293.996 | 8438202.1926 | 37737515.3612 | 961560.8286 | 15283055.5775 | 15283055.5775 | 12387543.6942 | 6495607.7911 | 0 | 53982131.7674 | 88148338.8302 | 177827.941 | 13.9654 | 3865.4176 | 6311.9059 | 78.8018 | 128.6767
1 | 3800 | 707 | 0.04 | 15 | 15 | 7 | 2.3714e-10 | 5spot_SharedNeighbor | CO2 | Porous | Wet | R245fa | MinimizeLCOE_Brownfield | IgnoreSilica | 141.1085 | 27.7268 | 3.5338 | 4 | 3826.2708 | 6243.3848 | 78.0037 | 127.2798 | 109.1823 | 11.4991 | 121.5542 | 6206778.555 | 0 | 4772817.2491 | 0 | 0 | 0 | 1237743.3286 | 4764762.2618 | 12396934.018 | 8461162.1988 | 37840197.6113 | 961560.8286 | 15283055.5775 | 15283055.5775 | 12387543.6942 | 6495607.7911 | 0 | 54084814.0175 | 88251021.0803 | 237137.3706 | 14.1351 | 3826.2708 | 6243.3848 | 78.0037 | 127.2798
1 | 3800 | 707 | 0.04 | 15 | 15 | 7 | 3.1623e-10 | 5spot_SharedNeighbor | CO2 | Porous | Wet | R245fa | MinimizeLCOE_Brownfield | IgnoreSilica | 142.0977 | 27.9333 | 3.5659 | 4 | 3796.8443 | 6192.2143 | 77.4038 | 126.2367 | 109.075 | 11.4698 | 113.3237 | 6230473.2156 | 0 | 4799566.7372 | 0 | 0 | 0 | 1210296.9896 | 4773731.4075 | 12420269.8954 | 8477089.4147 | 37911427.66 | 961560.8286 | 15283055.5775 | 15283055.5775 | 12387543.6942 | 6495607.7911 | 0 | 54156044.0662 | 88322251.129 | 316227.766 | 14.2634 | 3796.8443 | 6192.2143 | 77.4038 | 126.2367
1 | 3800 | 707 | 0.04 | 15 | 15 | 7 | 4.217e-10 | 5spot_SharedNeighbor | CO2 | Porous | Wet | R245fa | MinimizeLCOE_Brownfield | IgnoreSilica | 142.8406 | 28.0886 | 3.5901 | 4 | 3774.7343 | 6153.9341 | 76.9531 | 125.4563 | 108.9936 | 11.4477 | 114.3528 | 6248127.8219 | 0 | 4819630.5573 | 0 | 0 | 0 | 1188904.2232 | 4780098.4149 | 12436835.5427 | 8488395.8093 | 37961992.3694 | 961560.8286 | 15283055.5775 | 15283055.5775 | 12387543.6942 | 6495607.7911 | 0 | 54206608.7755 | 88372815.8383 | 421696.5034 | 14.3604 | 3774.7343 | 6153.9341 | 76.9531 | 125.4563
1 | 3800 | 707 | 0.04 | 15 | 15 | 7 | 5.6234e-10 | 5spot_SharedNeighbor | CO2 | Porous | Wet | R245fa | MinimizeLCOE_Brownfield | IgnoreSilica | 143.4083 | 28.2072 | 3.6085 | 4 | 3758.1282 | 6125.1891 | 76.6145 | 124.8703 | 108.931 | 11.4307 | 107.6403 | 6261539.2504 | 0 | 4834948.4687 | 0 | 0 | 0 | 1172538.7755 | 4784920.3329 | 12449381.1841 | 8496958.4674 | 38000286.4791 | 961560.8286 | 15283055.5775 | 15283055.5775 | 12387543.6942 | 6495607.7911 | 0 | 54244902.8852 | 88411109.948 | 562341.3252 | 14.434 | 3758.1282 | 6125.1891 | 76.6145 | 124.8703
1 | 3800 | 707 | 0.04 | 15 | 15 | 7 | 7.4989e-10 | 5spot_SharedNeighbor | CO2 | Porous | Wet | R245fa | MinimizeLCOE_Brownfield | IgnoreSilica | 143.8345 | 28.2963 | 3.6224 | 4 | 3745.6601 | 6103.6604 | 76.3603 | 124.4314 | 108.8837 | 11.4178 | 107.1785 | 6271561.2861 | 0 | 4846439.897 | 0 | 0 | 0 | 1159994.5055 | 4788418.3186 | 12458482.2252 | 8503170.1149 | 38028066.3473 | 961560.8286 | 15283055.5775 | 15283055.5775 | 12387543.6942 | 6495607.7911 | 0 | 54272682.7535 | 88438889.8163 | 749894.2093 | 14.4895 | 3745.6601 | 6103.6604 | 76.3603 | 124.4314
1 | 3800 | 707 | 0.04 | 15 | 15 | 7 | 1e-09 | 5spot_SharedNeighbor | CO2 | Porous | Wet | R245fa | MinimizeLCOE_Brownfield | IgnoreSilica | 144.1512 | 28.3626 | 3.6328 | 4 | 3736.3014 | 6087.5581 | 76.1696 | 124.1031 | 108.8484 | 11.4083 | 104.6966 | 6278983.269 | 0 | 4854975.5768 | 0 | 0 | 0 | 1150385.9127 | 4790894.4558 | 12464924.6264 | 8507567.1861 | 38047731.0267 | 961560.8286 | 15283055.5775 | 15283055.5775 | 12387543.6942 | 6495607.7911 | 0 | 54292347.4329 | 88458554.4957 | 1000000 | 14.531 | 3736.3014 | 6087.5581 | 76.1696 | 124.1031
1 | 3800 | 707 | 0.04 | 15 | 15 | 7 | 1.3335e-09 | 5spot_SharedNeighbor | CO2 | Porous | Wet | R245fa | MinimizeLCOE_Brownfield | IgnoreSilica | 144.383 | 28.4112 | 3.6405 | 4 | 3729.2781 | 6075.5428 | 76.0264 | 123.8582 | 108.8225 | 11.4013 | 109.7734 | 6284398.05 | 0 | 4861217.487 | 0 | 0 | 0 | 1143005.03 | 4792562.0211 | 12469263.2893 | 8510528.4127 | 38060974.2902 | 961560.8286 | 15283055.5775 | 15283055.5775 | 12387543.6942 | 6495607.7911 | 0 | 54305590.6964 | 88471797.7592 | 1333521.4322 | 14.562 | 3729.2781 | 6075.5428 | 76.0264 | 123.8582
1 | 3800 | 707 | 0.04 | 15 | 15 | 7 | 1.7783e-09 | 5spot_SharedNeighbor | CO2 | Porous | Wet | R245fa | MinimizeLCOE_Brownfield | IgnoreSilica | 144.5682 | 28.4499 | 3.6464 | 4 | 3724.0085 | 6066.438 | 75.9189 | 123.6725 | 108.8018 | 11.3957 | 104.7982 | 6288719.8226 | 0 | 4866205.7727 | 0 | 0 | 0 | 1137585.4132 | 4794079.2933 | 12473210.9203 | 8513222.752 | 38073023.974 | 961560.8286 | 15283055.5775 | 15283055.5775 | 12387543.6942 | 6495607.7911 | 0 | 54317640.3802 | 88483847.443 | 1778279.41 | 14.5858 | 3724.0085 | 6066.438 | 75.9189 | 123.6725
1 | 3800 | 707 | 0.04 | 15 | 15 | 7 | 2.3714e-09 | 5spot_SharedNeighbor | CO2 | Porous | Wet | R245fa | MinimizeLCOE_Brownfield | IgnoreSilica | 144.6971 | 28.477 | 3.6508 | 4 | 3720.0551 | 6059.6998 | 75.8384 | 123.5352 | 108.7873 | 11.3918 | 109.4971 | 6291721.7319 | 0 | 4869676.6277 | 0 | 0 | 0 | 1133346.8845 | 4794950.6452 | 12475477.9991 | 8514770.0798 | 38079943.9682 | 961560.8286 | 15283055.5775 | 15283055.5775 | 12387543.6942 | 6495607.7911 | 0 | 54324560.3743 | 88490767.4372 | 2371373.7057 | 14.6032 | 3720.0551 | 6059.6998 | 75.8384 | 123.5352
1 | 3800 | 707 | 0.04 | 15 | 15 | 7 | 3.1623e-09 | 5spot_SharedNeighbor | CO2 | Porous | Wet | R245fa | MinimizeLCOE_Brownfield | IgnoreSilica | 144.7897 | 28.4966 | 3.654 | 4 | 3717.0895 | 6054.6833 | 75.7779 | 123.4329 | 108.7769 | 11.3889 | 106.9304 | 6293875.5783 | 0 | 4872169.8468 | 0 | 0 | 0 | 1130093.4831 | 4795494.1742 | 12476892.1502 | 8515735.267 | 38084260.4995 | 961560.8286 | 15283055.5775 | 15283055.5775 | 12387543.6942 | 6495607.7911 | 0 | 54328876.9057 | 88495083.9685 | 3162277.6602 | 14.616 | 3717.0895 | 6054.6833 | 75.7779 | 123.4329
1 | 3800 | 707 | 0.04 | 15 | 15 | 7 | 4.217e-09 | 5spot_SharedNeighbor | CO2 | Porous | Wet | R245fa | MinimizeLCOE_Brownfield | IgnoreSilica | 144.8823 | 28.5156 | 3.6567 | 4 | 3714.865 | 6050.7225 | 75.7325 | 123.3522 | 108.7665 | 11.3861 | 104.6261 | 6296031.2047 | 0 | 4874662.747 | 0 | 0 | 0 | 1127978.9351 | 4796482.4259 | 12479463.3783 | 8517490.183 | 38092108.874 | 961560.8286 | 15283055.5775 | 15283055.5775 | 12387543.6942 | 6495607.7911 | 0 | 54336725.2801 | 88502932.343 | 4216965.0343 | 14.6268 | 3714.865 | 6050.7225 | 75.7325 | 123.3522
1 | 3800 | 707 | 0.04 | 15 | 15 | 7 | 5.6234e-09 | 5spot_SharedNeighbor | CO2 | Porous | Wet | R245fa | MinimizeLCOE_Brownfield | IgnoreSilica | 144.9406 | 28.5278 | 3.6586 | 4 | 3713.1966 | 6047.8487 | 75.6985 | 123.2936 | 108.76 | 11.3844 | 110.9722 | 6297386.962 | 0 | 4876233.1105 | 0 | 0 | 0 | 1126227.4316 | 4796940.5266 | 12480655.2625 | 8518303.6685 | 38095746.9619 | 961560.8286 | 15283055.5775 | 15283055.5775 | 12387543.6942 | 6495607.7911 | 0 | 54340363.368 | 88506570.4309 | 5623413.2519 | 14.6344 | 3713.1966 | 6047.8487 | 75.6985 | 123.2936
1 | 3800 | 707 | 0.04 | 15 | 15 | 7 | 7.4989e-09 | 5spot_SharedNeighbor | CO2 | Porous | Wet | R245fa | MinimizeLCOE_Brownfield | IgnoreSilica | 144.9749 | 28.5352 | 3.6599 | 4 | 3711.9453 | 6045.7755 | 75.673 | 123.2513 | 108.7561 | 11.3833 | 102.3903 | 6298181.5008 | 0 | 4877155.3286 | 0 | 0 | 0 | 1124774.3073 | 4797043.3433 | 12480922.7703 | 8518486.2481 | 38096563.4983 | 961560.8286 | 15283055.5775 | 15283055.5775 | 12387543.6942 | 6495607.7911 | 0 | 54341179.9045 | 88507386.9673 | 7498942.0933 | 14.6395 | 3711.9453 | 6045.7755 | 75.673 | 123.2513
1 | 3800 | 707 | 0.04 | 15 | 15 | 7 | 1e-08 | 5spot_SharedNeighbor | CO2 | Porous | Wet | R245fa | MinimizeLCOE_Brownfield | IgnoreSilica | 145.0092 | 28.5423 | 3.661 | 4 | 3711.0068 | 6044.1473 | 75.6539 | 123.2181 | 108.7522 | 11.3823 | 107.2319 | 6298977.3401 | 0 | 4878077.503 | 0 | 0 | 0 | 1123806.4424 | 4797335.9014 | 12481683.9464 | 8519005.7664 | 38098886.8997 | 961560.8286 | 15283055.5775 | 15283055.5775 | 12387543.6942 | 6495607.7911 | 0 | 54343503.3059 | 88509710.3687 | 10000000 | 14.6439 | 3711.0068 | 6044.1473 | 75.6539 | 123.2181
1 | 3900 | 707 | 0.04 | 15 | 15 | 7 | 1e-13 | 5spot_SharedNeighbor | CO2 | Porous | Wet | R245fa | MinimizeLCOE_Brownfield | IgnoreSilica | 1.4958 | 0.074723 | 0.0052763 | 4 | 858119.3 | 2523590.6769 | 17493.9226 | 51446.8094 | 77.7404 | 12.0551 | 161.8243 | 183396.0817 | 0 | 93471.8611 | 0 | 0 | 0 | 165416.6198 | 172490.9794 | 448786.1457 | 306305.7661 | 1369867.4538 | 961560.8286 | 15779296.4433 | 15779296.4433 | 12703572.8692 | 6667130.9763 | 0 | 18110724.7258 | 53260725.0146 | 100 | 0.021105 | 858119.3 | 2523590.6769 | 17493.9226 | 51446.8094
1 | 3900 | 707 | 0.04 | 15 | 15 | 7 | 1.3335e-13 | 5spot_SharedNeighbor | CO2 | Porous | Wet | R245fa | MinimizeLCOE_Brownfield | IgnoreSilica | 2.1182 | 0.16321 | 0.012036 | 4 | 387311.6204 | 1117385.105 | 7895.8713 | 22779.4067 | 86.0863 | 12.5612 | 240.9674 | 258468.1081 | 0 | 140218.6171 | 0 | 0 | 0 | 216886.2324 | 240073.4535 | 624621.8801 | 426317.2679 | 1906585.559 | 961560.8286 | 15779296.4433 | 15779296.4433 | 12703572.8692 | 6667130.9763 | 0 | 18647442.831 | 53797443.1198 | 133.3521 | 0.048146 | 387311.6204 | 1117385.105 | 7895.8713 | 22779.4067
1 | 3900 | 707 | 0.04 | 15 | 15 | 7 | 1.7783e-13 | 5spot_SharedNeighbor | CO2 | Porous | Wet | R245fa | MinimizeLCOE_Brownfield | IgnoreSilica | 2.8861 | 0.28684 | 0.022292 | 4 | 215958.7298 | 610159.262 | 4402.6108 | 12438.9219 | 92.7304 | 12.9153 | 48.5816 | 345050.1078 | 0 | 195164.0384 | 0 | 0 | 0 | 272025.0836 | 316773.2996 | 824179.1465 | 562519.2027 | 2515710.8785 | 961560.8286 | 15779296.4433 | 15779296.4433 | 12703572.8692 | 6667130.9763 | 0 | 19256568.1505 | 54406568.4393 | 177.8279 | 0.089168 | 215958.7298 | 610159.262 | 4402.6108 | 12438.9219
1 | 3900 | 707 | 0.04 | 15 | 15 | 7 | 2.3714e-13 | 5spot_SharedNeighbor | CO2 | Porous | Wet | R245fa | MinimizeLCOE_Brownfield | IgnoreSilica | 3.8607 | 0.45543 | 0.037027 | 4 | 134820.921 | 372146.9689 | 2748.5068 | 7586.7193 | 98.1654 | 13.1759 | 53.6278 | 446992.6189 | 0 | 261260.417 | 0 | 0 | 0 | 333723.1373 | 406370.7075 | 1057293.2229 | 721624.3498 | 3227264.4533 | 961560.8286 | 15779296.4433 | 15779296.4433 | 12703572.8692 | 6667130.9763 | 0 | 19968121.7252 | 55118122.014 | 237.1374 | 0.14811 | 134820.921 | 372146.9689 | 2748.5068 | 7586.7193
1 | 3900 | 707 | 0.04 | 15 | 15 | 7 | 3.1623e-13 | 5spot_SharedNeighbor | CO2 | Porous | Wet | R245fa | MinimizeLCOE_Brownfield | IgnoreSilica | 5.1519 | 0.68752 | 0.057773 | 4 | 90107.8548 | 242212.7973 | 1836.9705 | 4937.8355 | 102.7311 | 13.3764 | 41.7078 | 571652.9328 | 0 | 337836.487 | 0 | 0 | 0 | 408519.4976 | 514023.4778 | 1337383.6485 | 912791.8206 | 4082207.8643 | 961560.8286 | 15779296.4433 | 15779296.4433 | 12703572.8692 | 6667130.9763 | 0 | 20823065.1362 | 55973065.425 | 316.2278 | 0.23109 | 90107.8548 | 242212.7973 | 1836.9705 | 4937.8355
1 | 3900 | 707 | 0.04 | 15 | 15 | 7 | 4.217e-13 | 5spot_SharedNeighbor | CO2 | Porous | Wet | R245fa | MinimizeLCOE_Brownfield | IgnoreSilica | 6.7714 | 0.98835 | 0.086244 | 4 | 63128.796 | 165019.8277 | 1286.9659 | 3364.1524 | 106.3211 | 13.5228 | 55.164 | 715750.8604 | 0 | 420409.6302 | 0 | 0 | 0 | 490147.0418 | 634259.9376 | 1650214.2531 | 1126305.1363 | 5037086.8595 | 961560.8286 | 15779296.4433 | 15779296.4433 | 12703572.8692 | 6667130.9763 | 0 | 21777944.1314 | 56927944.4202 | 421.6965 | 0.34498 | 63128.796 | 165019.8277 | 1286.9659 | 3364.1524
1 | 3900 | 707 | 0.04 | 15 | 15 | 7 | 5.6234e-13 | 5spot_SharedNeighbor | CO2 | Porous | Wet | R245fa | MinimizeLCOE_Brownfield | IgnoreSilica | 8.7982 | 1.3729 | 0.12437 | 4 | 45977.5915 | 116636.399 | 937.3154 | 2377.7908 | 109.1437 | 13.6304 | 58.0804 | 882180.6639 | 0 | 518378.537 | 0 | 0 | 0 | 579001.3063 | 772028.5978 | 2008660.0466 | 1370951.7556 | 6131200.9072 | 961560.8286 | 15779296.4433 | 15779296.4433 | 12703572.8692 | 6667130.9763 | 0 | 22872058.1791 | 58022058.4679 | 562.3413 | 0.49746 | 45977.5915 | 116636.399 | 937.3154 | 2377.7908
1 | 3900 | 707 | 0.04 | 15 | 15 | 7 | 7.4989e-13 | 5spot_SharedNeighbor | CO2 | Porous | Wet | R245fa | MinimizeLCOE_Brownfield | IgnoreSilica | 11.3929 | 1.8708 | 0.17502 | 4 | 34517.709 | 84725.6102 | 703.6902 | 1727.2462 | 111.405 | 13.7102 | 44.0268 | 1078986.7085 | 0 | 637440.8363 | 0 | 0 | 0 | 680732.2507 | 934892.3202 | 2432398.0445 | 1660161.6462 | 7424611.8064 | 961560.8286 | 15779296.4433 | 15779296.4433 | 12703572.8692 | 6667130.9763 | 0 | 24165469.0783 | 59315469.3671 | 749.8942 | 0.70009 | 34517.709 | 84725.6102 | 703.6902 | 1727.2462
1 | 3900 | 707 | 0.04 | 15 | 15 | 7 | 1e-12 | 5spot_SharedNeighbor | CO2 | Porous | Wet | R245fa | MinimizeLCOE_Brownfield | IgnoreSilica | 14.6714 | 2.5053 | 0.24163 | 4 | 26562.0114 | 62929.84 | 541.5025 | 1282.9099 | 113.1823 | 13.7674 | 54.0494 | 1309011.1944 | 0 | 780384.153 | 0 | 0 | 0 | 794348.9777 | 1124660.2868 | 2926135.3668 | 1997147.5139 | 8931687.4927 | 961560.8286 | 15779296.4433 | 15779296.4433 | 12703572.8692 | 6667130.9763 | 0 | 25672544.7646 | 60822545.0534 | 1000 | 0.96651 | 26562.0114 | 62929.84 | 541.5025 | 1282.9099
1 | 3900 | 707 | 0.04 | 15 | 15 | 7 | 1.3335e-12 | 5spot_SharedNeighbor | CO2 | Porous | Wet | R245fa | MinimizeLCOE_Brownfield | IgnoreSilica | 18.8176 | 3.3126 | 0.32863 | 4 | 20870.6735 | 47610.3766 | 425.4769 | 970.6019 | 114.5705 | 13.8044 | 54.6827 | 1578500.0399 | 0 | 952323.325 | 0 | 0 | 0 | 921964.1763 | 1346587.141 | 3503543.518 | 2391240.4416 | 10694158.6417 | 961560.8286 | 15779296.4433 | 15779296.4433 | 12703572.8692 | 6667130.9763 | 0 | 27435015.9137 | 62585016.2025 | 1333.5214 | 1.3145 | 20870.6735 | 47610.3766 | 425.4769 | 970.6019
1 | 3900 | 707 | 0.04 | 15 | 15 | 7 | 1.7783e-12 | 5spot_SharedNeighbor | CO2 | Porous | Wet | R245fa | MinimizeLCOE_Brownfield | IgnoreSilica | 23.9844 | 4.3245 | 0.44099 | 4 | 16702.9097 | 36629.7785 | 340.5114 | 746.7476 | 115.6272 | 13.8217 | 75.4451 | 1890033.7241 | 0 | 1156311.4798 | 0 | 0 | 0 | 1061242.3783 | 1601959.1571 | 4167969.1197 | 2844724.5674 | 12722240.4264 | 961560.8286 | 15779296.4433 | 15779296.4433 | 12703572.8692 | 6667130.9763 | 0 | 29463097.6983 | 64613097.9871 | 1778.2794 | 1.764 | 16702.9097 | 36629.7785 | 340.5114 | 746.7476
1 | 3900 | 707 | 0.04 | 15 | 15 | 7 | 2.3714e-12 | 5spot_SharedNeighbor | CO2 | Porous | Wet | R245fa | MinimizeLCOE_Brownfield | IgnoreSilica | 30.3964 | 5.5861 | 0.58468 | 4 | 13594.0419 | 28623.7221 | 277.1329 | 583.5333 | 116.41 | 13.8177 | 66.9658 | 2249156.7109 | 0 | 1397623.6986 | 0 | 0 | 0 | 1212882.0686 | 1895268.3664 | 4931099.5165 | 3365576.744 | 15051607.105 | 961560.8286 | 15779296.4433 | 15779296.4433 | 12703572.8692 | 6667130.9763 | 0 | 31792464.3769 | 66942464.6658 | 2371.3737 | 2.3387 | 13594.0419 | 28623.7221 | 277.1329 | 583.5333
1 | 3900 | 707 | 0.04 | 15 | 15 | 7 | 3.1623e-12 | 5spot_SharedNeighbor | CO2 | Porous | Wet | R245fa | MinimizeLCOE_Brownfield | IgnoreSilica | 38.1844 | 7.1265 | 0.76513 | 4 | 11241.7244 | 22726.7575 | 229.1778 | 463.3157 | 116.9476 | 13.7887 | 71.2766 | 2654725.1253 | 0 | 1677415.8407 | 0 | 0 | 0 | 1371136.0898 | 2224278.0518 | 5787115.2286 | 3949825.0568 | 17664495.3931 | 961560.8286 | 15779296.4433 | 15779296.4433 | 12703572.8692 | 6667130.9763 | 0 | 34405352.665 | 69555352.9538 | 3162.2777 | 3.0605 | 11241.7244 | 22726.7575 | 229.1778 | 463.3157
1 | 3900 | 707 | 0.04 | 15 | 15 | 7 | 4.217e-12 | 5spot_SharedNeighbor | CO2 | Porous | Wet | R245fa | MinimizeLCOE_Brownfield | IgnoreSilica | 47.4292 | 8.9655 | 0.98656 | 4 | 9443.6156 | 18350.8616 | 192.5209 | 374.1071 | 117.2595 | 13.7289 | 58.6247 | 3102756.692 | 0 | 1995120.9425 | 0 | 0 | 0 | 1529212.4679 | 2584565.14 | 6724508.327 | 4589615.108 | 20525778.6775 | 961560.8286 | 15779296.4433 | 15779296.4433 | 12703572.8692 | 6667130.9763 | 0 | 37266635.9494 | 72416636.2382 | 4216.965 | 3.9462 | 9443.6156 | 18350.8616 | 192.5209 | 374.1071
1 | 3900 | 707 | 0.04 | 15 | 15 | 7 | 5.6234e-12 | 5spot_SharedNeighbor | CO2 | Porous | Wet | R245fa | MinimizeLCOE_Brownfield | IgnoreSilica | 58.0204 | 11.0856 | 1.2492 | 4 | 8061.3354 | 15095.9307 | 164.3412 | 307.751 | 117.3488 | 13.6322 | 77.2881 | 3580587.2902 | 0 | 2344210.7924 | 0 | 0 | 0 | 1675319.132 | 2964045.7137 | 7711838.9377 | 5263488.5374 | 23539490.4034 | 961560.8286 | 15779296.4433 | 15779296.4433 | 12703572.8692 | 6667130.9763 | 0 | 40280347.6753 | 75430347.9641 | 5623.4133 | 4.9967 | 8061.3354 | 15095.9307 | 164.3412 | 307.751
1 | 3900 | 707 | 0.04 | 15 | 15 | 7 | 7.4989e-12 | 5spot_SharedNeighbor | CO2 | Porous | Wet | R245fa | MinimizeLCOE_Brownfield | IgnoreSilica | 69.548 | 13.4097 | 1.5461 | 4 | 6997.7632 | 12681.3759 | 142.6589 | 258.527 | 117.2146 | 13.4952 | 84.1235 | 4064774.7564 | 0 | 2709943.1609 | 0 | 0 | 0 | 1793013.6129 | 3341415.2968 | 8693677.1837 | 5933613.3151 | 26536437.3257 | 961560.8286 | 15779296.4433 | 15779296.4433 | 12703572.8692 | 6667130.9763 | 0 | 43277294.5976 | 78427294.8864 | 7498.9421 | 6.1844 | 6997.7632 | 12681.3759 | 142.6589 | 258.527
1 | 3900 | 707 | 0.04 | 15 | 15 | 7 | 1e-11 | 5spot_SharedNeighbor | CO2 | Porous | Wet | R245fa | MinimizeLCOE_Brownfield | IgnoreSilica | 81.3797 | 15.8126 | 1.8631 | 4 | 6181.7439 | 10898.4398 | 126.0232 | 222.1794 | 116.8731 | 13.3214 | 97.0934 | 4527560.7676 | 0 | 3072878.0019 | 0 | 0 | 0 | 1868287.6929 | 3692803.3203 | 9607916.7413 | 6557600.5989 | 29327047.1228 | 961560.8286 | 15779296.4433 | 15779296.4433 | 12703572.8692 | 6667130.9763 | 0 | 46067904.3947 | 81217904.6835 | 10000 | 7.4523 | 6181.7439 | 10898.4398 | 126.0232 | 222.1794
1 | 3900 | 707 | 0.04 | 15 | 15 | 7 | 1.3335e-11 | 5spot_SharedNeighbor | CO2 | Porous | Wet | R245fa | MinimizeLCOE_Brownfield | IgnoreSilica | 92.7876 | 18.1467 | 2.1809 | 4 | 5558.5565 | 9587.8766 | 113.3187 | 195.4618 | 116.3705 | 13.1224 | 92.2747 | 4943665.6147 | 0 | 3412905.0264 | 0 | 0 | 0 | 1894292.3206 | 3997836.5551 | 10401550.6472 | 7099272.0472 | 31749522.2113 | 961560.8286 | 15779296.4433 | 15779296.4433 | 12703572.8692 | 6667130.9763 | 0 | 48490379.4832 | 83640379.772 | 13335.2143 | 8.7236 | 5558.5565 | 9587.8766 | 113.3187 | 195.4618
1 | 3900 | 707 | 0.04 | 15 | 15 | 7 | 1.7783e-11 | 5spot_SharedNeighbor | CO2 | Porous | Wet | R245fa | MinimizeLCOE_Brownfield | IgnoreSilica | 103.2091 | 20.2934 | 2.4816 | 4 | 5084.8534 | 8625.9667 | 103.6616 | 175.852 | 115.7731 | 12.9139 | 93.9359 | 5299239.2634 | 0 | 3716266.2783 | 0 | 0 | 0 | 1875660.9246 | 4247554.9218 | 11051266.6133 | 7542716.5444 | 33732704.5458 | 961560.8286 | 15779296.4433 | 15779296.4433 | 12703572.8692 | 6667130.9763 | 0 | 50473561.8178 | 85623562.1066 | 17782.7941 | 9.9263 | 5084.8534 | 8625.9667 | 103.6616 | 175.852
1 | 3900 | 707 | 0.04 | 15 | 15 | 7 | 2.3714e-11 | 5spot_SharedNeighbor | CO2 | Porous | Wet | R245fa | MinimizeLCOE_Brownfield | IgnoreSilica | 112.2734 | 22.1724 | 2.7514 | 4 | 4726.1189 | 7919.9911 | 96.3483 | 161.4597 | 115.1504 | 12.7119 | 98.272 | 5589923.2017 | 0 | 3975153.2847 | 0 | 0 | 0 | 1823144.5499 | 4441406.2042 | 11555627.8856 | 7886953.4763 | 35272208.6026 | 961560.8286 | 15779296.4433 | 15779296.4433 | 12703572.8692 | 6667130.9763 | 0 | 52013065.8745 | 87163066.1633 | 23713.7371 | 11.0055 | 4726.1189 | 7919.9911 | 96.3483 | 161.4597
1 | 3900 | 707 | 0.04 | 15 | 15 | 7 | 3.1623e-11 | 5spot_SharedNeighbor | CO2 | Porous | Wet | R245fa | MinimizeLCOE_Brownfield | IgnoreSilica | 119.8593 | 23.7536 | 2.9832 | 4 | 4455.1359 | 7400.8247 | 90.824 | 150.8758 | 114.5568 | 12.528 | 89.4016 | 5820027.3329 | 0 | 4188607.7872 | 0 | 0 | 0 | 1750463.7825 | 4586048.572 | 11931957.6565 | 8143806.2778 | 36420911.409 | 961560.8286 | 15779296.4433 | 15779296.4433 | 12703572.8692 | 6667130.9763 | 0 | 53161768.6809 | 88311768.9697 | 31622.7766 | 11.9327 | 4455.1359 | 7400.8247 | 90.824 | 150.8758
1 | 3900 | 707 | 0.04 | 15 | 15 | 7 | 4.217e-11 | 5spot_SharedNeighbor | CO2 | Porous | Wet | R245fa | MinimizeLCOE_Brownfield | IgnoreSilica | 125.9929 | 25.0387 | 3.1752 | 4 | 4250.7493 | 7018.2825 | 86.6573 | 143.0772 | 114.0288 | 12.3694 | 109.6414 | 5997292.5073 | 0 | 4359223.0241 | 0 | 0 | 0 | 1669375.4782 | 4690097.4938 | 12202671.6075 | 8328574.1119 | 37247234.2228 | 961560.8286 | 15779296.4433 | 15779296.4433 | 12703572.8692 | 6667130.9763 | 0 | 53988091.4948 | 89138091.7836 | 42169.6503 | 12.7008 | 4250.7493 | 7018.2825 | 86.6573 | 143.0772
1 | 3900 | 707 | 0.04 | 15 | 15 | 7 | 5.6234e-11 | 5spot_SharedNeighbor | CO2 | Porous | Wet | R245fa | MinimizeLCOE_Brownfield | IgnoreSilica | 130.8682 | 26.0642 | 3.3305 | 4 | 4096.7257 | 6735.2043 | 83.5173 | 137.3062 | 113.5782 | 12.2371 | 97.0452 | 6132553.9345 | 0 | 4493653.1361 | 0 | 0 | 0 | 1589782.2012 | 4764235.816 | 12395564.3141 | 8460227.3478 | 37836016.7497 | 961560.8286 | 15779296.4433 | 15779296.4433 | 12703572.8692 | 6667130.9763 | 0 | 54576874.0216 | 89726874.3104 | 56234.1325 | 13.3221 | 4096.7257 | 6735.2043 | 83.5173 | 137.3062
1 | 3900 | 707 | 0.04 | 15 | 15 | 7 | 7.4989e-11 | 5spot_SharedNeighbor | CO2 | Porous | Wet | R245fa | MinimizeLCOE_Brownfield | IgnoreSilica | 134.6628 | 26.8654 | 3.4534 | 4 | 3980.7183 | 6525.304 | 81.1523 | 133.0271 | 113.2084 | 12.1301 | 118.3363 | 6234345.129 | 0 | 4597592.3045 | 0 | 0 | 0 | 1516863.8647 | 4816032.5063 | 12530328.6773 | 8552206.7948 | 38247369.2767 | 961560.8286 | 15779296.4433 | 15779296.4433 | 12703572.8692 | 6667130.9763 | 0 | 54988226.5486 | 90138226.8375 | 74989.4209 | 13.8136 | 3980.7183 | 6525.304 | 81.1523 | 133.0271
1 | 3900 | 707 | 0.04 | 15 | 15 | 7 | 1e-10 | 5spot_SharedNeighbor | CO2 | Porous | Wet | R245fa | MinimizeLCOE_Brownfield | IgnoreSilica | 137.5935 | 27.4858 | 3.5494 | 4 | 3893.3823 | 6369.1468 | 79.3719 | 129.8437 | 112.9113 | 12.0452 | 101.0549 | 6310854.1722 | 0 | 4677466.8011 | 0 | 0 | 0 | 1453657.6131 | 4852371.6487 | 12624875.6716 | 8616737.0611 | 38535962.9677 | 961560.8286 | 15779296.4433 | 15779296.4433 | 12703572.8692 | 6667130.9763 | 0 | 55276820.2397 | 90426820.5285 | 100000 | 14.1976 | 3893.3823 | 6369.1468 | 79.3719 | 129.8437
1 | 3900 | 707 | 0.04 | 15 | 15 | 7 | 1.3335e-10 | 5spot_SharedNeighbor | CO2 | Porous | Wet | R245fa | MinimizeLCOE_Brownfield | IgnoreSilica | 139.8445 | 27.9632 | 3.6237 | 4 | 3827.6601 | 6252.6786 | 78.032 | 127.4693 | 112.6762 | 11.9786 | 102.7039 | 6368361.1037 | 0 | 4738583.9296 | 0 | 0 | 0 | 1400929.3304 | 4878071.0018 | 12691740.1168 | 8662373.4189 | 38740058.9012 | 961560.8286 | 15779296.4433 | 15779296.4433 | 12703572.8692 | 6667130.9763 | 0 | 55480916.1732 | 90630916.462 | 133352.1432 | 14.4947 | 3827.6601 | 6252.6786 | 78.032 | 127.4693
1 | 3900 | 707 | 0.04 | 15 | 15 | 7 | 1.7783e-10 | 5spot_SharedNeighbor | CO2 | Porous | Wet | R245fa | MinimizeLCOE_Brownfield | IgnoreSilica | 141.5519 | 28.326 | 3.6805 | 4 | 3778.2253 | 6165.781 | 77.0242 | 125.6978 | 112.4939 | 11.9273 | 100.3942 | 6411247.8021 | 0 | 4784812.1893 | 0 | 0 | 0 | 1357905.588 | 4896046.576 | 12738508.8734 | 8694294.0563 | 38882815.085 | 961560.8286 | 15779296.4433 | 15779296.4433 | 12703572.8692 | 6667130.9763 | 0 | 55623672.3569 | 90773672.6457 | 177827.941 | 14.7222 | 3778.2253 | 6165.781 | 77.0242 | 125.6978
1 | 3900 | 707 | 0.04 | 15 | 15 | 7 | 2.3714e-10 | 5spot_SharedNeighbor | CO2 | Porous | Wet | R245fa | MinimizeLCOE_Brownfield | IgnoreSilica | 142.8406 | 28.6004 | 3.7238 | 4 | 3741.0587 | 6100.876 | 76.2665 | 124.3746 | 112.3539 | 11.888 | 114.6398 | 6443195.5795 | 0 | 4819630.5573 | 0 | 0 | 0 | 1323498.6188 | 4908666.6547 | 12771343.7296 | 8716704.5203 | 38983039.6602 | 961560.8286 | 15779296.4433 | 15779296.4433 | 12703572.8692 | 6667130.9763 | 0 | 55723896.9321 | 90873897.2209 | 237137.3706 | 14.8952 | 3741.0587 | 6100.876 | 76.2665 | 124.3746
1 | 3900 | 707 | 0.04 | 15 | 15 | 7 | 3.1623e-10 | 5spot_SharedNeighbor | CO2 | Porous | Wet | R245fa | MinimizeLCOE_Brownfield | IgnoreSilica | 143.8151 | 28.808 | 3.7566 | 4 | 3713.1283 | 6052.3138 | 75.6971 | 123.3846 | 112.2468 | 11.8581 | 106.089 | 6467110.0638 | 0 | 4845915.6539 | 0 | 0 | 0 | 1296477.1349 | 4917706.1125 | 12794862.5445 | 8732756.5947 | 39054828.1042 | 961560.8286 | 15779296.4433 | 15779296.4433 | 12703572.8692 | 6667130.9763 | 0 | 55795685.3761 | 90945685.6649 | 316227.766 | 15.0266 | 3713.1283 | 6052.3138 | 75.6971 | 123.3846
1 | 3900 | 707 | 0.04 | 15 | 15 | 7 | 4.217e-10 | 5spot_SharedNeighbor | CO2 | Porous | Wet | R245fa | MinimizeLCOE_Brownfield | IgnoreSilica | 144.5534 | 28.9654 | 3.7815 | 4 | 3692.1471 | 6015.9302 | 75.2694 | 122.6429 | 112.1648 | 11.8353 | 104.3414 | 6485090.0935 | 0 | 4865806.7569 | 0 | 0 | 0 | 1275542.588 | 4924311.381 | 12812048.0981 | 8744486.0882 | 39107285.0057 | 961560.8286 | 15779296.4433 | 15779296.4433 | 12703572.8692 | 6667130.9763 | 0 | 55848142.2776 | 90998142.5664 | 421696.5034 | 15.1262 | 3692.1471 | 6015.9302 | 75.2694 | 122.6429
1 | 3900 | 707 | 0.04 | 15 | 15 | 7 | 5.6234e-10 | 5spot_SharedNeighbor | CO2 | Porous | Wet | R245fa | MinimizeLCOE_Brownfield | IgnoreSilica | 145.1038 | 29.0829 | 3.8003 | 4 | 3676.3917 | 5988.7276 | 74.9482 | 122.0883 | 112.1033 | 11.8182 | 119.1012 | 6498416.8107 | 0 | 4880624.2347 | 0 | 0 | 0 | 1259337.2514 | 4928967.5358 | 12824162.4578 | 8752754.3876 | 39144262.678 | 961560.8286 | 15779296.4433 | 15779296.4433 | 12703572.8692 | 6667130.9763 | 0 | 55885119.95 | 91035120.2388 | 562341.3252 | 15.2011 | 3676.3917 | 5988.7276 | 74.9482 | 122.0883
1 | 3900 | 707 | 0.04 | 15 | 15 | 7 | 7.4989e-10 | 5spot_SharedNeighbor | CO2 | Porous | Wet | R245fa | MinimizeLCOE_Brownfield | IgnoreSilica | 145.5324 | 29.1742 | 3.8146 | 4 | 3664.5641 | 5968.2239 | 74.7071 | 121.6703 | 112.0551 | 11.8048 | 107.7131 | 6508749.3216 | 0 | 4892154.0061 | 0 | 0 | 0 | 1247162.3082 | 4932745.598 | 12833992.2007 | 8759463.3891 | 39174266.8237 | 961560.8286 | 15779296.4433 | 15779296.4433 | 12703572.8692 | 6667130.9763 | 0 | 55915124.0956 | 91065124.3844 | 749894.2093 | 15.2583 | 3664.5641 | 5968.2239 | 74.7071 | 121.6703
1 | 3900 | 707 | 0.04 | 15 | 15 | 7 | 1e-09 | 5spot_SharedNeighbor | CO2 | Porous | Wet | R245fa | MinimizeLCOE_Brownfield | IgnoreSilica | 145.8445 | 29.2409 | 3.8252 | 4 | 3655.6871 | 5952.944 | 74.5261 | 121.3588 | 112.0199 | 11.7951 | 93.7899 | 6516245.9743 | 0 | 4900545.2256 | 0 | 0 | 0 | 1237739.0221 | 4935266.7866 | 12840551.8162 | 8763940.4615 | 39194289.2863 | 961560.8286 | 15779296.4433 | 15779296.4433 | 12703572.8692 | 6667130.9763 | 0 | 55935146.5582 | 91085146.847 | 1000000 | 15.3009 | 3655.6871 | 5952.944 | 74.5261 | 121.3588
1 | 3900 | 707 | 0.04 | 15 | 15 | 7 | 1.3335e-09 | 5spot_SharedNeighbor | CO2 | Porous | Wet | R245fa | MinimizeLCOE_Brownfield | IgnoreSilica | 146.066 | 29.2885 | 3.833 | 4 | 3649.026 | 5941.5995 | 74.3903 | 121.1275 | 111.9948 | 11.7881 | 107.3288 | 6521551.7753 | 0 | 4906498.8321 | 0 | 0 | 0 | 1230398.278 | 4936795.0653 | 12844528.084 | 8766654.346 | 39206426.3807 | 961560.8286 | 15779296.4433 | 15779296.4433 | 12703572.8692 | 6667130.9763 | 0 | 55947283.6527 | 91097283.9415 | 1333521.4322 | 15.3321 | 3649.026 | 5941.5995 | 74.3903 | 121.1275
1 | 3900 | 707 | 0.04 | 15 | 15 | 7 | 1.7783e-09 | 5spot_SharedNeighbor | CO2 | Porous | Wet | R245fa | MinimizeLCOE_Brownfield | IgnoreSilica | 146.2512 | 29.3279 | 3.8392 | 4 | 3644.0283 | 5932.9373 | 74.2884 | 120.951 | 111.9738 | 11.7823 | 103.4336 | 6525982.8696 | 0 | 4911475.5761 | 0 | 0 | 0 | 1225132.0012 | 4938410.2743 | 12848730.5265 | 8769522.5993 | 39219253.8471 | 961560.8286 | 15779296.4433 | 15779296.4433 | 12703572.8692 | 6667130.9763 | 0 | 55960111.119 | 91110111.4078 | 1778279.41 | 15.3567 | 3644.0283 | 5932.9373 | 74.2884 | 120.951
1 | 3900 | 707 | 0.04 | 15 | 15 | 7 | 2.3714e-09 | 5spot_SharedNeighbor | CO2 | Porous | Wet | R245fa | MinimizeLCOE_Brownfield | IgnoreSilica | 146.3755 | 29.3546 | 3.8436 | 4 | 3640.2792 | 5926.5664 | 74.212 | 120.8211 | 111.9597 | 11.7784 | 107.4404 | 6528949.5379 | 0 | 4914814.0276 | 0 | 0 | 0 | 1220935.9797 | 4939232.8226 | 12850870.6285 | 8770983.2629 | 39225786.2592 | 961560.8286 | 15779296.4433 | 15779296.4433 | 12703572.8692 | 6667130.9763 | 0 | 55966643.5311 | 91116643.8199 | 2371373.7057 | 15.3743 | 3640.2792 | 5926.5664 | 74.212 | 120.8211
1 | 3900 | 707 | 0.04 | 15 | 15 | 7 | 3.1623e-09 | 5spot_SharedNeighbor | CO2 | Porous | Wet | R245fa | MinimizeLCOE_Brownfield | IgnoreSilica | 146.483 | 29.3774 | 3.8471 | 4 | 3637.467 | 5921.6719 | 74.1547 | 120.7213 | 111.9475 | 11.775 | 107.7369 | 6531513.5604 | 0 | 4917699.4715 | 0 | 0 | 0 | 1217986.5207 | 4940207.8255 | 12853407.386 | 8772714.652 | 39233529.4161 | 961560.8286 | 15779296.4433 | 15779296.4433 | 12703572.8692 | 6667130.9763 | 0 | 55974386.688 | 91124386.9768 | 3162277.6602 | 15.3883 | 3637.467 | 5921.6719 | 74.1547 | 120.7213
1 | 3900 | 707 | 0.04 | 15 | 15 | 7 | 4.217e-09 | 5spot_SharedNeighbor | CO2 | Porous | Wet | R245fa | MinimizeLCOE_Brownfield | IgnoreSilica | 146.5607 | 29.3939 | 3.8497 | 4 | 3635.3577 | 5918.0255 | 74.1117 | 120.647 | 111.9386 | 11.7726 | 103.2691 | 6533368.274 | 0 | 4919788.6666 | 0 | 0 | 0 | 1215724.3551 | 4940863.7053 | 12855113.8507 | 8773879.3493 | 39238738.2011 | 961560.8286 | 15779296.4433 | 15779296.4433 | 12703572.8692 | 6667130.9763 | 0 | 55979595.473 | 91129595.7618 | 4216965.0343 | 15.3986 | 3635.3577 | 5918.0255 | 74.1117 | 120.647
1 | 3900 | 707 | 0.04 | 15 | 15 | 7 | 5.6234e-09 | 5spot_SharedNeighbor | CO2 | Porous | Wet | R245fa | MinimizeLCOE_Brownfield | IgnoreSilica | 146.6191 | 29.4064 | 3.8516 | 4 | 3633.7756 | 5915.2916 | 74.0794 | 120.5912 | 111.932 | 11.7708 | 111.9063 | 6534758.4244 | 0 | 4921355.4174 | 0 | 0 | 0 | 1214023.0039 | 4941353.3698 | 12856387.8574 | 8774748.885 | 39242626.958 | 961560.8286 | 15779296.4433 | 15779296.4433 | 12703572.8692 | 6667130.9763 | 0 | 55983484.23 | 91133484.5188 | 5623413.2519 | 15.4064 | 3633.7756 | 5915.2916 | 74.0794 | 120.5912
1 | 3900 | 707 | 0.04 | 15 | 15 | 7 | 7.4989e-09 | 5spot_SharedNeighbor | CO2 | Porous | Wet | R245fa | MinimizeLCOE_Brownfield | IgnoreSilica | 146.6534 | 29.4138 | 3.8529 | 4 | 3632.5891 | 5913.3204 | 74.0552 | 120.551 | 111.9281 | 11.7697 | 101.8264 | 6535573.1277 | 0 | 4922275.5145 | 0 | 0 | 0 | 1212603.1678 | 4941476.2059 | 12856707.4516 | 8774967.0147 | 39243602.4822 | 961560.8286 | 15779296.4433 | 15779296.4433 | 12703572.8692 | 6667130.9763 | 0 | 55984459.7542 | 91134460.043 | 7498942.0933 | 15.4117 | 3632.5891 | 5913.3204 | 74.0552 | 120.551
1 | 3900 | 707 | 0.04 | 15 | 15 | 7 | 1e-08 | 5spot_SharedNeighbor | CO2 | Porous | Wet | R245fa | MinimizeLCOE_Brownfield | IgnoreSilica | 146.6922 | 29.422 | 3.8541 | 4 | 3631.6993 | 5911.7329 | 74.0371 | 120.5187 | 111.9237 | 11.7684 | 106.4106 | 6536500.0602 | 0 | 4923319.897 | 0 | 0 | 0 | 1211733.2437 | 4941905.7483 | 12857825.0329 | 8775729.7869 | 39247013.769 | 961560.8286 | 15779296.4433 | 15779296.4433 | 12703572.8692 | 6667130.9763 | 0 | 55987871.041 | 91137871.3298 | 10000000 | 15.4164 | 3631.6993 | 5911.7329 | 74.0371 | 120.5187
1 | 4000 | 707 | 0.04 | 15 | 15 | 7 | 1e-13 | 5spot_SharedNeighbor | CO2 | Porous | Wet | R245fa | MinimizeLCOE_Brownfield | IgnoreSilica | 1.5542 | 0.078942 | 0.0056616 | 4 | 825244.546 | 2421409.4967 | 16823.7263 | 49363.7078 | 79.6244 | 12.4997 | 169.2364 | 193677.5592 | 0 | 97754.3939 | 0 | 0 | 0 | 175417.2024 | 182071.1706 | 473711.8381 | 323318.0633 | 1445950.2275 | 961560.8286 | 16281397.4 | 16281397.4 | 13025169.1305 | 6840998.1979 | 0 | 18688908.4561 | 54836473.1844 | 100 | 0.022647 | 825244.546 | 2421409.4967 | 16823.7263 | 49363.7078
1 | 4000 | 707 | 0.04 | 15 | 15 | 7 | 1.3335e-13 | 5spot_SharedNeighbor | CO2 | Porous | Wet | R245fa | MinimizeLCOE_Brownfield | IgnoreSilica | 2.196 | 0.17167 | 0.012964 | 4 | 371226.5216 | 1068316.2468 | 7567.9548 | 21779.0717 | 88.223 | 13.0149 | 250.8766 | 272418.8001 | 0 | 146196.5892 | 0 | 0 | 0 | 229371.8515 | 252715.0239 | 657512.6533 | 448765.8964 | 2006980.8144 | 961560.8286 | 16281397.4 | 16281397.4 | 13025169.1305 | 6840998.1979 | 0 | 19249939.043 | 55397503.7713 | 133.3521 | 0.051855 | 371226.5216 | 1068316.2468 | 7567.9548 | 21779.0717
1 | 4000 | 707 | 0.04 | 15 | 15 | 7 | 1.7783e-13 | 5spot_SharedNeighbor | CO2 | Porous | Wet | R245fa | MinimizeLCOE_Brownfield | IgnoreSilica | 2.9936 | 0.30204 | 0.024048 | 4 | 206798.6666 | 582587.2421 | 4215.8705 | 11876.8289 | 95.1264 | 13.3783 | 48.8627 | 363919.4043 | 0 | 203548.6268 | 0 | 0 | 0 | 287889.6163 | 333589.4825 | 867931.4048 | 592381.018 | 2649259.5526 | 961560.8286 | 16281397.4 | 16281397.4 | 13025169.1305 | 6840998.1979 | 0 | 19892217.7811 | 56039782.5095 | 177.8279 | 0.096191 | 206798.6666 | 582587.2421 | 4215.8705 | 11876.8289
1 | 4000 | 707 | 0.04 | 15 | 15 | 7 | 2.3714e-13 | 5spot_SharedNeighbor | CO2 | Porous | Wet | R245fa | MinimizeLCOE_Brownfield | IgnoreSilica | 4.0117 | 0.48085 | 0.039986 | 4 | 129092.2554 | 355091.4078 | 2631.7202 | 7239.0186 | 100.7965 | 13.6468 | 59.1595 | 472271.5564 | 0 | 272930.0406 | 0 | 0 | 0 | 354087.462 | 428722.733 | 1115448.6082 | 761316.5953 | 3404776.9954 | 961560.8286 | 16281397.4 | 16281397.4 | 13025169.1305 | 6840998.1979 | 0 | 20647735.224 | 56795299.9523 | 237.1374 | 0.15995 | 129092.2554 | 355091.4078 | 2631.7202 | 7239.0186
1 | 4000 | 707 | 0.04 | 15 | 15 | 7 | 3.1623e-13 | 5spot_SharedNeighbor | CO2 | Porous | Wet | R245fa | MinimizeLCOE_Brownfield | IgnoreSilica | 5.3487 | 0.72543 | 0.062516 | 4 | 86104.9937 | 230657.7769 | 1755.3668 | 4702.2708 | 105.5132 | 13.8512 | 61.8028 | 603610.5088 | 0 | 348120.7373 | 0 | 0 | 0 | 433002.2904 | 540046.0792 | 1405089.1195 | 959002.1958 | 4288870.9311 | 961560.8286 | 16281397.4 | 16281397.4 | 13025169.1305 | 6840998.1979 | 0 | 21531829.1597 | 57679393.888 | 316.2278 | 0.25006 | 86104.9937 | 230657.7769 | 1755.3668 | 4702.2708
1 | 4000 | 707 | 0.04 | 15 | 15 | 7 | 4.217e-13 | 5spot_SharedNeighbor | CO2 | Porous | Wet | R245fa | MinimizeLCOE_Brownfield | IgnoreSilica | 7.0077 | 1.0397 | 0.093256 | 4 | 60368.38 | 157272.8862 | 1230.6911 | 3206.2205 | 109.1938 | 13.9992 | 60.8542 | 753898.5896 | 0 | 432107.6404 | 0 | 0 | 0 | 517376.4017 | 664319.2264 | 1728422.3564 | 1179683.7738 | 5275807.9882 | 961560.8286 | 16281397.4 | 16281397.4 | 13025169.1305 | 6840998.1979 | 0 | 22518766.2168 | 58666330.9451 | 421.6965 | 0.37302 | 60368.38 | 157272.8862 | 1230.6911 | 3206.2205
1 | 4000 | 707 | 0.04 | 15 | 15 | 7 | 5.6234e-13 | 5spot_SharedNeighbor | CO2 | Porous | Wet | R245fa | MinimizeLCOE_Brownfield | IgnoreSilica | 9.1271 | 1.4484 | 0.1345 | 4 | 44013.3211 | 111201.1508 | 897.2711 | 2266.9859 | 112.1487 | 14.1104 | 60.5682 | 931036.3218 | 0 | 533826.0994 | 0 | 0 | 0 | 613283.2393 | 810476.8076 | 2108694.4017 | 1439227.2585 | 6436544.1283 | 961560.8286 | 16281397.4 | 16281397.4 | 13025169.1305 | 6840998.1979 | 0 | 23679502.3569 | 59827067.0853 | 562.3413 | 0.53801 | 44013.3211 | 111201.1508 | 897.2711 | 2266.9859
1 | 4000 | 707 | 0.04 | 15 | 15 | 7 | 7.4989e-13 | 5spot_SharedNeighbor | CO2 | Porous | Wet | R245fa | MinimizeLCOE_Brownfield | IgnoreSilica | 11.7996 | 1.9708 | 0.18913 | 4 | 33079.0849 | 80860.3396 | 674.3619 | 1648.4474 | 114.4791 | 14.1918 | 61.0766 | 1137359.5631 | 0 | 655582.4024 | 0 | 0 | 0 | 719636.714 | 979905.685 | 2549513.5861 | 1740095.4098 | 7782093.3605 | 961560.8286 | 16281397.4 | 16281397.4 | 13025169.1305 | 6840998.1979 | 0 | 25025051.5891 | 61172616.3174 | 749.8942 | 0.75652 | 33079.0849 | 80860.3396 | 674.3619 | 1648.4474
1 | 4000 | 707 | 0.04 | 15 | 15 | 7 | 1e-12 | 5spot_SharedNeighbor | CO2 | Porous | Wet | R245fa | MinimizeLCOE_Brownfield | IgnoreSilica | 15.2024 | 2.6412 | 0.26107 | 4 | 25480.0362 | 60094.984 | 519.445 | 1225.1175 | 116.3248 | 14.2493 | 69.0403 | 1380377.8397 | 0 | 802899.4201 | 0 | 0 | 0 | 840445.4733 | 1179251.8659 | 3068171.4573 | 2094090.0642 | 9365236.1207 | 961560.8286 | 16281397.4 | 16281397.4 | 13025169.1305 | 6840998.1979 | 0 | 26608194.3493 | 62755759.0776 | 1000 | 1.0443 | 25480.0362 | 60094.984 | 519.445 | 1225.1175
1 | 4000 | 707 | 0.04 | 15 | 15 | 7 | 1.3335e-12 | 5spot_SharedNeighbor | CO2 | Porous | Wet | R245fa | MinimizeLCOE_Brownfield | IgnoreSilica | 19.4755 | 3.4889 | 0.35481 | 4 | 20041.3316 | 45511.3131 | 408.5697 | 927.8097 | 117.7572 | 14.2861 | 58.9008 | 1663135.943 | 0 | 978866.837 | 0 | 0 | 0 | 974151.0956 | 1410300.0115 | 3669311.3376 | 2504380.3847 | 11200145.6093 | 961560.8286 | 16281397.4 | 16281397.4 | 13025169.1305 | 6840998.1979 | 0 | 28443103.8379 | 64590668.5662 | 1333.5214 | 1.4192 | 20041.3316 | 45511.3131 | 408.5697 | 927.8097
1 | 4000 | 707 | 0.04 | 15 | 15 | 7 | 1.7783e-12 | 5spot_SharedNeighbor | CO2 | Porous | Wet | R245fa | MinimizeLCOE_Brownfield | IgnoreSilica | 24.8151 | 4.554 | 0.47587 | 4 | 16056.035 | 35046.217 | 327.324 | 714.4645 | 118.8512 | 14.3023 | 61.2765 | 1990974.3638 | 0 | 1188241.6924 | 0 | 0 | 0 | 1121205.4014 | 1677164.3684 | 4363637.653 | 2978272.3619 | 13319495.8409 | 961560.8286 | 16281397.4 | 16281397.4 | 13025169.1305 | 6840998.1979 | 0 | 30562454.0695 | 66710018.7978 | 1778.2794 | 1.9035 | 16056.035 | 35046.217 | 327.324 | 714.4645
1 | 4000 | 707 | 0.04 | 15 | 15 | 7 | 2.3714e-12 | 5spot_SharedNeighbor | CO2 | Porous | Wet | R245fa | MinimizeLCOE_Brownfield | IgnoreSilica | 31.4272 | 5.8794 | 0.63047 | 4 | 13081.6344 | 27415.3228 | 266.6868 | 558.8984 | 119.6595 | 14.296 | 49.4188 | 2368096.7374 | 0 | 1435411.9007 | 0 | 0 | 0 | 1280705.5995 | 1982843.5527 | 5158952.1869 | 3521090.8734 | 15747100.8505 | 961560.8286 | 16281397.4 | 16281397.4 | 13025169.1305 | 6840998.1979 | 0 | 32990059.0791 | 69137623.8074 | 2371.3737 | 2.5219 | 13081.6344 | 27415.3228 | 266.6868 | 558.8984
1 | 4000 | 707 | 0.04 | 15 | 15 | 7 | 3.1623e-12 | 5spot_SharedNeighbor | CO2 | Porous | Wet | R245fa | MinimizeLCOE_Brownfield | IgnoreSilica | 39.4413 | 7.4946 | 0.82424 | 4 | 10830.1307 | 21794.055 | 220.7869 | 444.3013 | 120.2128 | 14.2629 | 69.5984 | 2793141.2134 | 0 | 1721444.0745 | 0 | 0 | 0 | 1446662.1144 | 2324886.4869 | 6048877.739 | 4128483.3489 | 18463494.9771 | 961560.8286 | 16281397.4 | 16281397.4 | 13025169.1305 | 6840998.1979 | 0 | 35706453.2056 | 71854017.934 | 3162.2777 | 3.297 | 10830.1307 | 21794.055 | 220.7869 | 444.3013
1 | 4000 | 707 | 0.04 | 15 | 15 | 7 | 4.217e-12 | 5spot_SharedNeighbor | CO2 | Porous | Wet | R245fa | MinimizeLCOE_Brownfield | IgnoreSilica | 48.9413 | 9.4203 | 1.0615 | 4 | 9108.7812 | 17621.9364 | 185.6948 | 359.247 | 120.531 | 14.1969 | 83.8367 | 3262036.6477 | 0 | 2045843.5357 | 0 | 0 | 0 | 1612342.2192 | 2698886.737 | 7021949.6719 | 4792624.9377 | 21433683.7493 | 961560.8286 | 16281397.4 | 16281397.4 | 13025169.1305 | 6840998.1979 | 0 | 38676641.9779 | 74824206.7062 | 4216.965 | 4.2461 | 9108.7812 | 17621.9364 | 185.6948 | 359.247
1 | 4000 | 707 | 0.04 | 15 | 15 | 7 | 5.6234e-12 | 5spot_SharedNeighbor | CO2 | Porous | Wet | R245fa | MinimizeLCOE_Brownfield | IgnoreSilica | 59.7675 | 11.6295 | 1.3417 | 4 | 7785.7401 | 14521.034 | 158.7228 | 296.0309 | 120.6162 | 14.0916 | 68.8662 | 3759469.5539 | 0 | 2400515.2982 | 0 | 0 | 0 | 1763884.5095 | 3090309.051 | 8040350.2412 | 5487704.2523 | 24542232.9062 | 961560.8286 | 16281397.4 | 16281397.4 | 13025169.1305 | 6840998.1979 | 0 | 41785191.1348 | 77932755.8631 | 5623.4133 | 5.3669 | 7785.7401 | 14521.034 | 158.7228 | 296.0309
1 | 4000 | 707 | 0.04 | 15 | 15 | 7 | 7.4989e-12 | 5spot_SharedNeighbor | CO2 | Porous | Wet | R245fa | MinimizeLCOE_Brownfield | IgnoreSilica | 71.4628 | 14.0338 | 1.6566 | 4 | 6768.2847 | 12223.4818 | 137.9806 | 249.1922 | 120.4697 | 13.9446 | 85.2353 | 4259760.1967 | 0 | 2769468.2284 | 0 | 0 | 0 | 1883657.9016 | 3476025.6674 | 9043905.7557 | 6172651.5119 | 27605469.2618 | 961560.8286 | 16281397.4 | 16281397.4 | 13025169.1305 | 6840998.1979 | 0 | 44848427.4904 | 80995992.2187 | 7498.9421 | 6.6263 | 6768.2847 | 12223.4818 | 137.9806 | 249.1922
1 | 4000 | 707 | 0.04 | 15 | 15 | 7 | 1e-11 | 5spot_SharedNeighbor | CO2 | Porous | Wet | R245fa | MinimizeLCOE_Brownfield | IgnoreSilica | 83.4138 | 16.509 | 1.9909 | 4 | 5988.2203 | 10527.3991 | 122.078 | 214.6153 | 120.1109 | 13.7596 | 88.1247 | 4735886.5687 | 0 | 3134170.7262 | 0 | 0 | 0 | 1959292.3878 | 3833446.3763 | 9973841.1231 | 6807351.5084 | 30443988.6905 | 961560.8286 | 16281397.4 | 16281397.4 | 13025169.1305 | 6840998.1979 | 0 | 47686946.9191 | 83834511.6474 | 10000 | 7.9635 | 5988.2203 | 10527.3991 | 122.078 | 214.6153
1 | 4000 | 707 | 0.04 | 15 | 15 | 7 | 1.3335e-11 | 5spot_SharedNeighbor | CO2 | Porous | Wet | R245fa | MinimizeLCOE_Brownfield | IgnoreSilica | 94.905 | 18.9064 | 2.3245 | 4 | 5392.9487 | 9280.5467 | 109.9426 | 189.1965 | 119.589 | 13.5491 | 89.4436 | 5162848.5549 | 0 | 3475070.3226 | 0 | 0 | 0 | 1984918.2102 | 4142906.4642 | 10778992.7928 | 7356884.0673 | 32901620.4119 | 961560.8286 | 16281397.4 | 16281397.4 | 13025169.1305 | 6840998.1979 | 0 | 50144578.6405 | 86292143.3688 | 13335.2143 | 9.2982 | 5392.9487 | 9280.5467 | 109.9426 | 189.1965
1 | 4000 | 707 | 0.04 | 15 | 15 | 7 | 1.7783e-11 | 5spot_SharedNeighbor | CO2 | Porous | Wet | R245fa | MinimizeLCOE_Brownfield | IgnoreSilica | 105.3233 | 21.0955 | 2.6381 | 4 | 4940.7821 | 8366.2925 | 100.7245 | 170.5582 | 118.9763 | 13.3309 | 102.8558 | 5525026.3595 | 0 | 3777042.4887 | 0 | 0 | 0 | 1964187.1187 | 4393839.8271 | 11431869.9296 | 7802486.1284 | 34894451.8519 | 961560.8286 | 16281397.4 | 16281397.4 | 13025169.1305 | 6840998.1979 | 0 | 52137410.0805 | 88284974.8088 | 17782.7941 | 10.5525 | 4940.7821 | 8366.2925 | 100.7245 | 170.5582
1 | 4000 | 707 | 0.04 | 15 | 15 | 7 | 2.3714e-11 | 5spot_SharedNeighbor | CO2 | Porous | Wet | R245fa | MinimizeLCOE_Brownfield | IgnoreSilica | 114.3487 | 23.0041 | 2.9182 | 4 | 4598.5626 | 7695.3234 | 93.7479 | 156.8796 | 118.3423 | 13.1208 | 101.6253 | 5820069.682 | 0 | 4033826.9232 | 0 | 0 | 0 | 1909650.6921 | 4587783.446 | 11936471.4426 | 8146887.0296 | 36434689.2155 | 961560.8286 | 16281397.4 | 16281397.4 | 13025169.1305 | 6840998.1979 | 0 | 53677647.4441 | 89825212.1724 | 23713.7371 | 11.6727 | 4598.5626 | 7695.3234 | 93.7479 | 156.8796
1 | 4000 | 707 | 0.04 | 15 | 15 | 7 | 3.1623e-11 | 5spot_SharedNeighbor | CO2 | Porous | Wet | R245fa | MinimizeLCOE_Brownfield | IgnoreSilica | 121.8472 | 24.5992 | 3.1574 | 4 | 4340.1866 | 7202.2804 | 88.4806 | 146.8282 | 117.744 | 12.9313 | 88.2485 | 6052083.5437 | 0 | 4244092.7749 | 0 | 0 | 0 | 1834753.7936 | 4731062.7438 | 12309254.7849 | 8401319.3206 | 37572566.9616 | 961560.8286 | 16281397.4 | 16281397.4 | 13025169.1305 | 6840998.1979 | 0 | 54815525.1902 | 90963089.9185 | 31622.7766 | 12.6298 | 4340.1866 | 7202.2804 | 88.4806 | 146.8282
1 | 4000 | 707 | 0.04 | 15 | 15 | 7 | 4.217e-11 | 5spot_SharedNeighbor | CO2 | Porous | Wet | R245fa | MinimizeLCOE_Brownfield | IgnoreSilica | 127.9297 | 25.8993 | 3.3556 | 4 | 4145.3959 | 6838.5117 | 84.5095 | 139.4123 | 117.2111 | 12.7677 | 99.6767 | 6231519.4726 | 0 | 4412750.9683 | 0 | 0 | 0 | 1752975.8454 | 4834926.0517 | 12579485.8067 | 8585757.5457 | 38397415.6904 | 961560.8286 | 16281397.4 | 16281397.4 | 13025169.1305 | 6840998.1979 | 0 | 55640373.919 | 91787938.6473 | 42169.6503 | 13.4222 | 4145.3959 | 6838.5117 | 84.5095 | 139.4123
1 | 4000 | 707 | 0.04 | 15 | 15 | 7 | 5.6234e-11 | 5spot_SharedNeighbor | CO2 | Porous | Wet | R245fa | MinimizeLCOE_Brownfield | IgnoreSilica | 132.746 | 26.933 | 3.5153 | 4 | 3998.6639 | 6569.4241 | 81.5182 | 133.9266 | 116.7587 | 12.6319 | 117.4158 | 6367994.1016 | 0 | 4545163.1555 | 0 | 0 | 0 | 1672967.5516 | 4908588.6754 | 12771140.8433 | 8716566.0463 | 38982420.3736 | 961560.8286 | 16281397.4 | 16281397.4 | 13025169.1305 | 6840998.1979 | 0 | 56225378.6022 | 92372943.3305 | 56234.1325 | 14.061 | 3998.6639 | 6569.4241 | 81.5182 | 133.9266
1 | 4000 | 707 | 0.04 | 15 | 15 | 7 | 7.4989e-11 | 5spot_SharedNeighbor | CO2 | Porous | Wet | R245fa | MinimizeLCOE_Brownfield | IgnoreSilica | 136.4876 | 27.7391 | 3.6414 | 4 | 3888.1909 | 6369.9109 | 79.266 | 129.8593 | 116.3885 | 12.5224 | 111.1071 | 6470561.2905 | 0 | 4647365.5126 | 0 | 0 | 0 | 1599985.2545 | 4959985.7025 | 12904865.3649 | 8807835.78 | 39390598.9049 | 961560.8286 | 16281397.4 | 16281397.4 | 13025169.1305 | 6840998.1979 | 0 | 56633557.1335 | 92781121.8618 | 74989.4209 | 14.5655 | 3888.1909 | 6369.9109 | 79.266 | 129.8593
1 | 4000 | 707 | 0.04 | 15 | 15 | 7 | 1e-10 | 5spot_SharedNeighbor | CO2 | Porous | Wet | R245fa | MinimizeLCOE_Brownfield | IgnoreSilica | 139.377 | 28.3632 | 3.7398 | 4 | 3805.0516 | 6221.4569 | 77.5711 | 126.8328 | 116.0913 | 12.4355 | 111.7957 | 6547683.2146 | 0 | 4725906.6526 | 0 | 0 | 0 | 1537014.2118 | 4996135.5908 | 12998919.959 | 8872029.9731 | 39677689.6019 | 961560.8286 | 16281397.4 | 16281397.4 | 13025169.1305 | 6840998.1979 | 0 | 56920647.8305 | 93068212.5588 | 100000 | 14.9592 | 3805.0516 | 6221.4569 | 77.5711 | 126.8328
1 | 4000 | 707 | 0.04 | 15 | 15 | 7 | 1.3335e-10 | 5spot_SharedNeighbor | CO2 | Porous | Wet | R245fa | MinimizeLCOE_Brownfield | IgnoreSilica | 141.5862 | 28.8415 | 3.8158 | 4 | 3742.5087 | 6110.8138 | 76.2961 | 124.5772 | 115.8574 | 12.3678 | 105.8439 | 6605413.9569 | 0 | 4785738.7807 | 0 | 0 | 0 | 1484495.2972 | 5021502.7335 | 13064920.0608 | 8917076.3988 | 39879147.2279 | 961560.8286 | 16281397.4 | 16281397.4 | 13025169.1305 | 6840998.1979 | 0 | 57122105.4565 | 93269670.1848 | 133352.1432 | 15.2631 | 3742.5087 | 6110.8138 | 76.2961 | 124.5772
1 | 4000 | 707 | 0.04 | 15 | 15 | 7 | 1.7783e-10 | 5spot_SharedNeighbor | CO2 | Porous | Wet | R245fa | MinimizeLCOE_Brownfield | IgnoreSilica | 143.2692 | 29.2064 | 3.874 | 4 | 3695.4796 | 6028.1915 | 75.3374 | 122.8928 | 115.6752 | 12.3153 | 103.4638 | 6648672.669 | 0 | 4831196.5809 | 0 | 0 | 0 | 1441892.8341 | 5039487.2128 | 13111711.9867 | 8949012.8496 | 40021974.1331 | 961560.8286 | 16281397.4 | 16281397.4 | 13025169.1305 | 6840998.1979 | 0 | 57264932.3617 | 93412497.09 | 177827.941 | 15.4959 | 3695.4796 | 6028.1915 | 75.3374 | 122.8928
1 | 4000 | 707 | 0.04 | 15 | 15 | 7 | 2.3714e-10 | 5spot_SharedNeighbor | CO2 | Porous | Wet | R245fa | MinimizeLCOE_Brownfield | IgnoreSilica | 144.5339 | 29.4812 | 3.9182 | 4 | 3660.1312 | 5966.5284 | 74.6167 | 121.6358 | 115.536 | 12.2754 | 103.649 | 6680761.2425 | 0 | 4865283.0362 | 0 | 0 | 0 | 1407796.3298 | 5051997.8373 | 13144262.0654 | 8971228.9472 | 40121329.4584 | 961560.8286 | 16281397.4 | 16281397.4 | 13025169.1305 | 6840998.1979 | 0 | 57364287.687 | 93511852.4153 | 237137.3706 | 15.6727 | 3660.1312 | 5966.5284 | 74.6167 | 121.6358
1 | 4000 | 707 | 0.04 | 15 | 15 | 7 | 3.1623e-10 | 5spot_SharedNeighbor | CO2 | Porous | Wet | R245fa | MinimizeLCOE_Brownfield | IgnoreSilica | 145.4935 | 29.6899 | 3.9518 | 4 | 3633.5731 | 5920.3629 | 74.0753 | 120.6946 | 115.4292 | 12.2449 | 106.425 | 6704872.2832 | 0 | 4891107.964 | 0 | 0 | 0 | 1381120.5409 | 5061069.3073 | 13167864.1697 | 8987337.8683 | 40193372.1334 | 961560.8286 | 16281397.4 | 16281397.4 | 13025169.1305 | 6840998.1979 | 0 | 57436330.362 | 93583895.0903 | 316227.766 | 15.8071 | 3633.5731 | 5920.3629 | 74.0753 | 120.6946
1 | 4000 | 707 | 0.04 | 15 | 15 | 7 | 4.217e-10 | 5spot_SharedNeighbor | CO2 | Porous | Wet | R245fa | MinimizeLCOE_Brownfield | IgnoreSilica | 146.2272 | 29.8493 | 3.9773 | 4 | 3613.6265 | 5885.7211 | 73.6687 | 119.9884 | 115.3467 | 12.2214 | 101.061 | 6723167.9623 | 0 | 4910828.6707 | 0 | 0 | 0 | 1360585.797 | 5067887.1477 | 13185602.7917 | 8999444.8424 | 40247517.2116 | 961560.8286 | 16281397.4 | 16281397.4 | 13025169.1305 | 6840998.1979 | 0 | 57490475.4402 | 93638040.1685 | 421696.5034 | 15.9094 | 3613.6265 | 5885.7211 | 73.6687 | 119.9884
1 | 4000 | 707 | 0.04 | 15 | 15 | 7 | 5.6234e-10 | 5spot_SharedNeighbor | CO2 | Porous | Wet | R245fa | MinimizeLCOE_Brownfield | IgnoreSilica | 146.7628 | 29.9661 | 3.9964 | 4 | 3598.6504 | 5859.9157 | 73.3634 | 119.4623 | 115.286 | 12.2042 | 116.7449 | 6736446.8314 | 0 | 4925214.327 | 0 | 0 | 0 | 1344518.7893 | 5072410.1796 | 13197370.793 | 9007476.7451 | 40283437.6654 | 961560.8286 | 16281397.4 | 16281397.4 | 13025169.1305 | 6840998.1979 | 0 | 57526395.894 | 93673960.6224 | 562341.3252 | 15.9855 | 3598.6504 | 5859.9157 | 73.3634 | 119.4623
1 | 4000 | 707 | 0.04 | 15 | 15 | 7 | 7.4989e-10 | 5spot_SharedNeighbor | CO2 | Porous | Wet | R245fa | MinimizeLCOE_Brownfield | IgnoreSilica | 147.1797 | 30.0568 | 4.0109 | 4 | 3587.409 | 5840.4675 | 73.1342 | 119.0658 | 115.2386 | 12.1907 | 117.3308 | 6746740.0564 | 0 | 4936404.3259 | 0 | 0 | 0 | 1332459.4343 | 5076085.4885 | 13206933.1927 | 9014003.2793 | 40312625.777 | 961560.8286 | 16281397.4 | 16281397.4 | 13025169.1305 | 6840998.1979 | 0 | 57555584.0056 | 93703148.7339 | 749894.2093 | 16.0438 | 3587.409 | 5840.4675 | 73.1342 | 119.0658
1 | 4000 | 707 | 0.04 | 15 | 15 | 7 | 1e-09 | 5spot_SharedNeighbor | CO2 | Porous | Wet | R245fa | MinimizeLCOE_Brownfield | IgnoreSilica | 147.4887 | 30.1241 | 4.0218 | 4 | 3578.9729 | 5825.9296 | 72.9622 | 118.7695 | 115.2033 | 12.1807 | 97.6186 | 6754342.0794 | 0 | 4944692.7751 | 0 | 0 | 0 | 1323214.1178 | 5078677.0992 | 13213676.0321 | 9018605.4058 | 40333207.5093 | 961560.8286 | 16281397.4 | 16281397.4 | 13025169.1305 | 6840998.1979 | 0 | 57576165.7379 | 93723730.4663 | 1000000 | 16.0873 | 3578.9729 | 5825.9296 | 72.9622 | 118.7695
1 | 4000 | 707 | 0.04 | 15 | 15 | 7 | 1.3335e-09 | 5spot_SharedNeighbor | CO2 | Porous | Wet | R245fa | MinimizeLCOE_Brownfield | IgnoreSilica | 147.723 | 30.1751 | 4.0301 | 4 | 3572.6431 | 5815.0155 | 72.8332 | 118.547 | 115.1765 | 12.1731 | 102.9024 | 6760093.0043 | 0 | 4950975.9625 | 0 | 0 | 0 | 1316239.5646 | 5080650.3272 | 13218809.9668 | 9022109.4217 | 40348878.247 | 961560.8286 | 16281397.4 | 16281397.4 | 13025169.1305 | 6840998.1979 | 0 | 57591836.4756 | 93739401.2039 | 1333521.4322 | 16.1202 | 3572.6431 | 5815.0155 | 72.8332 | 118.547
1 | 4000 | 707 | 0.04 | 15 | 15 | 7 | 1.7783e-09 | 5spot_SharedNeighbor | CO2 | Porous | Wet | R245fa | MinimizeLCOE_Brownfield | IgnoreSilica | 147.8862 | 30.2109 | 4.0361 | 4 | 3567.8943 | 5806.937 | 72.7364 | 118.3823 | 115.1577 | 12.1678 | 96.905 | 6764088.6888 | 0 | 4955350.4285 | 0 | 0 | 0 | 1310768.9017 | 5081781.1274 | 13221752.0768 | 9024117.4723 | 40357858.6955 | 961560.8286 | 16281397.4 | 16281397.4 | 13025169.1305 | 6840998.1979 | 0 | 57600816.9241 | 93748381.6524 | 1778279.41 | 16.1442 | 3567.8943 | 5806.937 | 72.7364 | 118.3823
1 | 4000 | 707 | 0.04 | 15 | 15 | 7 | 2.3714e-09 | 5spot_SharedNeighbor | CO2 | Porous | Wet | R245fa | MinimizeLCOE_Brownfield | IgnoreSilica | 148.0151 | 30.239 | 4.0406 | 4 | 3564.332 | 5800.8287 | 72.6637 | 118.2577 | 115.1429 | 12.1636 | 101.6381 | 6767242.0809 | 0 | 4958805.5742 | 0 | 0 | 0 | 1306741.6845 | 5082787.8424 | 13224371.3429 | 9025905.1752 | 40365853.7 | 961560.8286 | 16281397.4 | 16281397.4 | 13025169.1305 | 6840998.1979 | 0 | 57608811.9286 | 93756376.6569 | 2371373.7057 | 16.1626 | 3564.332 | 5800.8287 | 72.6637 | 118.2577
1 | 4000 | 707 | 0.04 | 15 | 15 | 7 | 3.1623e-09 | 5spot_SharedNeighbor | CO2 | Porous | Wet | R245fa | MinimizeLCOE_Brownfield | IgnoreSilica | 148.1077 | 30.2593 | 4.044 | 4 | 3561.66 | 5796.2822 | 72.6093 | 118.1651 | 115.1322 | 12.1606 | 99.2395 | 6769504.6287 | 0 | 4961287.5173 | 0 | 0 | 0 | 1303644.4401 | 5083430.2686 | 13226042.8039 | 9027045.9817 | 40370955.6403 | 961560.8286 | 16281397.4 | 16281397.4 | 13025169.1305 | 6840998.1979 | 0 | 57613913.8689 | 93761478.5972 | 3162277.6602 | 16.1761 | 3561.66 | 5796.2822 | 72.6093 | 118.1651
1 | 4000 | 707 | 0.04 | 15 | 15 | 7 | 4.217e-09 | 5spot_SharedNeighbor | CO2 | Porous | Wet | R245fa | MinimizeLCOE_Brownfield | IgnoreSilica | 148.1808 | 30.2753 | 4.0466 | 4 | 3559.6558 | 5792.8438 | 72.5684 | 118.095 | 115.1238 | 12.1582 | 95.1772 | 6771291.275 | 0 | 4963248.033 | 0 | 0 | 0 | 1301370.6944 | 5084004.9009 | 13227537.8795 | 9028066.4015 | 40375519.1843 | 961560.8286 | 16281397.4 | 16281397.4 | 13025169.1305 | 6840998.1979 | 0 | 57618477.4129 | 93766042.1412 | 4216965.0343 | 16.1865 | 3559.6558 | 5792.8438 | 72.5684 | 118.095
1 | 4000 | 707 | 0.04 | 15 | 15 | 7 | 5.6234e-09 | 5spot_SharedNeighbor | CO2 | Porous | Wet | R245fa | MinimizeLCOE_Brownfield | IgnoreSilica | 148.2392 | 30.288 | 4.0486 | 4 | 3558.1528 | 5790.238 | 72.5378 | 118.0418 | 115.1171 | 12.1563 | 101.7072 | 6772715.7448 | 0 | 4964811.3435 | 0 | 0 | 0 | 1299714.3372 | 5084524.1559 | 13228888.8745 | 9028988.4833 | 40379642.9392 | 961560.8286 | 16281397.4 | 16281397.4 | 13025169.1305 | 6840998.1979 | 0 | 57622601.1678 | 93770165.8961 | 5623413.2519 | 16.1945 | 3558.1528 | 5790.238 | 72.5378 | 118.0418
1 | 4000 | 707 | 0.04 | 15 | 15 | 7 | 7.4989e-09 | 5spot_SharedNeighbor | CO2 | Porous | Wet | R245fa | MinimizeLCOE_Brownfield | IgnoreSilica | 148.2929 | 30.2994 | 4.0503 | 4 | 3557.0255 | 5788.2045 | 72.5148 | 118.0004 | 115.1109 | 12.1546 | 95.9444 | 6774027.957 | 0 | 4966250.4729 | 0 | 0 | 0 | 1298622.3977 | 5085171.3228 | 13230572.6697 | 9030137.7082 | 40384782.5282 | 961560.8286 | 16281397.4 | 16281397.4 | 13025169.1305 | 6840998.1979 | 0 | 57627740.7568 | 93775305.4851 | 7498942.0933 | 16.2011 | 3557.0255 | 5788.2045 | 72.5148 | 118.0004
1 | 4000 | 707 | 0.04 | 15 | 15 | 7 | 1e-08 | 5spot_SharedNeighbor | CO2 | Porous | Wet | R245fa | MinimizeLCOE_Brownfield | IgnoreSilica | 148.3124 | 30.3039 | 4.0512 | 4 | 3556.1801 | 5786.8464 | 72.4975 | 117.9727 | 115.1086 | 12.154 | 98.228 | 6774500.3877 | 0 | 4966771.5113 | 0 | 0 | 0 | 1297482.3164 | 5085114.144 | 13230423.9023 | 9030036.1713 | 40384328.433 | 961560.8286 | 16281397.4 | 16281397.4 | 13025169.1305 | 6840998.1979 | 0 | 57627286.6616 | 93774851.3899 | 10000000 | 16.2048 | 3556.1801 | 5786.8464 | 72.4975 | 117.9727
1 | 4100 | 707 | 0.04 | 15 | 15 | 7 | 1e-13 | 5spot_SharedNeighbor | CO2 | Porous | Wet | R245fa | MinimizeLCOE_Brownfield | IgnoreSilica | 1.6125 | 0.083284 | 0.0060729 | 4 | 793453.7036 | 2323161.6888 | 16175.627 | 47360.7933 | 81.5088 | 12.9445 | 175.2652 | 204158.1107 | 0 | 102084.3956 | 0 | 0 | 0 | 185567.6485 | 191805.9604 | 499039.764 | 340604.8932 | 1523260.7724 | 961560.8286 | 16789358.4475 | 16789358.4475 | 13352332.4781 | 7017209.4558 | 0 | 19274180.0485 | 56433080.4298 | 100 | 0.024291 | 793453.7036 | 2323161.6888 | 16175.627 | 47360.7933
1 | 4100 | 707 | 0.04 | 15 | 15 | 7 | 1.3335e-13 | 5spot_SharedNeighbor | CO2 | Porous | Wet | R245fa | MinimizeLCOE_Brownfield | IgnoreSilica | 2.2738 | 0.18036 | 0.013948 | 4 | 355973.5217 | 1022018.8573 | 7257.0017 | 20835.2368 | 90.3616 | 13.4689 | 258.2759 | 286642.6665 | 0 | 152240.8547 | 0 | 0 | 0 | 242031.6683 | 265556.9239 | 690924.6428 | 471570.2658 | 2108967.022 | 961560.8286 | 16789358.4475 | 16789358.4475 | 13352332.4781 | 7017209.4558 | 0 | 19859886.2981 | 57018786.6794 | 133.3521 | 0.05579 | 355973.5217 | 1022018.8573 | 7257.0017 | 20835.2368
1 | 4100 | 707 | 0.04 | 15 | 15 | 7 | 1.7783e-13 | 5spot_SharedNeighbor | CO2 | Porous | Wet | R245fa | MinimizeLCOE_Brownfield | IgnoreSilica | 3.1102 | 0.31885 | 0.025917 | 4 | 198178.9422 | 556619.7916 | 4040.1458 | 11347.4473 | 97.59 | 13.8449 | 48.6292 | 384214.5053 | 0 | 212678.2074 | 0 | 0 | 0 | 305172.71 | 351805.5148 | 915325.7844 | 624728.6559 | 2793925.3778 | 961560.8286 | 16789358.4475 | 16789358.4475 | 13352332.4781 | 7017209.4558 | 0 | 20544844.6539 | 57703745.0353 | 177.8279 | 0.10367 | 198178.9422 | 556619.7916 | 4040.1458 | 11347.4473
1 | 4100 | 707 | 0.04 | 15 | 15 | 7 | 2.3714e-13 | 5spot_SharedNeighbor | CO2 | Porous | Wet | R245fa | MinimizeLCOE_Brownfield | IgnoreSilica | 4.1554 | 0.50588 | 0.043101 | 4 | 123718.3718 | 339250.6773 | 2522.1663 | 6916.0839 | 103.3995 | 14.1165 | 65.0332 | 497330.9004 | 0 | 284245.5506 | 0 | 0 | 0 | 373891.4685 | 450632.4886 | 1172453.298 | 800223.4674 | 3578777.1737 | 961560.8286 | 16789358.4475 | 16789358.4475 | 13352332.4781 | 7017209.4558 | 0 | 21329696.4498 | 58488596.8311 | 237.1374 | 0.17241 | 123718.3718 | 339250.6773 | 2522.1663 | 6916.0839
1 | 4100 | 707 | 0.04 | 15 | 15 | 7 | 3.1623e-13 | 5spot_SharedNeighbor | CO2 | Porous | Wet | R245fa | MinimizeLCOE_Brownfield | IgnoreSilica | 5.5534 | 0.76553 | 0.067548 | 4 | 82370.0311 | 219897.5187 | 1679.2245 | 4482.9084 | 108.3224 | 14.3272 | 59.1468 | 637005.9527 | 0 | 358737.2788 | 0 | 0 | 0 | 458722.1509 | 567241.4991 | 1475846.0235 | 1007295.2366 | 4504848.1416 | 961560.8286 | 16789358.4475 | 16789358.4475 | 13352332.4781 | 7017209.4558 | 0 | 22255767.4177 | 59414667.7991 | 316.2278 | 0.27019 | 82370.0311 | 219897.5187 | 1679.2245 | 4482.9084
1 | 4100 | 707 | 0.04 | 15 | 15 | 7 | 4.217e-13 | 5spot_SharedNeighbor | CO2 | Porous | Wet | R245fa | MinimizeLCOE_Brownfield | IgnoreSilica | 7.2707 | 1.0966 | 0.10072 | 4 | 57802.8172 | 150032.525 | 1178.3886 | 3058.616 | 112.1192 | 14.4779 | 65.914 | 795175.6817 | 0 | 445033.9524 | 0 | 0 | 0 | 547682.2198 | 697277.823 | 1814173.8641 | 1238210.9398 | 5537554.4807 | 961560.8286 | 16789358.4475 | 16789358.4475 | 13352332.4781 | 7017209.4558 | 0 | 23288473.7568 | 60447374.1381 | 421.6965 | 0.4029 | 57802.8172 | 150032.525 | 1178.3886 | 3058.616
1 | 4100 | 707 | 0.04 | 15 | 15 | 7 | 5.6234e-13 | 5spot_SharedNeighbor | CO2 | Porous | Wet | R245fa | MinimizeLCOE_Brownfield | IgnoreSilica | 9.4561 | 1.5258 | 0.14517 | 4 | 42187.9066 | 106181.4088 | 860.0575 | 2164.6516 | 115.1601 | 14.5907 | 61.9544 | 980900.0707 | 0 | 549162.6898 | 0 | 0 | 0 | 648059.2598 | 849467.5879 | 2210140.4139 | 1508466.2464 | 6746196.2685 | 961560.8286 | 16789358.4475 | 16789358.4475 | 13352332.4781 | 7017209.4558 | 0 | 24497115.5445 | 61656015.9259 | 562.3413 | 0.58067 | 42187.9066 | 106181.4088 | 860.0575 | 2164.6516
1 | 4100 | 707 | 0.04 | 15 | 15 | 7 | 7.4989e-13 | 5spot_SharedNeighbor | CO2 | Porous | Wet | R245fa | MinimizeLCOE_Brownfield | IgnoreSilica | 12.2212 | 2.076 | 0.20404 | 4 | 31740.2139 | 77269.9455 | 647.0672 | 1575.2524 | 117.5694 | 14.6735 | 60.788 | 1198027.9456 | 0 | 674253.3824 | 0 | 0 | 0 | 760284.4531 | 1026700.6546 | 2671264.4981 | 1823192.9089 | 8153723.8427 | 961560.8286 | 16789358.4475 | 16789358.4475 | 13352332.4781 | 7017209.4558 | 0 | 25904643.1188 | 63063543.5001 | 749.8942 | 0.81615 | 31740.2139 | 77269.9455 | 647.0672 | 1575.2524
1 | 4100 | 707 | 0.04 | 15 | 15 | 7 | 1e-12 | 5spot_SharedNeighbor | CO2 | Porous | Wet | R245fa | MinimizeLCOE_Brownfield | IgnoreSilica | 15.7313 | 2.7802 | 0.28146 | 4 | 24474.8961 | 57480.4761 | 498.9539 | 1171.8173 | 119.4742 | 14.7321 | 73.3037 | 1453077.3153 | 0 | 825172.7862 | 0 | 0 | 0 | 887077.4852 | 1234477.7588 | 3211857.9023 | 2192159.0154 | 9803822.2633 | 961560.8286 | 16789358.4475 | 16789358.4475 | 13352332.4781 | 7017209.4558 | 0 | 27554741.5393 | 64713641.9207 | 1000 | 1.1258 | 24474.8961 | 57480.4761 | 498.9539 | 1171.8173
1 | 4100 | 707 | 0.04 | 15 | 15 | 7 | 1.3335e-12 | 5spot_SharedNeighbor | CO2 | Porous | Wet | R245fa | MinimizeLCOE_Brownfield | IgnoreSilica | 20.1406 | 3.6709 | 0.38231 | 4 | 19269.5068 | 43568.318 | 392.835 | 888.1991 | 120.953 | 14.7681 | 61.2483 | 1749951.1169 | 0 | 1005520.4603 | 0 | 0 | 0 | 1027534.4492 | 1475372.3503 | 3838616.215 | 2619934.4424 | 11716929.0341 | 961560.8286 | 16789358.4475 | 16789358.4475 | 13352332.4781 | 7017209.4558 | 0 | 29467848.3102 | 66626748.6915 | 1333.5214 | 1.5292 | 19269.5068 | 43568.318 | 392.835 | 888.1991
1 | 4100 | 707 | 0.04 | 15 | 15 | 7 | 1.7783e-12 | 5spot_SharedNeighbor | CO2 | Porous | Wet | R245fa | MinimizeLCOE_Brownfield | IgnoreSilica | 25.6434 | 4.7888 | 0.51242 | 4 | 15453.5455 | 33582.8328 | 315.0414 | 684.6315 | 122.0822 | 14.7831 | 72.1309 | 2093799.5982 | 0 | 1219866.4104 | 0 | 0 | 0 | 1181805.8586 | 1753234.0282 | 4561555.3037 | 3113355.2253 | 13923616.4245 | 961560.8286 | 16789358.4475 | 16789358.4475 | 13352332.4781 | 7017209.4558 | 0 | 31674535.7006 | 68833436.0819 | 1778.2794 | 2.0497 | 15453.5455 | 33582.8328 | 315.0414 | 684.6315
1 | 4100 | 707 | 0.04 | 15 | 15 | 7 | 2.3714e-12 | 5spot_SharedNeighbor | CO2 | Porous | Wet | R245fa | MinimizeLCOE_Brownfield | IgnoreSilica | 32.4593 | 6.1803 | 0.67843 | 4 | 12603.9695 | 26297.0311 | 256.949 | 536.1005 | 122.9167 | 14.7742 | 59.3265 | 2489482.7861 | 0 | 1473002.8311 | 0 | 0 | 0 | 1349481.3712 | 2071667.1255 | 5390052.9031 | 3678821.8609 | 16452508.8778 | 961560.8286 | 16789358.4475 | 16789358.4475 | 13352332.4781 | 7017209.4558 | 0 | 34203428.1539 | 71362328.5353 | 2371.3737 | 2.7137 | 12603.9695 | 26297.0311 | 256.949 | 536.1005
1 | 4100 | 707 | 0.04 | 15 | 15 | 7 | 3.1623e-12 | 5spot_SharedNeighbor | CO2 | Porous | Wet | R245fa | MinimizeLCOE_Brownfield | IgnoreSilica | 40.7077 | 7.8736 | 0.88617 | 4 | 10446.0998 | 20929.1411 | 212.9579 | 426.6689 | 123.4858 | 14.7367 | 66.0291 | 2934767.1618 | 0 | 1765523.2493 | 0 | 0 | 0 | 1523622.1142 | 2427325.8849 | 6315404.0395 | 4310393.0255 | 19277035.4753 | 961560.8286 | 16789358.4475 | 16789358.4475 | 13352332.4781 | 7017209.4558 | 0 | 37027954.7514 | 74186855.1327 | 3162.2777 | 3.5447 | 10446.0998 | 20929.1411 | 212.9579 | 426.6689
1 | 4100 | 707 | 0.04 | 15 | 15 | 7 | 4.217e-12 | 5spot_SharedNeighbor | CO2 | Porous | Wet | R245fa | MinimizeLCOE_Brownfield | IgnoreSilica | 50.4371 | 9.8833 | 1.1396 | 4 | 8796.093 | 16947.4998 | 179.3203 | 345.4977 | 123.8092 | 14.6643 | 71.0836 | 3423586.8256 | 0 | 2095715.4609 | 0 | 0 | 0 | 1695747.5973 | 2813869.4547 | 7321111.1172 | 4996808.7713 | 22346839.227 | 961560.8286 | 16789358.4475 | 16789358.4475 | 13352332.4781 | 7017209.4558 | 0 | 40097758.5031 | 77256658.8844 | 4216.965 | 4.5586 | 8796.093 | 16947.4998 | 179.3203 | 345.4977
1 | 4100 | 707 | 0.04 | 15 | 15 | 7 | 5.6234e-12 | 5spot_SharedNeighbor | CO2 | Porous | Wet | R245fa | MinimizeLCOE_Brownfield | IgnoreSilica | 61.4823 | 12.1803 | 1.4378 | 4 | 7528.1468 | 13989.1324 | 153.4715 | 285.1874 | 123.8902 | 14.5503 | 86.335 | 3940192.1693 | 0 | 2455456.0357 | 0 | 0 | 0 | 1852148.4411 | 3216640.692 | 8369039.2568 | 5712041.2593 | 25545517.8541 | 961560.8286 | 16789358.4475 | 16789358.4475 | 13352332.4781 | 7017209.4558 | 0 | 43296437.1302 | 80455337.5116 | 5623.4133 | 5.7513 | 7528.1468 | 13989.1324 | 153.4715 | 285.1874
1 | 4100 | 707 | 0.04 | 15 | 15 | 7 | 7.4989e-12 | 5spot_SharedNeighbor | CO2 | Porous | Wet | R245fa | MinimizeLCOE_Brownfield | IgnoreSilica | 73.3749 | 14.6722 | 1.7714 | 4 | 6553.5879 | 11797.7649 | 133.6038 | 240.5134 | 123.7307 | 14.3923 | 81.6995 | 4458027.8892 | 0 | 2828592.3402 | 0 | 0 | 0 | 1975176.0878 | 3612100.5637 | 9397944.723 | 6414290.3819 | 28686131.9858 | 961560.8286 | 16789358.4475 | 16789358.4475 | 13352332.4781 | 7017209.4558 | 0 | 46437051.2619 | 83595951.6432 | 7498.9421 | 7.0857 | 6553.5879 | 11797.7649 | 133.6038 | 240.5134
1 | 4100 | 707 | 0.04 | 15 | 15 | 7 | 1e-11 | 5spot_SharedNeighbor | CO2 | Porous | Wet | R245fa | MinimizeLCOE_Brownfield | IgnoreSilica | 85.4406 | 17.2199 | 2.1234 | 4 | 5806.952 | 10181.8872 | 118.3826 | 207.5715 | 123.3543 | 14.1958 | 90.278 | 4947315.7615 | 0 | 3194948.862 | 0 | 0 | 0 | 2050940.8558 | 3975350.1369 | 10343045.5998 | 7059341.1502 | 31570942.3661 | 961560.8286 | 16789358.4475 | 16789358.4475 | 13352332.4781 | 7017209.4558 | 0 | 49321861.6422 | 86480762.0236 | 10000 | 8.4936 | 5806.952 | 10181.8872 | 118.3826 | 207.5715
1 | 4100 | 707 | 0.04 | 15 | 15 | 7 | 1.3335e-11 | 5spot_SharedNeighbor | CO2 | Porous | Wet | R245fa | MinimizeLCOE_Brownfield | IgnoreSilica | 96.9675 | 19.6721 | 2.4725 | 4 | 5237.6142 | 8994.8175 | 106.7759 | 183.3715 | 122.8154 | 13.9745 | 104.947 | 5383341.2581 | 0 | 3535356.3728 | 0 | 0 | 0 | 2074689.8684 | 4287421.1247 | 11154990.2955 | 7613510.0888 | 34049309.0083 | 961560.8286 | 16789358.4475 | 16789358.4475 | 13352332.4781 | 7017209.4558 | 0 | 51800228.2843 | 88959128.6657 | 13335.2143 | 9.89 | 5237.6142 | 8994.8175 | 106.7759 | 183.3715
1 | 4100 | 707 | 0.04 | 15 | 15 | 7 | 1.7783e-11 | 5spot_SharedNeighbor | CO2 | Porous | Wet | R245fa | MinimizeLCOE_Brownfield | IgnoreSilica | 107.387 | 21.9046 | 2.7991 | 4 | 4805.4376 | 8124.2359 | 97.9653 | 165.6235 | 122.1876 | 13.7462 | 107.7692 | 5752230.5715 | 0 | 3836133.3072 | 0 | 0 | 0 | 2051989.7195 | 4539737.9033 | 11811466.7961 | 8061568.7897 | 36053127.0874 | 961560.8286 | 16789358.4475 | 16789358.4475 | 13352332.4781 | 7017209.4558 | 0 | 53804046.3634 | 90962946.7448 | 17782.7941 | 11.1965 | 4805.4376 | 8124.2359 | 97.9653 | 165.6235
1 | 4100 | 707 | 0.04 | 15 | 15 | 7 | 2.3714e-11 | 5spot_SharedNeighbor | CO2 | Porous | Wet | R245fa | MinimizeLCOE_Brownfield | IgnoreSilica | 116.3561 | 23.8391 | 3.0892 | 4 | 4478.5344 | 7485.7069 | 91.301 | 152.6063 | 121.5444 | 13.5285 | 101.5046 | 6050973.3877 | 0 | 4090379.1969 | 0 | 0 | 0 | 1994961.7431 | 4733162.5878 | 12314718.1483 | 8405048.1784 | 37589243.2421 | 961560.8286 | 16789358.4475 | 16789358.4475 | 13352332.4781 | 7017209.4558 | 0 | 55340162.5182 | 92499062.8996 | 23713.7371 | 12.3568 | 4478.5344 | 7485.7069 | 91.301 | 152.6063
1 | 4100 | 707 | 0.04 | 15 | 15 | 7 | 3.1623e-11 | 5spot_SharedNeighbor | CO2 | Porous | Wet | R245fa | MinimizeLCOE_Brownfield | IgnoreSilica | 123.8151 | 25.4572 | 3.3365 | 4 | 4231.8411 | 7016.078 | 86.2718 | 143.0322 | 120.9382 | 13.3323 | 103.0472 | 6286253.5515 | 0 | 4298838.6097 | 0 | 0 | 0 | 1918873.8735 | 4876546.7535 | 12687774.3354 | 8659666.6916 | 38727953.8151 | 961560.8286 | 16789358.4475 | 16789358.4475 | 13352332.4781 | 7017209.4558 | 0 | 56478873.0912 | 93637773.4725 | 31622.7766 | 13.3462 | 4231.8411 | 7016.078 | 86.2718 | 143.0322
1 | 4100 | 707 | 0.04 | 15 | 15 | 7 | 4.217e-11 | 5spot_SharedNeighbor | CO2 | Porous | Wet | R245fa | MinimizeLCOE_Brownfield | IgnoreSilica | 129.825 | 26.7677 | 3.5404 | 4 | 4045.9355 | 6669.8819 | 82.4819 | 135.9746 | 120.4026 | 13.1643 | 98.3448 | 6467099.5029 | 0 | 4464975.3363 | 0 | 0 | 0 | 1835823.3496 | 4979480.2936 | 12955586.2922 | 8842453.8551 | 39545418.6297 | 961560.8286 | 16789358.4475 | 16789358.4475 | 13352332.4781 | 7017209.4558 | 0 | 57296337.9058 | 94455238.2872 | 42169.6503 | 14.1615 | 4045.9355 | 6669.8819 | 82.4819 | 135.9746
1 | 4100 | 707 | 0.04 | 15 | 15 | 7 | 5.6234e-11 | 5spot_SharedNeighbor | CO2 | Porous | Wet | R245fa | MinimizeLCOE_Brownfield | IgnoreSilica | 134.5728 | 27.8073 | 3.7043 | 4 | 3905.9491 | 6413.7926 | 79.6281 | 130.7538 | 119.9497 | 13.0253 | 104.8668 | 6604415.4288 | 0 | 4595133.7298 | 0 | 0 | 0 | 1755093.2781 | 5052310.5503 | 13145075.6806 | 8971784.2563 | 40123812.9239 | 961560.8286 | 16789358.4475 | 16789358.4475 | 13352332.4781 | 7017209.4558 | 0 | 57874732.2 | 95033632.5813 | 56234.1325 | 14.8171 | 3905.9491 | 6413.7926 | 79.6281 | 130.7538
1 | 4100 | 707 | 0.04 | 15 | 15 | 7 | 7.4989e-11 | 5spot_SharedNeighbor | CO2 | Porous | Wet | R245fa | MinimizeLCOE_Brownfield | IgnoreSilica | 138.2586 | 28.6175 | 3.8335 | 4 | 3800.5914 | 6223.8787 | 77.4802 | 126.8822 | 119.5797 | 12.9135 | 102.2593 | 6707607.1268 | 0 | 4695546.4776 | 0 | 0 | 0 | 1681884.6387 | 5103164.9148 | 13277388.3053 | 9062090.3414 | 40527681.8047 | 961560.8286 | 16789358.4475 | 16789358.4475 | 13352332.4781 | 7017209.4558 | 0 | 58278601.0808 | 95437501.4621 | 74989.4209 | 15.3341 | 3800.5914 | 6223.8787 | 77.4802 | 126.8822
1 | 4100 | 707 | 0.04 | 15 | 15 | 7 | 1e-10 | 5spot_SharedNeighbor | CO2 | Porous | Wet | R245fa | MinimizeLCOE_Brownfield | IgnoreSilica | 141.1038 | 29.2445 | 3.9343 | 4 | 3721.3274 | 6082.549 | 75.8643 | 124.001 | 119.2831 | 12.8248 | 109.9276 | 6785207.2876 | 0 | 4772691.952 | 0 | 0 | 0 | 1618991.9005 | 5138987.5446 | 13370591.4399 | 9125703.3959 | 40812173.5205 | 961560.8286 | 16789358.4475 | 16789358.4475 | 13352332.4781 | 7017209.4558 | 0 | 58563092.7966 | 95721993.1779 | 100000 | 15.7372 | 3721.3274 | 6082.549 | 75.8643 | 124.001
1 | 4100 | 707 | 0.04 | 15 | 15 | 7 | 1.3335e-10 | 5spot_SharedNeighbor | CO2 | Porous | Wet | R245fa | MinimizeLCOE_Brownfield | IgnoreSilica | 143.2887 | 29.7268 | 4.0121 | 4 | 3661.7174 | 5977.1211 | 74.6491 | 121.8517 | 119.0487 | 12.7554 | 104.1693 | 6843571.3217 | 0 | 4831721.2229 | 0 | 0 | 0 | 1566884.4444 | 5164449.0257 | 13436836.9907 | 9170917.3455 | 41014380.3509 | 961560.8286 | 16789358.4475 | 16789358.4475 | 13352332.4781 | 7017209.4558 | 0 | 58765299.627 | 95924200.0083 | 133352.1432 | 16.0486 | 3661.7174 | 5977.1211 | 74.6491 | 121.8517
1 | 4100 | 707 | 0.04 | 15 | 15 | 7 | 1.7783e-10 | 5spot_SharedNeighbor | CO2 | Porous | Wet | R245fa | MinimizeLCOE_Brownfield | IgnoreSilica | 144.9406 | 30.0923 | 4.0716 | 4 | 3616.9056 | 5898.4978 | 73.7355 | 120.2489 | 118.8676 | 12.7021 | 113.4257 | 6886985.8546 | 0 | 4876233.1105 | 0 | 0 | 0 | 1524493.9234 | 5182208.0265 | 13483042.268 | 9202453.3967 | 41155416.5797 | 961560.8286 | 16789358.4475 | 16789358.4475 | 13352332.4781 | 7017209.4558 | 0 | 58906335.8558 | 96065236.2371 | 177827.941 | 16.2864 | 3616.9056 | 5898.4978 | 73.7355 | 120.2489
1 | 4100 | 707 | 0.04 | 15 | 15 | 7 | 2.3714e-10 | 5spot_SharedNeighbor | CO2 | Porous | Wet | R245fa | MinimizeLCOE_Brownfield | IgnoreSilica | 146.1929 | 30.3697 | 4.1169 | 4 | 3583.2315 | 5839.7253 | 73.049 | 119.0507 | 118.728 | 12.6612 | 98.8622 | 6919485.3785 | 0 | 4909908.0378 | 0 | 0 | 0 | 1490822.5801 | 5194884.2386 | 13516023.1716 | 9224963.5411 | 41256086.9478 | 961560.8286 | 16789358.4475 | 16789358.4475 | 13352332.4781 | 7017209.4558 | 0 | 59007006.2239 | 96165906.6052 | 237137.3706 | 16.4675 | 3583.2315 | 5839.7253 | 73.049 | 119.0507
1 | 4100 | 707 | 0.04 | 15 | 15 | 7 | 3.1623e-10 | 5spot_SharedNeighbor | CO2 | Porous | Wet | R245fa | MinimizeLCOE_Brownfield | IgnoreSilica | 147.1332 | 30.5784 | 4.1511 | 4 | 3557.9362 | 5795.8051 | 72.5333 | 118.1553 | 118.622 | 12.6303 | 108.9629 | 6943654.6302 | 0 | 4935157.0985 | 0 | 0 | 0 | 1464350.9119 | 5203833.4298 | 13539307.1314 | 9240855.3221 | 41327158.524 | 961560.8286 | 16789358.4475 | 16789358.4475 | 13352332.4781 | 7017209.4558 | 0 | 59078077.8001 | 96236978.1814 | 316227.766 | 16.6046 | 3557.9362 | 5795.8051 | 72.5333 | 118.1553
1 | 4100 | 707 | 0.04 | 15 | 15 | 7 | 4.217e-10 | 5spot_SharedNeighbor | CO2 | Porous | Wet | R245fa | MinimizeLCOE_Brownfield | IgnoreSilica | 147.8519 | 30.7378 | 4.1772 | 4 | 3538.9411 | 5762.8503 | 72.1461 | 117.4835 | 118.5402 | 12.6064 | 94.8957 | 6961991.4592 | 0 | 4954431.8708 | 0 | 0 | 0 | 1443998.3895 | 5210564.4706 | 13556819.9187 | 9252808.1593 | 41380614.2681 | 961560.8286 | 16789358.4475 | 16789358.4475 | 13352332.4781 | 7017209.4558 | 0 | 59131533.5441 | 96290433.9255 | 421696.5034 | 16.7088 | 3538.9411 | 5762.8503 | 72.1461 | 117.4835
1 | 4100 | 707 | 0.04 | 15 | 15 | 7 | 5.6234e-10 | 5spot_SharedNeighbor | CO2 | Porous | Wet | R245fa | MinimizeLCOE_Brownfield | IgnoreSilica | 148.3855 | 30.8563 | 4.1968 | 4 | 3524.6812 | 5738.23 | 71.8554 | 116.9816 | 118.4791 | 12.5887 | 94.4082 | 6975529.2123 | 0 | 4968731.4857 | 0 | 0 | 0 | 1428229.7243 | 5215271.2647 | 13569066.0315 | 9261166.3829 | 41417994.1015 | 961560.8286 | 16789358.4475 | 16789358.4475 | 13352332.4781 | 7017209.4558 | 0 | 59168913.3776 | 96327813.7589 | 562341.3252 | 16.787 | 3524.6812 | 5738.23 | 71.8554 | 116.9816
1 | 4100 | 707 | 0.04 | 15 | 15 | 7 | 7.4989e-10 | 5spot_SharedNeighbor | CO2 | Porous | Wet | R245fa | MinimizeLCOE_Brownfield | IgnoreSilica | 148.7922 | 30.9466 | 4.2116 | 4 | 3513.9786 | 5719.7426 | 71.6372 | 116.6047 | 118.4323 | 12.5751 | 104.5931 | 6985805.1386 | 0 | 4979624.1941 | 0 | 0 | 0 | 1416270.9827 | 5218863.123 | 13578411.31 | 9267544.7275 | 41446519.476 | 961560.8286 | 16789358.4475 | 16789358.4475 | 13352332.4781 | 7017209.4558 | 0 | 59197438.7521 | 96356339.1334 | 749894.2093 | 16.8463 | 3513.9786 | 5719.7426 | 71.6372 | 116.6047
1 | 4100 | 707 | 0.04 | 15 | 15 | 7 | 1e-09 | 5spot_SharedNeighbor | CO2 | Porous | Wet | R245fa | MinimizeLCOE_Brownfield | IgnoreSilica | 149.0887 | 31.0127 | 4.2226 | 4 | 3505.9474 | 5705.9614 | 71.4735 | 116.3237 | 118.398 | 12.5652 | 110.9687 | 6993269.3592 | 0 | 4987559.5873 | 0 | 0 | 0 | 1407027.9458 | 5221264.188 | 13584658.3886 | 9271808.487 | 41465587.9559 | 961560.8286 | 16789358.4475 | 16789358.4475 | 13352332.4781 | 7017209.4558 | 0 | 59216507.232 | 96375407.6133 | 1000000 | 16.8903 | 3505.9474 | 5705.9614 | 71.4735 | 116.3237
1 | 4100 | 707 | 0.04 | 15 | 15 | 7 | 1.3335e-09 | 5spot_SharedNeighbor | CO2 | Porous | Wet | R245fa | MinimizeLCOE_Brownfield | IgnoreSilica | 149.323 | 31.0646 | 4.231 | 4 | 3499.9217 | 5695.5415 | 71.3506 | 116.1113 | 118.3708 | 12.5573 | 112.7817 | 6999156.4554 | 0 | 4993829.241 | 0 | 0 | 0 | 1400210.7351 | 5223346.6083 | 13590076.4192 | 9275506.4042 | 41482125.8634 | 961560.8286 | 16789358.4475 | 16789358.4475 | 13352332.4781 | 7017209.4558 | 0 | 59233045.1395 | 96391945.5208 | 1333521.4322 | 16.9241 | 3499.9217 | 5695.5415 | 71.3506 | 116.1113
1 | 4100 | 707 | 0.04 | 15 | 15 | 7 | 1.7783e-09 | 5spot_SharedNeighbor | CO2 | Porous | Wet | R245fa | MinimizeLCOE_Brownfield | IgnoreSilica | 149.4862 | 31.1011 | 4.2372 | 4 | 3495.4014 | 5687.8301 | 71.2585 | 115.9541 | 118.3519 | 12.5518 | 109.1507 | 7003246.8072 | 0 | 4998194.2973 | 0 | 0 | 0 | 1394853.9711 | 5224555.0795 | 13593220.6132 | 9277652.3813 | 41491723.1496 | 961560.8286 | 16789358.4475 | 16789358.4475 | 13352332.4781 | 7017209.4558 | 0 | 59242642.4257 | 96401542.807 | 1778279.41 | 16.9487 | 3495.4014 | 5687.8301 | 71.2585 | 115.9541
1 | 4100 | 707 | 0.04 | 15 | 15 | 7 | 2.3714e-09 | 5spot_SharedNeighbor | CO2 | Porous | Wet | R245fa | MinimizeLCOE_Brownfield | IgnoreSilica | 149.6151 | 31.1297 | 4.2419 | 4 | 3492.0105 | 5681.9989 | 71.1894 | 115.8352 | 118.3369 | 12.5475 | 113.2294 | 7006474.9348 | 0 | 5001642.0179 | 0 | 0 | 0 | 1390916.2594 | 5225622.9527 | 13595999.0003 | 9279548.6876 | 41500203.8528 | 961560.8286 | 16789358.4475 | 16789358.4475 | 13352332.4781 | 7017209.4558 | 0 | 59251123.1289 | 96410023.5102 | 2371373.7057 | 16.9676 | 3492.0105 | 5681.9989 | 71.1894 | 115.8352
1 | 4100 | 707 | 0.04 | 15 | 15 | 7 | 3.1623e-09 | 5spot_SharedNeighbor | CO2 | Porous | Wet | R245fa | MinimizeLCOE_Brownfield | IgnoreSilica | 149.7077 | 31.1504 | 4.2454 | 4 | 3489.4672 | 5677.6591 | 71.1375 | 115.7468 | 118.3261 | 12.5444 | 110.7839 | 7008791.1232 | 0 | 5004118.6315 | 0 | 0 | 0 | 1387884.8143 | 5226309.8819 | 13597786.2492 | 9280768.5216 | 41505659.2218 | 961560.8286 | 16789358.4475 | 16789358.4475 | 13352332.4781 | 7017209.4558 | 0 | 59256578.4979 | 96415478.8792 | 3162277.6602 | 16.9816 | 3489.4672 | 5677.6591 | 71.1375 | 115.7468
1 | 4100 | 707 | 0.04 | 15 | 15 | 7 | 4.217e-09 | 5spot_SharedNeighbor | CO2 | Porous | Wet | R245fa | MinimizeLCOE_Brownfield | IgnoreSilica | 149.7855 | 31.1676 | 4.2481 | 4 | 3487.5597 | 5674.3409 | 71.0986 | 115.6791 | 118.317 | 12.5417 | 119.4812 | 7010736.5956 | 0 | 5006198.7501 | 0 | 0 | 0 | 1385735.8522 | 5227041.7672 | 13599690.4646 | 9282068.1878 | 41511471.6175 | 961560.8286 | 16789358.4475 | 16789358.4475 | 13352332.4781 | 7017209.4558 | 0 | 59262390.8936 | 96421291.2749 | 4216965.0343 | 16.9925 | 3487.5597 | 5674.3409 | 71.0986 | 115.6791
1 | 4100 | 707 | 0.04 | 15 | 15 | 7 | 5.6234e-09 | 5spot_SharedNeighbor | CO2 | Porous | Wet | R245fa | MinimizeLCOE_Brownfield | IgnoreSilica | 149.8346 | 31.1786 | 4.25 | 4 | 3486.129 | 5671.9246 | 71.0695 | 115.6299 | 118.3113 | 12.5401 | 113.8286 | 7011961.9791 | 0 | 5007511.0947 | 0 | 0 | 0 | 1383973.2223 | 5227344.0555 | 13600476.9566 | 9282604.9848 | 41513872.2929 | 961560.8286 | 16789358.4475 | 16789358.4475 | 13352332.4781 | 7017209.4558 | 0 | 59264791.569 | 96423691.9504 | 5623413.2519 | 17.0002 | 3486.129 | 5671.9246 | 71.0695 | 115.6299
1 | 4100 | 707 | 0.04 | 15 | 15 | 7 | 7.4989e-09 | 5spot_SharedNeighbor | CO2 | Porous | Wet | R245fa | MinimizeLCOE_Brownfield | IgnoreSilica | 149.8781 | 31.1883 | 4.2516 | 4 | 3485.0561 | 5670.061 | 71.0476 | 115.5919 | 118.3062 | 12.5386 | 118.0442 | 7013049.3795 | 0 | 5008674.8001 | 0 | 0 | 0 | 1382755.2648 | 5227746.9833 | 13601525.2923 | 9283320.4954 | 41517072.2154 | 961560.8286 | 16789358.4475 | 16789358.4475 | 13352332.4781 | 7017209.4558 | 0 | 59267991.4915 | 96426891.8728 | 7498942.0933 | 17.0063 | 3485.0561 | 5670.061 | 71.0476 | 115.5919
1 | 4100 | 707 | 0.04 | 15 | 15 | 7 | 1e-08 | 5spot_SharedNeighbor | CO2 | Porous | Wet | R245fa | MinimizeLCOE_Brownfield | IgnoreSilica | 149.9124 | 31.1958 | 4.2528 | 4 | 3484.2515 | 5668.6511 | 71.0312 | 115.5631 | 118.3022 | 12.5375 | 108.2086 | 7013905.3576 | 0 | 5009590.861 | 0 | 0 | 0 | 1381866.1389 | 5228091.3194 | 13602421.1842 | 9283931.96 | 41519806.8212 | 961560.8286 | 16789358.4475 | 16789358.4475 | 13352332.4781 | 7017209.4558 | 0 | 59270726.0973 | 96429626.4787 | 10000000 | 17.011 | 3484.2515 | 5668.6511 | 71.0312 | 115.5631
1 | 4200 | 707 | 0.04 | 15 | 15 | 7 | 1e-13 | 5spot_SharedNeighbor | CO2 | Porous | Wet | R245fa | MinimizeLCOE_Brownfield | IgnoreSilica | 1.6709 | 0.08775 | 0.0065113 | 4 | 762774.1416 | 2228847.3141 | 15550.1826 | 45438.0672 | 83.3936 | 13.3895 | 180.0446 | 214835.9254 | 0 | 106461.6303 | 0 | 0 | 0 | 195864.0048 | 201693.0086 | 524763.8354 | 358162.1004 | 1601780.5048 | 961560.8286 | 17303179.5858 | 17303179.5858 | 13685062.912 | 7195764.7501 | 0 | 19866520.9192 | 58050528.1672 | 100 | 0.026045 | 762774.1416 | 2228847.3141 | 15550.1826 | 45438.0672
1 | 4200 | 707 | 0.04 | 15 | 15 | 7 | 1.3335e-13 | 5spot_SharedNeighbor | CO2 | Porous | Wet | R245fa | MinimizeLCOE_Brownfield | IgnoreSilica | 2.3515 | 0.18927 | 0.01499 | 4 | 341515.4134 | 978340.1332 | 6962.2536 | 19944.7869 | 92.5021 | 13.9233 | 268.0714 | 301137.4295 | 0 | 158350.889 | 0 | 0 | 0 | 254861.3843 | 278596.3841 | 724850.6435 | 494725.4584 | 2212522.1888 | 961560.8286 | 17303179.5858 | 17303179.5858 | 13685062.912 | 7195764.7501 | 0 | 20477262.6033 | 58661269.8512 | 133.3521 | 0.05996 | 341515.4134 | 978340.1332 | 6962.2536 | 19944.7869
1 | 4200 | 707 | 0.04 | 15 | 15 | 7 | 1.7783e-13 | 5spot_SharedNeighbor | CO2 | Porous | Wet | R245fa | MinimizeLCOE_Brownfield | IgnoreSilica | 3.2151 | 0.33451 | 0.027879 | 4 | 190055.9538 | 532467.1672 | 3874.5477 | 10855.0634 | 99.9742 | 14.3077 | 53.0377 | 403566.4355 | 0 | 221066.3752 | 0 | 0 | 0 | 321160.2021 | 368859.275 | 959696.1701 | 655012.3559 | 2929360.8139 | 961560.8286 | 17303179.5858 | 17303179.5858 | 13685062.912 | 7195764.7501 | 0 | 21194101.2283 | 59378108.4762 | 177.8279 | 0.11152 | 190055.9538 | 532467.1672 | 3874.5477 | 10855.0634
1 | 4200 | 707 | 0.04 | 15 | 15 | 7 | 2.3714e-13 | 5spot_SharedNeighbor | CO2 | Porous | Wet | R245fa | MinimizeLCOE_Brownfield | IgnoreSilica | 4.3406 | 0.53762 | 0.04655 | 4 | 118399.233 | 323467.3087 | 2413.7285 | 6594.3186 | 106.1903 | 14.5946 | 60.056 | 527289.8407 | 0 | 294560.9862 | 0 | 0 | 0 | 399033.4462 | 476144.8665 | 1238831.272 | 845527.7985 | 3781388.2102 | 961560.8286 | 17303179.5858 | 17303179.5858 | 13685062.912 | 7195764.7501 | 0 | 22046128.6246 | 60230135.8725 | 237.1374 | 0.1862 | 118399.233 | 323467.3087 | 2413.7285 | 6594.3186
1 | 4200 | 707 | 0.04 | 15 | 15 | 7 | 3.1623e-13 | 5spot_SharedNeighbor | CO2 | Porous | Wet | R245fa | MinimizeLCOE_Brownfield | IgnoreSilica | 5.7554 | 0.80624 | 0.072852 | 4 | 78881.0785 | 209913.9601 | 1608.0975 | 4279.38 | 111.1293 | 14.8032 | 71.7729 | 670847.7159 | 0 | 369142.3354 | 0 | 0 | 0 | 484529.3612 | 594562.5709 | 1546929.8479 | 1055811.4074 | 4721823.2387 | 961560.8286 | 17303179.5858 | 17303179.5858 | 13685062.912 | 7195764.7501 | 0 | 22986563.6532 | 61170570.9011 | 316.2278 | 0.29141 | 78881.0785 | 209913.9601 | 1608.0975 | 4279.38
1 | 4200 | 707 | 0.04 | 15 | 15 | 7 | 4.217e-13 | 5spot_SharedNeighbor | CO2 | Porous | Wet | R245fa | MinimizeLCOE_Brownfield | IgnoreSilica | 7.5265 | 1.1537 | 0.10856 | 4 | 55414.9172 | 143351.8833 | 1129.708 | 2922.422 | 115.0376 | 14.9564 | 71.2313 | 836636.5527 | 0 | 457515.382 | 0 | 0 | 0 | 577679.3437 | 730014.1986 | 1899347.1982 | 1296343.4904 | 5797536.1656 | 961560.8286 | 17303179.5858 | 17303179.5858 | 13685062.912 | 7195764.7501 | 0 | 24062276.58 | 62246283.828 | 421.6965 | 0.43422 | 55414.9172 | 143351.8833 | 1129.708 | 2922.422
1 | 4200 | 707 | 0.04 | 15 | 15 | 7 | 5.6234e-13 | 5spot_SharedNeighbor | CO2 | Porous | Wet | R245fa | MinimizeLCOE_Brownfield | IgnoreSilica | 9.7728 | 1.603 | 0.15632 | 4 | 40488.8509 | 101557.1041 | 825.42 | 2070.3789 | 118.1642 | 15.0708 | 60.1084 | 1030743.9504 | 0 | 563829.1814 | 0 | 0 | 0 | 682163.5746 | 887927.3155 | 2310204.736 | 1576762.2022 | 7051630.9601 | 961560.8286 | 17303179.5858 | 17303179.5858 | 13685062.912 | 7195764.7501 | 0 | 25316371.3745 | 63500378.6224 | 562.3413 | 0.62527 | 40488.8509 | 101557.1041 | 825.42 | 2070.3789
1 | 4200 | 707 | 0.04 | 15 | 15 | 7 | 7.4989e-13 | 5spot_SharedNeighbor | CO2 | Porous | Wet | R245fa | MinimizeLCOE_Brownfield | IgnoreSilica | 12.6427 | 2.1837 | 0.21968 | 4 | 30493.6665 | 73948.1502 | 621.6546 | 1507.5331 | 120.6664 | 15.1555 | 60.848 | 1259905.6703 | 0 | 692795.9721 | 0 | 0 | 0 | 801490.6805 | 1074135.0059 | 2794678.95 | 1907425.8083 | 8530432.0871 | 961560.8286 | 17303179.5858 | 17303179.5858 | 13685062.912 | 7195764.7501 | 0 | 26795172.5016 | 64979179.7495 | 749.8942 | 0.87871 | 30493.6665 | 73948.1502 | 621.6546 | 1507.5331
1 | 4200 | 707 | 0.04 | 15 | 15 | 7 | 1e-12 | 5spot_SharedNeighbor | CO2 | Porous | Wet | R245fa | MinimizeLCOE_Brownfield | IgnoreSilica | 16.2501 | 2.9208 | 0.30278 | 4 | 23537.5262 | 55065.2876 | 479.8443 | 1122.5804 | 122.6254 | 15.2144 | 74.0411 | 1526473.9747 | 0 | 846872.1397 | 0 | 0 | 0 | 933488.8838 | 1289665.6493 | 3355445.4726 | 2290160.4826 | 10242106.6027 | 961560.8286 | 17303179.5858 | 17303179.5858 | 13685062.912 | 7195764.7501 | 0 | 28506847.0171 | 66690854.2651 | 1000 | 1.2111 | 23537.5262 | 55065.2876 | 479.8443 | 1122.5804
1 | 4200 | 707 | 0.04 | 15 | 15 | 7 | 1.3335e-12 | 5spot_SharedNeighbor | CO2 | Porous | Wet | R245fa | MinimizeLCOE_Brownfield | IgnoreSilica | 20.8056 | 3.8574 | 0.41112 | 4 | 18550.0173 | 41769.4347 | 378.1672 | 851.5264 | 124.1558 | 15.2502 | 53.5041 | 1838458.7055 | 0 | 1031991.6725 | 0 | 0 | 0 | 1081600.4895 | 1541299.8383 | 4010146.0153 | 2737007.0557 | 12240503.7769 | 961560.8286 | 17303179.5858 | 17303179.5858 | 13685062.912 | 7195764.7501 | 0 | 30505244.1913 | 68689251.4393 | 1333.5214 | 1.6445 | 18550.0173 | 41769.4347 | 378.1672 | 851.5264
1 | 4200 | 707 | 0.04 | 15 | 15 | 7 | 1.7783e-12 | 5spot_SharedNeighbor | CO2 | Porous | Wet | R245fa | MinimizeLCOE_Brownfield | IgnoreSilica | 26.4935 | 5.0335 | 0.55084 | 4 | 14891.4612 | 32221.2511 | 303.5826 | 656.8738 | 125.3239 | 15.2639 | 59.0674 | 2199965.5399 | 0 | 1252114.616 | 0 | 0 | 0 | 1244570.1495 | 1831693.6191 | 4765691.0649 | 3252682.077 | 14546717.0664 | 961560.8286 | 17303179.5858 | 17303179.5858 | 13685062.912 | 7195764.7501 | 0 | 32811457.4809 | 70995464.7288 | 1778.2794 | 2.2034 | 14891.4612 | 32221.2511 | 303.5826 | 656.8738
1 | 4200 | 707 | 0.04 | 15 | 15 | 7 | 2.3714e-12 | 5spot_SharedNeighbor | CO2 | Porous | Wet | R245fa | MinimizeLCOE_Brownfield | IgnoreSilica | 33.4922 | 6.4887 | 0.72858 | 4 | 12157.9604 | 25260.151 | 247.8565 | 514.9623 | 126.1811 | 15.2522 | 66.9532 | 2613256.0577 | 0 | 1510385.3608 | 0 | 0 | 0 | 1419164.543 | 2161694.325 | 5624285.2091 | 3838690.2227 | 17167475.7183 | 961560.8286 | 17303179.5858 | 17303179.5858 | 13685062.912 | 7195764.7501 | 0 | 35432216.1328 | 73616223.3807 | 2371.3737 | 2.9143 | 12157.9604 | 25260.151 | 247.8565 | 514.9623
1 | 4200 | 707 | 0.04 | 15 | 15 | 7 | 3.1623e-12 | 5spot_SharedNeighbor | CO2 | Porous | Wet | R245fa | MinimizeLCOE_Brownfield | IgnoreSilica | 41.9575 | 8.2588 | 0.95067 | 4 | 10087.2067 | 20128.5067 | 205.6414 | 410.3468 | 126.7652 | 15.2102 | 76.5902 | 3078205.9729 | 0 | 1808756.8581 | 0 | 0 | 0 | 1600667.3151 | 2530175.757 | 6582998.3092 | 4493031.6131 | 20093835.8254 | 961560.8286 | 17303179.5858 | 17303179.5858 | 13685062.912 | 7195764.7501 | 0 | 38358576.2398 | 76542583.4878 | 3162.2777 | 3.8027 | 10087.2067 | 20128.5067 | 205.6414 | 410.3468
1 | 4200 | 707 | 0.04 | 15 | 15 | 7 | 4.217e-12 | 5spot_SharedNeighbor | CO2 | Porous | Wet | R245fa | MinimizeLCOE_Brownfield | IgnoreSilica | 51.9381 | 10.3585 | 1.2212 | 4 | 8503.6259 | 16320.5952 | 173.3579 | 332.7174 | 127.0944 | 15.1308 | 75.8832 | 3588374.3519 | 0 | 2145462.8427 | 0 | 0 | 0 | 1780374.3032 | 2930542.4841 | 7624670.4068 | 5203994.2239 | 23273418.6126 | 961560.8286 | 17303179.5858 | 17303179.5858 | 13685062.912 | 7195764.7501 | 0 | 41538159.0271 | 79722166.275 | 4216.965 | 4.8848 | 8503.6259 | 16320.5952 | 173.3579 | 332.7174
1 | 4200 | 707 | 0.04 | 15 | 15 | 7 | 5.6234e-12 | 5spot_SharedNeighbor | CO2 | Porous | Wet | R245fa | MinimizeLCOE_Brownfield | IgnoreSilica | 63.2 | 12.7448 | 1.5379 | 4 | 7287.0086 | 13494.1887 | 148.5555 | 275.0973 | 127.1704 | 15.0076 | 74.1003 | 4124252.7019 | 0 | 2510186.4755 | 0 | 0 | 0 | 1941521.5932 | 3344624.7006 | 8702027.394 | 5939312.5052 | 26561925.3703 | 961560.8286 | 17303179.5858 | 17303179.5858 | 13685062.912 | 7195764.7501 | 0 | 44826665.7848 | 83010673.0327 | 5623.4133 | 6.1516 | 7287.0086 | 13494.1887 | 148.5555 | 275.0973
1 | 4200 | 707 | 0.04 | 15 | 15 | 7 | 7.4989e-12 | 5spot_SharedNeighbor | CO2 | Porous | Wet | R245fa | MinimizeLCOE_Brownfield | IgnoreSilica | 75.2554 | 15.3191 | 1.8903 | 4 | 6352.4171 | 11402.2907 | 129.5026 | 232.4511 | 126.9981 | 14.8388 | 90.1321 | 4658279.0375 | 0 | 2886440.0601 | 0 | 0 | 0 | 2066470.6362 | 3748363.9962 | 9752474.223 | 6656264.0505 | 29768292.0035 | 961560.8286 | 17303179.5858 | 17303179.5858 | 13685062.912 | 7195764.7501 | 0 | 48033032.418 | 86217039.6659 | 7498.9421 | 7.5614 | 6352.4171 | 11402.2907 | 129.5026 | 232.4511
1 | 4200 | 707 | 0.04 | 15 | 15 | 7 | 1e-11 | 5spot_SharedNeighbor | CO2 | Porous | Wet | R245fa | MinimizeLCOE_Brownfield | IgnoreSilica | 87.446 | 17.9423 | 2.2605 | 4 | 5636.9121 | 9859.9634 | 114.9161 | 201.0087 | 126.6038 | 14.6302 | 89.1109 | 5161205.4717 | 0 | 3254799.8069 | 0 | 0 | 0 | 2142743.1337 | 4117911.8808 | 10713962.0139 | 7312499.2244 | 32703121.5314 | 961560.8286 | 17303179.5858 | 17303179.5858 | 13685062.912 | 7195764.7501 | 0 | 50967861.9458 | 89151869.1938 | 10000 | 9.0418 | 5636.9121 | 9859.9634 | 114.9161 | 201.0087
1 | 4200 | 707 | 0.04 | 15 | 15 | 7 | 1.3335e-11 | 5spot_SharedNeighbor | CO2 | Porous | Wet | R245fa | MinimizeLCOE_Brownfield | IgnoreSilica | 99.0091 | 20.4499 | 2.6252 | 4 | 5091.7072 | 8728.0091 | 103.8013 | 177.9323 | 126.0477 | 14.3977 | 96.8488 | 5606245.3696 | 0 | 3594781.737 | 0 | 0 | 0 | 2164576.8449 | 4432585.5411 | 11532678.3296 | 7871289.9328 | 35202157.7549 | 961560.8286 | 17303179.5858 | 17303179.5858 | 13685062.912 | 7195764.7501 | 0 | 53466898.1693 | 91650905.4173 | 13335.2143 | 10.5008 | 5091.7072 | 8728.0091 | 103.8013 | 177.9323
1 | 4200 | 707 | 0.04 | 15 | 15 | 7 | 1.7783e-11 | 5spot_SharedNeighbor | CO2 | Porous | Wet | R245fa | MinimizeLCOE_Brownfield | IgnoreSilica | 109.4159 | 22.7231 | 2.9647 | 4 | 4678.1172 | 7897.979 | 95.3697 | 161.011 | 125.4061 | 14.1597 | 109.5378 | 5981243.3033 | 0 | 3894005.5536 | 0 | 0 | 0 | 2139448.8598 | 4685732.1095 | 12191313.7732 | 8320822.1566 | 37212565.756 | 961560.8286 | 17303179.5858 | 17303179.5858 | 13685062.912 | 7195764.7501 | 0 | 55477306.1705 | 93661313.4184 | 17782.7941 | 11.8589 | 4678.1172 | 7897.979 | 95.3697 | 161.011
1 | 4200 | 707 | 0.04 | 15 | 15 | 7 | 2.3714e-11 | 5spot_SharedNeighbor | CO2 | Porous | Wet | R245fa | MinimizeLCOE_Brownfield | IgnoreSilica | 118.3318 | 24.6841 | 3.2648 | 4 | 4365.4438 | 7289.3396 | 88.9955 | 148.603 | 124.7538 | 13.9342 | 94.3714 | 6283649.2533 | 0 | 4145849.1972 | 0 | 0 | 0 | 2079927.4798 | 4878676.1128 | 12693314.4915 | 8663447.962 | 38744864.4965 | 961560.8286 | 17303179.5858 | 17303179.5858 | 13685062.912 | 7195764.7501 | 0 | 57009604.911 | 95193612.1589 | 23713.7371 | 13.0593 | 4365.4438 | 7289.3396 | 88.9955 | 148.603
1 | 4200 | 707 | 0.04 | 15 | 15 | 7 | 3.1623e-11 | 5spot_SharedNeighbor | CO2 | Porous | Wet | R245fa | MinimizeLCOE_Brownfield | IgnoreSilica | 125.7371 | 26.322 | 3.52 | 4 | 4129.5964 | 6841.5134 | 84.1874 | 139.4735 | 124.1412 | 13.7317 | 103.0036 | 6521639.5249 | 0 | 4352141.8066 | 0 | 0 | 0 | 2002241.3336 | 5021648.8394 | 13065300.1983 | 8917335.8504 | 39880307.5532 | 961560.8286 | 17303179.5858 | 17303179.5858 | 13685062.912 | 7195764.7501 | 0 | 58145047.9676 | 96329055.2155 | 31622.7766 | 14.0801 | 4129.5964 | 6841.5134 | 84.1874 | 139.4735
1 | 4200 | 707 | 0.04 | 15 | 15 | 7 | 4.217e-11 | 5spot_SharedNeighbor | CO2 | Porous | Wet | R245fa | MinimizeLCOE_Brownfield | IgnoreSilica | 131.6808 | 27.6437 | 3.7296 | 4 | 3951.9335 | 6511.4758 | 80.5655 | 132.7452 | 123.6031 | 13.5592 | 114.8141 | 6703967.2075 | 0 | 4515962.3289 | 0 | 0 | 0 | 1917958.4348 | 5123776.3088 | 13331014.9244 | 9098691.6108 | 40691370.8151 | 961560.8286 | 17303179.5858 | 17303179.5858 | 13685062.912 | 7195764.7501 | 0 | 58956111.2296 | 97140118.4775 | 42169.6503 | 14.9183 | 3951.9335 | 6511.4758 | 80.5655 | 132.7452
1 | 4200 | 707 | 0.04 | 15 | 15 | 7 | 5.6234e-11 | 5spot_SharedNeighbor | CO2 | Porous | Wet | R245fa | MinimizeLCOE_Brownfield | IgnoreSilica | 136.3561 | 28.6881 | 3.8975 | 4 | 3818.2 | 6267.4385 | 77.8392 | 127.7702 | 123.1504 | 13.4172 | 104.7938 | 6841898.7713 | 0 | 4643782.9667 | 0 | 0 | 0 | 1836311.2212 | 5195577.2541 | 13517826.2556 | 9226194.183 | 41261590.6519 | 961560.8286 | 17303179.5858 | 17303179.5858 | 13685062.912 | 7195764.7501 | 0 | 59526331.0663 | 97710338.3143 | 56234.1325 | 15.5902 | 3818.2 | 6267.4385 | 77.8392 | 127.7702
1 | 4200 | 707 | 0.04 | 15 | 15 | 7 | 7.4989e-11 | 5spot_SharedNeighbor | CO2 | Porous | Wet | R245fa | MinimizeLCOE_Brownfield | IgnoreSilica | 140.0024 | 29.5052 | 4.0301 | 4 | 3717.5804 | 6086.2476 | 75.7879 | 124.0764 | 122.7794 | 13.3025 | 118.0635 | 6946089.5086 | 0 | 4742863.319 | 0 | 0 | 0 | 1763083.6605 | 5246294.2303 | 13649781.4244 | 9316256.2971 | 41664368.4399 | 961560.8286 | 17303179.5858 | 17303179.5858 | 13685062.912 | 7195764.7501 | 0 | 59929108.8544 | 98113116.1023 | 74989.4209 | 16.1205 | 3717.5804 | 6086.2476 | 75.7879 | 124.0764
1 | 4200 | 707 | 0.04 | 15 | 15 | 7 | 1e-10 | 5spot_SharedNeighbor | CO2 | Porous | Wet | R245fa | MinimizeLCOE_Brownfield | IgnoreSilica | 142.8017 | 30.1344 | 4.1331 | 4 | 3641.903 | 5951.5237 | 74.2451 | 121.3299 | 122.4836 | 13.2122 | 111.5689 | 7024047.4564 | 0 | 4818580.6017 | 0 | 0 | 0 | 1700125.2709 | 5281673.7983 | 13741831.8029 | 9379082.5719 | 41945341.5021 | 961560.8286 | 17303179.5858 | 17303179.5858 | 13685062.912 | 7195764.7501 | 0 | 60210081.9166 | 98394089.1645 | 100000 | 16.5326 | 3641.903 | 5951.5237 | 74.2451 | 121.3299
1 | 4200 | 707 | 0.04 | 15 | 15 | 7 | 1.3335e-10 | 5spot_SharedNeighbor | CO2 | Porous | Wet | R245fa | MinimizeLCOE_Brownfield | IgnoreSilica | 144.9406 | 30.6163 | 4.2125 | 4 | 3585.0052 | 5851.1007 | 73.0852 | 119.2826 | 122.2512 | 13.1419 | 112.5273 | 7082412.3498 | 0 | 4876233.1105 | 0 | 0 | 0 | 1647947.9692 | 5306571.4375 | 13806610.353 | 9423295.2634 | 42143070.4835 | 961560.8286 | 17303179.5858 | 17303179.5858 | 13685062.912 | 7195764.7501 | 0 | 60407810.898 | 98591818.1459 | 133352.1432 | 16.8501 | 3585.0052 | 5851.1007 | 73.0852 | 119.2826
1 | 4200 | 707 | 0.04 | 15 | 15 | 7 | 1.7783e-10 | 5spot_SharedNeighbor | CO2 | Porous | Wet | R245fa | MinimizeLCOE_Brownfield | IgnoreSilica | 146.5756 | 30.985 | 4.2734 | 4 | 3542.2422 | 5776.0556 | 72.2134 | 117.7527 | 122.0698 | 13.0873 | 106.2396 | 7126320.6699 | 0 | 4920186.5834 | 0 | 0 | 0 | 1605937.1337 | 5324453.3109 | 13853135.3194 | 9455049.509 | 42285082.5263 | 961560.8286 | 17303179.5858 | 17303179.5858 | 13685062.912 | 7195764.7501 | 0 | 60549822.9408 | 98733830.1887 | 177827.941 | 17.0936 | 3542.2422 | 5776.0556 | 72.2134 | 117.7527
1 | 4200 | 707 | 0.04 | 15 | 15 | 7 | 2.3714e-10 | 5spot_SharedNeighbor | CO2 | Porous | Wet | R245fa | MinimizeLCOE_Brownfield | IgnoreSilica | 147.7982 | 31.2615 | 4.3195 | 4 | 3510.1142 | 5720.0913 | 71.5584 | 116.6118 | 121.9319 | 13.046 | 100.6999 | 7158751.9762 | 0 | 4952991.8837 | 0 | 0 | 0 | 1572329.7771 | 5336788.7184 | 13885229.5195 | 9476954.46 | 42383046.335 | 961560.8286 | 17303179.5858 | 17303179.5858 | 13685062.912 | 7195764.7501 | 0 | 60647786.7494 | 98831793.9974 | 237137.3706 | 17.278 | 3510.1142 | 5720.0913 | 71.5584 | 116.6118
1 | 4200 | 707 | 0.04 | 15 | 15 | 7 | 3.1623e-10 | 5spot_SharedNeighbor | CO2 | Porous | Wet | R245fa | MinimizeLCOE_Brownfield | IgnoreSilica | 148.7339 | 31.473 | 4.3546 | 4 | 3485.9842 | 5678.1289 | 71.0665 | 115.7563 | 121.8252 | 13.0142 | 98.3276 | 7183341.0259 | 0 | 4978062.0477 | 0 | 0 | 0 | 1546254.6092 | 5345986.4963 | 13909160.2508 | 9493287.6758 | 42456092.1057 | 961560.8286 | 17303179.5858 | 17303179.5858 | 13685062.912 | 7195764.7501 | 0 | 60720832.5202 | 98904839.7681 | 316227.766 | 17.4186 | 3485.9842 | 5678.1289 | 71.0665 | 115.7563
1 | 4200 | 707 | 0.04 | 15 | 15 | 7 | 4.217e-10 | 5spot_SharedNeighbor | CO2 | Porous | Wet | R245fa | MinimizeLCOE_Brownfield | IgnoreSilica | 149.4371 | 31.6321 | 4.3812 | 4 | 3467.8668 | 5646.7361 | 70.6972 | 115.1164 | 121.7443 | 12.9901 | 113.9967 | 7201685.4971 | 0 | 4996881.3414 | 0 | 0 | 0 | 1526026.8154 | 5352591.525 | 13926345.1806 | 9505016.7435 | 42508547.1031 | 961560.8286 | 17303179.5858 | 17303179.5858 | 13685062.912 | 7195764.7501 | 0 | 60773287.5175 | 98957294.7655 | 421696.5034 | 17.5247 | 3467.8668 | 5646.7361 | 70.6972 | 115.1164
1 | 4200 | 707 | 0.04 | 15 | 15 | 7 | 5.6234e-10 | 5spot_SharedNeighbor | CO2 | Porous | Wet | R245fa | MinimizeLCOE_Brownfield | IgnoreSilica | 149.9512 | 31.7489 | 4.401 | 4 | 3454.2672 | 5623.3432 | 70.4199 | 114.6395 | 121.6847 | 12.9724 | 112.9439 | 7215023.562 | 0 | 5010630.6632 | 0 | 0 | 0 | 1510235.3481 | 5356996.9336 | 13937807.15 | 9512839.7732 | 42543533.43 | 961560.8286 | 17303179.5858 | 17303179.5858 | 13685062.912 | 7195764.7501 | 0 | 60808273.8445 | 98992281.0924 | 562341.3252 | 17.6038 | 3454.2672 | 5623.3432 | 70.4199 | 114.6395
1 | 4200 | 707 | 0.04 | 15 | 15 | 7 | 7.4989e-10 | 5spot_SharedNeighbor | CO2 | Porous | Wet | R245fa | MinimizeLCOE_Brownfield | IgnoreSilica | 150.3534 | 31.8399 | 4.4161 | 4 | 3444.0611 | 5605.6998 | 70.2118 | 114.2798 | 121.6379 | 12.9585 | 111.6216 | 7225414.2967 | 0 | 5021376.8435 | 0 | 0 | 0 | 1498439.2049 | 5360639.8346 | 13947285.2311 | 9519308.7583 | 42572464.1689 | 961560.8286 | 17303179.5858 | 17303179.5858 | 13685062.912 | 7195764.7501 | 0 | 60837204.5834 | 99021211.8313 | 749894.2093 | 17.6644 | 3444.0611 | 5605.6998 | 70.2118 | 114.2798
1 | 4200 | 707 | 0.04 | 15 | 15 | 7 | 1e-09 | 5spot_SharedNeighbor | CO2 | Porous | Wet | R245fa | MinimizeLCOE_Brownfield | IgnoreSilica | 150.648 | 31.9068 | 4.4274 | 4 | 3436.403 | 5592.536 | 70.0557 | 114.0114 | 121.6034 | 12.9483 | 122.2748 | 7233003.8092 | 0 | 5029248.3831 | 0 | 0 | 0 | 1489347.4468 | 5363123.8592 | 13953748.1538 | 9523719.8358 | 42592191.4879 | 961560.8286 | 17303179.5858 | 17303179.5858 | 13685062.912 | 7195764.7501 | 0 | 60856931.9024 | 99040939.1503 | 1000000 | 17.7095 | 3436.403 | 5592.536 | 70.0557 | 114.0114
1 | 4200 | 707 | 0.04 | 15 | 15 | 7 | 1.3335e-09 | 5spot_SharedNeighbor | CO2 | Porous | Wet | R245fa | MinimizeLCOE_Brownfield | IgnoreSilica | 150.8797 | 31.9591 | 4.436 | 4 | 3430.6576 | 5582.5914 | 69.9386 | 113.8087 | 121.5763 | 12.9403 | 123.9812 | 7238958.8591 | 0 | 5035435.5456 | 0 | 0 | 0 | 1482631.1992 | 5365239.9855 | 13959253.8802 | 9527477.6072 | 42608997.0768 | 961560.8286 | 17303179.5858 | 17303179.5858 | 13685062.912 | 7195764.7501 | 0 | 60873737.4913 | 99057744.7392 | 1333521.4322 | 17.744 | 3430.6576 | 5582.5914 | 69.9386 | 113.8087
1 | 4200 | 707 | 0.04 | 15 | 15 | 7 | 1.7783e-09 | 5spot_SharedNeighbor | CO2 | Porous | Wet | R245fa | MinimizeLCOE_Brownfield | IgnoreSilica | 151.0501 | 31.9977 | 4.4424 | 4 | 3426.3476 | 5575.1641 | 69.8507 | 113.6573 | 121.5563 | 12.9344 | 118.5178 | 7243329.8541 | 0 | 5039984.6175 | 0 | 0 | 0 | 1477496.5955 | 5366716.3162 | 13963094.9898 | 9530099.2435 | 42620721.6165 | 961560.8286 | 17303179.5858 | 17303179.5858 | 13685062.912 | 7195764.7501 | 0 | 60885462.031 | 99069469.2789 | 1778279.41 | 17.7698 | 3426.3476 | 5575.1641 | 69.8507 | 113.6573
1 | 4200 | 707 | 0.04 | 15 | 15 | 7 | 2.3714e-09 | 5spot_SharedNeighbor | CO2 | Porous | Wet | R245fa | MinimizeLCOE_Brownfield | IgnoreSilica | 151.1692 | 32.0249 | 4.4471 | 4 | 3423.1147 | 5569.6621 | 69.7848 | 113.5451 | 121.5423 | 12.9302 | 105.9353 | 7246379.8162 | 0 | 5043163.9407 | 0 | 0 | 0 | 1473480.1557 | 5367579.3259 | 13965340.3641 | 9531631.7575 | 42627575.3601 | 961560.8286 | 17303179.5858 | 17303179.5858 | 13685062.912 | 7195764.7501 | 0 | 60892315.7746 | 99076323.0225 | 2371373.7057 | 17.7886 | 3423.1147 | 5569.6621 | 69.7848 | 113.5451
1 | 4200 | 707 | 0.04 | 15 | 15 | 7 | 3.1623e-09 | 5spot_SharedNeighbor | CO2 | Porous | Wet | R245fa | MinimizeLCOE_Brownfield | IgnoreSilica | 151.2546 | 32.0445 | 4.4506 | 4 | 3420.6899 | 5565.567 | 69.7354 | 113.4616 | 121.5322 | 12.9272 | 106.4256 | 7248563.1417 | 0 | 5045442.4408 | 0 | 0 | 0 | 1470390.5019 | 5368114.4729 | 13966732.7068 | 9532582.06 | 42631825.324 | 961560.8286 | 17303179.5858 | 17303179.5858 | 13685062.912 | 7195764.7501 | 0 | 60896565.7385 | 99080572.9864 | 3162277.6602 | 17.8024 | 3420.6899 | 5565.567 | 69.7354 | 113.4616
1 | 4200 | 707 | 0.04 | 15 | 15 | 7 | 4.217e-09 | 5spot_SharedNeighbor | CO2 | Porous | Wet | R245fa | MinimizeLCOE_Brownfield | IgnoreSilica | 151.3324 | 32.062 | 4.4534 | 4 | 3418.8713 | 5562.3937 | 69.6983 | 113.3969 | 121.523 | 12.9245 | 113.8875 | 7250553.564 | 0 | 5047518.2881 | 0 | 0 | 0 | 1468290.7722 | 5368881.4235 | 13968728.1549 | 9533943.9944 | 42637916.197 | 961560.8286 | 17303179.5858 | 17303179.5858 | 13685062.912 | 7195764.7501 | 0 | 60902656.6115 | 99086663.8594 | 4216965.0343 | 17.8137 | 3418.8713 | 5562.3937 | 69.6983 | 113.3969
1 | 4200 | 707 | 0.04 | 15 | 15 | 7 | 5.6234e-09 | 5spot_SharedNeighbor | CO2 | Porous | Wet | R245fa | MinimizeLCOE_Brownfield | IgnoreSilica | 151.3861 | 32.0742 | 4.4555 | 4 | 3417.5074 | 5560.0491 | 69.6705 | 113.3491 | 121.5167 | 12.9227 | 107.9079 | 7251926.3625 | 0 | 5048951.4867 | 0 | 0 | 0 | 1466636.3628 | 5369330.5427 | 13969896.671 | 9534741.5306 | 42641482.9564 | 961560.8286 | 17303179.5858 | 17303179.5858 | 13685062.912 | 7195764.7501 | 0 | 60906223.3709 | 99090230.6188 | 5623413.2519 | 17.8218 | 3417.5074 | 5560.0491 | 69.6705 | 113.3491
1 | 4200 | 707 | 0.04 | 15 | 15 | 7 | 7.4989e-09 | 5spot_SharedNeighbor | CO2 | Porous | Wet | R245fa | MinimizeLCOE_Brownfield | IgnoreSilica | 151.425 | 32.083 | 4.457 | 4 | 3416.4845 | 5558.3015 | 69.6497 | 113.3135 | 121.5121 | 12.9213 | 112.0868 | 7252919.8023 | 0 | 5049989.2567 | 0 | 0 | 0 | 1465370.7492 | 5369629.1252 | 13970673.5214 | 9535271.747 | 42643854.2018 | 961560.8286 | 17303179.5858 | 17303179.5858 | 13685062.912 | 7195764.7501 | 0 | 60908594.6163 | 99092601.8642 | 7498942.0933 | 17.8279 | 3416.4845 | 5558.3015 | 69.6497 | 113.3135
1 | 4200 | 707 | 0.04 | 15 | 15 | 7 | 1e-08 | 5spot_SharedNeighbor | CO2 | Porous | Wet | R245fa | MinimizeLCOE_Brownfield | IgnoreSilica | 151.4593 | 32.0907 | 4.4582 | 4 | 3415.7174 | 5556.9531 | 69.634 | 113.286 | 121.5081 | 12.9201 | 106.731 | 7253795.5637 | 0 | 5050903.4385 | 0 | 0 | 0 | 1464503.2774 | 5369988.889 | 13971609.5531 | 9535910.6079 | 42646711.3296 | 961560.8286 | 17303179.5858 | 17303179.5858 | 13685062.912 | 7195764.7501 | 0 | 60911451.7441 | 99095458.992 | 10000000 | 17.8327 | 3415.7174 | 5556.9531 | 69.634 | 113.286
1 | 4300 | 707 | 0.04 | 15 | 15 | 7 | 1e-13 | 5spot_SharedNeighbor | CO2 | Porous | Wet | R245fa | MinimizeLCOE_Brownfield | IgnoreSilica | 1.7292 | 0.092343 | 0.006978 | 4 | 733224.7543 | 2138448.6348 | 14947.7784 | 43595.1679 | 85.279 | 13.8347 | 189.8855 | 225709.2944 | 0 | 110885.8443 | 0 | 0 | 0 | 206302.5777 | 211730.1094 | 550878.3128 | 375985.7679 | 1681491.9065 | 961560.8286 | 17822860.8151 | 17822860.8151 | 14023360.4323 | 7376664.0807 | 0 | 20465913.5502 | 59688798.8782 | 100 | 0.027912 | 733224.7543 | 2138448.6348 | 14947.7784 | 43595.1679
1 | 4300 | 707 | 0.04 | 15 | 15 | 7 | 1.3335e-13 | 5spot_SharedNeighbor | CO2 | Porous | Wet | R245fa | MinimizeLCOE_Brownfield | IgnoreSilica | 2.4488 | 0.20071 | 0.016109 | 4 | 327805.4311 | 936512.4999 | 6682.7571 | 19092.074 | 94.8533 | 14.3892 | 283.6544 | 318330.6123 | 0 | 165983.1724 | 0 | 0 | 0 | 270605.5247 | 294418.5307 | 766016.6233 | 522822.0854 | 2338176.5488 | 961560.8286 | 17822860.8151 | 17822860.8151 | 14023360.4323 | 7376664.0807 | 0 | 21122598.1925 | 60345483.5205 | 133.3521 | 0.064436 | 327805.4311 | 936512.4999 | 6682.7571 | 19092.074
1 | 4300 | 707 | 0.04 | 15 | 15 | 7 | 1.7783e-13 | 5spot_SharedNeighbor | CO2 | Porous | Wet | R245fa | MinimizeLCOE_Brownfield | IgnoreSilica | 3.3271 | 0.35155 | 0.029959 | 4 | 182403.1044 | 509708.0346 | 3718.534 | 10391.0877 | 102.4119 | 14.7732 | 52.6176 | 424127.1705 | 0 | 230058.3275 | 0 | 0 | 0 | 338313.47 | 387074.5976 | 1007088.7029 | 687358.7333 | 3074021.0019 | 961560.8286 | 17822860.8151 | 17822860.8151 | 14023360.4323 | 7376664.0807 | 0 | 21858442.6456 | 61081327.9736 | 177.8279 | 0.11984 | 182403.1044 | 509708.0346 | 3718.534 | 10391.0877
1 | 4300 | 707 | 0.04 | 15 | 15 | 7 | 2.3714e-13 | 5spot_SharedNeighbor | CO2 | Porous | Wet | R245fa | MinimizeLCOE_Brownfield | IgnoreSilica | 4.5038 | 0.56689 | 0.050151 | 4 | 113415.0944 | 308940.8531 | 2312.1201 | 6298.1772 | 108.8871 | 15.0686 | 69.7484 | 555519.1083 | 0 | 303386.5081 | 0 | 0 | 0 | 421870.6263 | 499502.7346 | 1299603.6534 | 887006.1977 | 3966888.8284 | 961560.8286 | 17822860.8151 | 17822860.8151 | 14023360.4323 | 7376664.0807 | 0 | 22751310.4721 | 61974195.8001 | 237.1374 | 0.2006 | 113415.0944 | 308940.8531 | 2312.1201 | 6298.1772
1 | 4300 | 707 | 0.04 | 15 | 15 | 7 | 3.1623e-13 | 5spot_SharedNeighbor | CO2 | Porous | Wet | R245fa | MinimizeLCOE_Brownfield | IgnoreSilica | 5.9601 | 0.84837 | 0.078441 | 4 | 75624.718 | 200632.2317 | 1541.7122 | 4090.1594 | 113.9483 | 15.2797 | 71.6231 | 705618.2488 | 0 | 379607.1506 | 0 | 0 | 0 | 510998.1744 | 622527.1938 | 1619688.0603 | 1105470.3824 | 4943909.2104 | 961560.8286 | 17822860.8151 | 17822860.8151 | 14023360.4323 | 7376664.0807 | 0 | 23728330.8541 | 62951216.1821 | 316.2278 | 0.31376 | 75624.718 | 200632.2317 | 1541.7122 | 4090.1594
1 | 4300 | 707 | 0.04 | 15 | 15 | 7 | 4.217e-13 | 5spot_SharedNeighbor | CO2 | Porous | Wet | R245fa | MinimizeLCOE_Brownfield | IgnoreSilica | 7.7823 | 1.2123 | 0.11678 | 4 | 53189.181 | 137157.6798 | 1084.3334 | 2796.1448 | 117.9616 | 15.4352 | 79.6994 | 878901.8151 | 0 | 469912.2475 | 0 | 0 | 0 | 608082.4132 | 763189.6256 | 1985662.854 | 1355255.6991 | 6061004.6545 | 961560.8286 | 17822860.8151 | 17822860.8151 | 14023360.4323 | 7376664.0807 | 0 | 24845426.2982 | 64068311.6262 | 421.6965 | 0.46711 | 53189.181 | 137157.6798 | 1084.3334 | 2796.1448
1 | 4300 | 707 | 0.04 | 15 | 15 | 7 | 5.6234e-13 | 5spot_SharedNeighbor | CO2 | Porous | Wet | R245fa | MinimizeLCOE_Brownfield | IgnoreSilica | 10.1017 | 1.6843 | 0.16806 | 4 | 38905.0747 | 97250.5039 | 793.1326 | 1982.5831 | 121.1879 | 15.5517 | 62.6056 | 1082571.0619 | 0 | 578961.0595 | 0 | 0 | 0 | 717875.4127 | 927968.9383 | 2414384.8248 | 1647867.2536 | 7369628.5508 | 961560.8286 | 17822860.8151 | 17822860.8151 | 14023360.4323 | 7376664.0807 | 0 | 26154050.1944 | 65376935.5225 | 562.3413 | 0.67225 | 38905.0747 | 97250.5039 | 793.1326 | 1982.5831
1 | 4300 | 707 | 0.04 | 15 | 15 | 7 | 7.4989e-13 | 5spot_SharedNeighbor | CO2 | Porous | Wet | R245fa | MinimizeLCOE_Brownfield | IgnoreSilica | 13.0519 | 2.2919 | 0.236 | 4 | 29331.2386 | 70881.1115 | 597.957 | 1445.0073 | 123.7613 | 15.6374 | 45.0517 | 1322009.7255 | 0 | 710675.6368 | 0 | 0 | 0 | 842161.6188 | 1121190.3226 | 2917107.2318 | 1990985.6262 | 8904130.1618 | 961560.8286 | 17822860.8151 | 17822860.8151 | 14023360.4323 | 7376664.0807 | 0 | 27688551.8055 | 66911437.1335 | 749.8942 | 0.944 | 29331.2386 | 70881.1115 | 597.957 | 1445.0073
1 | 4300 | 707 | 0.04 | 15 | 15 | 7 | 1e-12 | 5spot_SharedNeighbor | CO2 | Porous | Wet | R245fa | MinimizeLCOE_Brownfield | IgnoreSilica | 16.7908 | 3.0688 | 0.32524 | 4 | 22662.9114 | 52812.0556 | 462.0141 | 1076.6452 | 125.7928 | 15.6972 | 59.8834 | 1602848.6189 | 0 | 869339.562 | 0 | 0 | 0 | 982214.3854 | 1347217.0008 | 3505182.284 | 2392358.9331 | 10699160.7842 | 961560.8286 | 17822860.8151 | 17822860.8151 | 14023360.4323 | 7376664.0807 | 0 | 29483582.4279 | 68706467.7559 | 1000 | 1.301 | 22662.9114 | 52812.0556 | 462.0141 | 1076.6452
1 | 4300 | 707 | 0.04 | 15 | 15 | 7 | 1.3335e-12 | 5spot_SharedNeighbor | CO2 | Porous | Wet | R245fa | MinimizeLCOE_Brownfield | IgnoreSilica | 21.4855 | 4.0512 | 0.44135 | 4 | 17878.9892 | 40096.3581 | 364.4874 | 817.4185 | 127.3702 | 15.7332 | 48.7268 | 1929675.6256 | 0 | 1058885.316 | 0 | 0 | 0 | 1137488.4274 | 1609159.2539 | 4186702.2948 | 2857510.3443 | 12779421.2622 | 961560.8286 | 17822860.8151 | 17822860.8151 | 14023360.4323 | 7376664.0807 | 0 | 31563842.9059 | 70786728.2339 | 1333.5214 | 1.7654 | 17878.9892 | 40096.3581 | 364.4874 | 817.4185
1 | 4300 | 707 | 0.04 | 15 | 15 | 7 | 1.7783e-12 | 5spot_SharedNeighbor | CO2 | Porous | Wet | R245fa | MinimizeLCOE_Brownfield | IgnoreSilica | 27.3218 | 5.2801 | 0.59082 | 4 | 14366.2334 | 30963.1669 | 292.8751 | 631.226 | 128.5691 | 15.7446 | 69.9935 | 2306786.1363 | 0 | 1283334.526 | 0 | 0 | 0 | 1306713.4341 | 1909765.2976 | 4968817.5577 | 3391320.0821 | 15166737.0339 | 961560.8286 | 17822860.8151 | 17822860.8151 | 14023360.4323 | 7376664.0807 | 0 | 33951158.6776 | 73174044.0056 | 1778.2794 | 2.3633 | 14366.2334 | 30963.1669 | 292.8751 | 631.226
1 | 4300 | 707 | 0.04 | 15 | 15 | 7 | 2.3714e-12 | 5spot_SharedNeighbor | CO2 | Porous | Wet | R245fa | MinimizeLCOE_Brownfield | IgnoreSilica | 34.525 | 6.8046 | 0.78095 | 4 | 11740.8468 | 24297.0651 | 239.353 | 495.3285 | 129.4525 | 15.73 | 65.496 | 2739329.7177 | 0 | 1547531.7226 | 0 | 0 | 0 | 1489682.2619 | 2252852.0439 | 5861458.8947 | 4000566.1366 | 17891420.7775 | 961560.8286 | 17822860.8151 | 17822860.8151 | 14023360.4323 | 7376664.0807 | 0 | 36675842.4211 | 75898727.7492 | 2371.3737 | 3.1238 | 11740.8468 | 24297.0651 | 239.353 | 495.3285
1 | 4300 | 707 | 0.04 | 15 | 15 | 7 | 3.1623e-12 | 5spot_SharedNeighbor | CO2 | Porous | Wet | R245fa | MinimizeLCOE_Brownfield | IgnoreSilica | 43.2144 | 8.6546 | 1.018 | 4 | 9751.2827 | 19383.3679 | 198.7931 | 395.1562 | 130.0518 | 15.6831 | 74.0866 | 3224650.8507 | 0 | 1851975.6076 | 0 | 0 | 0 | 1678987.2503 | 2634689.3463 | 6854921.2301 | 4678624.5941 | 20923848.879 | 961560.8286 | 17822860.8151 | 17822860.8151 | 14023360.4323 | 7376664.0807 | 0 | 39708270.5227 | 78931155.8507 | 3162.2777 | 4.0721 | 9751.2827 | 19383.3679 | 198.7931 | 395.1562
1 | 4300 | 707 | 0.04 | 15 | 15 | 7 | 4.217e-12 | 5spot_SharedNeighbor | CO2 | Porous | Wet | R245fa | MinimizeLCOE_Brownfield | IgnoreSilica | 53.4145 | 10.8401 | 1.3058 | 4 | 8229.6541 | 15738.9071 | 167.7726 | 320.8589 | 130.3857 | 15.5967 | 60.6793 | 3754874.8959 | 0 | 2194114.9256 | 0 | 0 | 0 | 1864808.968 | 3047381.5279 | 7928661.6318 | 5411474.4814 | 24201316.4306 | 961560.8286 | 17822860.8151 | 17822860.8151 | 14023360.4323 | 7376664.0807 | 0 | 42985738.0743 | 82208623.4023 | 4216.965 | 5.2233 | 8229.6541 | 15738.9071 | 167.7726 | 320.8589
1 | 4300 | 707 | 0.04 | 15 | 15 | 7 | 5.6234e-12 | 5spot_SharedNeighbor | CO2 | Porous | Wet | R245fa | MinimizeLCOE_Brownfield | IgnoreSilica | 64.905 | 13.3199 | 1.6418 | 4 | 7060.9366 | 13033.5727 | 143.9467 | 265.707 | 130.4568 | 15.4638 | 86.2431 | 4310872.5245 | 0 | 2564217.4193 | 0 | 0 | 0 | 2031329.4591 | 3473503.5671 | 9037343.7681 | 6168172.8206 | 27585439.5587 | 961560.8286 | 17822860.8151 | 17822860.8151 | 14023360.4323 | 7376664.0807 | 0 | 46369861.2024 | 85592746.5304 | 5623.4133 | 6.5671 | 7060.9366 | 13033.5727 | 143.9467 | 265.707
1 | 4300 | 707 | 0.04 | 15 | 15 | 7 | 7.4989e-12 | 5spot_SharedNeighbor | CO2 | Porous | Wet | R245fa | MinimizeLCOE_Brownfield | IgnoreSilica | 77.1339 | 15.9801 | 2.0137 | 4 | 6163.6436 | 11033.2233 | 125.6542 | 224.9272 | 130.2709 | 15.2835 | 74.5373 | 4861674.0047 | 0 | 2943937.4241 | 0 | 0 | 0 | 2158612.7936 | 3886047.4467 | 10110698.3184 | 6900759.3564 | 30861729.344 | 961560.8286 | 17822860.8151 | 17822860.8151 | 14023360.4323 | 7376664.0807 | 0 | 49646150.9876 | 88869036.3157 | 7498.9421 | 8.0547 | 6163.6436 | 11033.2233 | 125.6542 | 224.9272
1 | 4300 | 707 | 0.04 | 15 | 15 | 7 | 1e-11 | 5spot_SharedNeighbor | CO2 | Porous | Wet | R245fa | MinimizeLCOE_Brownfield | IgnoreSilica | 89.4159 | 18.6732 | 2.4018 | 4 | 5477.1763 | 9559.8532 | 111.6596 | 194.8905 | 129.8596 | 15.063 | 105.2372 | 5376885.5895 | 0 | 3313324.6774 | 0 | 0 | 0 | 2234186.2943 | 4260514.6589 | 11084985.1906 | 7565730.1663 | 33835626.577 | 961560.8286 | 17822860.8151 | 17822860.8151 | 14023360.4323 | 7376664.0807 | 0 | 52620048.2206 | 91842933.5487 | 10000 | 9.6071 | 5477.1763 | 9559.8532 | 111.6596 | 194.8905
1 | 4300 | 707 | 0.04 | 15 | 15 | 7 | 1.3335e-11 | 5spot_SharedNeighbor | CO2 | Porous | Wet | R245fa | MinimizeLCOE_Brownfield | IgnoreSilica | 101.0165 | 21.237 | 2.7823 | 4 | 4954.4647 | 8478.7251 | 101.0035 | 172.8503 | 129.2867 | 14.8191 | 97.1943 | 5830953.0355 | 0 | 3652971.2436 | 0 | 0 | 0 | 2254143.0798 | 4577846.27 | 11910616.9491 | 8129240.8064 | 36355771.3844 | 961560.8286 | 17822860.8151 | 17822860.8151 | 14023360.4323 | 7376664.0807 | 0 | 55140193.0281 | 94363078.3561 | 13335.2143 | 11.1294 | 4954.4647 | 8478.7251 | 101.0035 | 172.8503
1 | 4300 | 707 | 0.04 | 15 | 15 | 7 | 1.7783e-11 | 5spot_SharedNeighbor | CO2 | Porous | Wet | R245fa | MinimizeLCOE_Brownfield | IgnoreSilica | 111.4038 | 23.5497 | 3.1347 | 4 | 4558.1851 | 7686.259 | 92.9248 | 156.6948 | 128.632 | 14.5713 | 108.5092 | 6211726.4387 | 0 | 3950502.6139 | 0 | 0 | 0 | 2226363.8738 | 4831551.2413 | 12570705.2424 | 8579764.6301 | 38370614.0401 | 961560.8286 | 17822860.8151 | 17822860.8151 | 14023360.4323 | 7376664.0807 | 0 | 57155035.6838 | 96377921.0118 | 17782.7941 | 12.539 | 4558.1851 | 7686.259 | 92.9248 | 156.6948
1 | 4300 | 707 | 0.04 | 15 | 15 | 7 | 2.3714e-11 | 5spot_SharedNeighbor | CO2 | Porous | Wet | R245fa | MinimizeLCOE_Brownfield | IgnoreSilica | 120.2855 | 25.5406 | 3.4452 | 4 | 4258.755 | 7104.9932 | 86.8205 | 144.8449 | 127.9697 | 14.3375 | 101.1633 | 6518309.1732 | 0 | 4200518.2667 | 0 | 0 | 0 | 2164780.2296 | 5024606.9911 | 13072996.7023 | 8922588.8725 | 39903800.2355 | 961560.8286 | 17822860.8151 | 17822860.8151 | 14023360.4323 | 7376664.0807 | 0 | 58688221.8792 | 97911107.2072 | 23713.7371 | 13.7806 | 4258.755 | 7104.9932 | 86.8205 | 144.8449
1 | 4300 | 707 | 0.04 | 15 | 15 | 7 | 3.1623e-11 | 5spot_SharedNeighbor | CO2 | Porous | Wet | R245fa | MinimizeLCOE_Brownfield | IgnoreSilica | 127.6083 | 27.1921 | 3.7077 | 4 | 4032.9945 | 6677.6944 | 82.218 | 136.1338 | 127.3536 | 14.1296 | 101.7683 | 6757951.0174 | 0 | 4403880.9486 | 0 | 0 | 0 | 2084715.0238 | 5166153.326 | 13441271.2305 | 9173943.8053 | 41027915.3516 | 961560.8286 | 17822860.8151 | 17822860.8151 | 14023360.4323 | 7376664.0807 | 0 | 59812336.9953 | 99035222.3233 | 31622.7766 | 14.8308 | 4032.9945 | 6677.6944 | 82.218 | 136.1338
1 | 4300 | 707 | 0.04 | 15 | 15 | 7 | 4.217e-11 | 5spot_SharedNeighbor | CO2 | Porous | Wet | R245fa | MinimizeLCOE_Brownfield | IgnoreSilica | 133.4861 | 28.5247 | 3.9229 | 4 | 3862.9922 | 6362.5978 | 78.7523 | 129.7102 | 126.8133 | 13.9526 | 103.2706 | 6941670.1663 | 0 | 4565425.3166 | 0 | 0 | 0 | 1999135.3304 | 5267430.0172 | 13704772.4063 | 9353788.7722 | 41832222.0091 | 961560.8286 | 17822860.8151 | 17822860.8151 | 14023360.4323 | 7376664.0807 | 0 | 60616643.6528 | 99839528.9808 | 42169.6503 | 15.6916 | 3862.9922 | 6362.5978 | 78.7523 | 129.7102
1 | 4300 | 707 | 0.04 | 15 | 15 | 7 | 5.6234e-11 | 5spot_SharedNeighbor | CO2 | Porous | Wet | R245fa | MinimizeLCOE_Brownfield | IgnoreSilica | 138.1077 | 29.5772 | 4.0952 | 4 | 3735.0663 | 6129.5355 | 76.1444 | 124.9589 | 126.3596 | 13.8072 | 100.4741 | 7080674.9966 | 0 | 4691444.6559 | 0 | 0 | 0 | 1916870.5513 | 5338706.1795 | 13890218.3599 | 9480359.4461 | 42398274.1895 | 961560.8286 | 17822860.8151 | 17822860.8151 | 14023360.4323 | 7376664.0807 | 0 | 61182695.8332 | 100405581.1612 | 56234.1325 | 16.3806 | 3735.0663 | 6129.5355 | 76.1444 | 124.9589
1 | 4300 | 707 | 0.04 | 15 | 15 | 7 | 7.4989e-11 | 5spot_SharedNeighbor | CO2 | Porous | Wet | R245fa | MinimizeLCOE_Brownfield | IgnoreSilica | 141.7003 | 30.3981 | 4.2308 | 4 | 3638.8441 | 5956.5542 | 74.1828 | 121.4324 | 125.9891 | 13.6903 | 120.7421 | 7185383.9659 | 0 | 4788823.5179 | 0 | 0 | 0 | 1843250.3971 | 5388808.5736 | 14020574.5118 | 9569330.1983 | 42796171.1647 | 961560.8286 | 17822860.8151 | 17822860.8151 | 14023360.4323 | 7376664.0807 | 0 | 61580592.8084 | 100803478.1364 | 74989.4209 | 16.9231 | 3638.8441 | 5956.5542 | 74.1828 | 121.4324
1 | 4300 | 707 | 0.04 | 15 | 15 | 7 | 1e-10 | 5spot_SharedNeighbor | CO2 | Porous | Wet | R245fa | MinimizeLCOE_Brownfield | IgnoreSilica | 144.4607 | 31.0308 | 4.3361 | 4 | 3566.4931 | 5827.8886 | 72.7078 | 118.8094 | 125.6938 | 13.5981 | 106.0617 | 7263832.039 | 0 | 4863312.7228 | 0 | 0 | 0 | 1780270.0207 | 5423891.7651 | 14111853.7797 | 9631630.1743 | 43074790.5016 | 961560.8286 | 17822860.8151 | 17822860.8151 | 14023360.4323 | 7376664.0807 | 0 | 61859212.1453 | 101082097.4733 | 100000 | 17.3445 | 3566.4931 | 5827.8886 | 72.7078 | 118.8094
1 | 4300 | 707 | 0.04 | 15 | 15 | 7 | 1.3335e-10 | 5spot_SharedNeighbor | CO2 | Porous | Wet | R245fa | MinimizeLCOE_Brownfield | IgnoreSilica | 146.5607 | 31.5133 | 4.4171 | 4 | 3512.109 | 5732.0451 | 71.5991 | 116.8555 | 125.4629 | 13.5267 | 105.0731 | 7322329.9566 | 0 | 4919788.6666 | 0 | 0 | 0 | 1728060.2135 | 5448369.7463 | 14175540.4656 | 9675097.646 | 43269186.6947 | 961560.8286 | 17822860.8151 | 17822860.8151 | 14023360.4323 | 7376664.0807 | 0 | 62053608.3384 | 101276493.6664 | 133352.1432 | 17.6685 | 3512.109 | 5732.0451 | 71.5991 | 116.8555
1 | 4300 | 707 | 0.04 | 15 | 15 | 7 | 1.7783e-10 | 5spot_SharedNeighbor | CO2 | Porous | Wet | R245fa | MinimizeLCOE_Brownfield | IgnoreSilica | 148.166 | 31.8825 | 4.4792 | 4 | 3471.2436 | 5660.4148 | 70.766 | 115.3952 | 125.2827 | 13.4713 | 106.6412 | 7366356.4024 | 0 | 4962850.9822 | 0 | 0 | 0 | 1686134.6255 | 5465983.3839 | 14221367.5376 | 9706375.5643 | 43409068.496 | 961560.8286 | 17822860.8151 | 17822860.8151 | 14023360.4323 | 7376664.0807 | 0 | 62193490.1397 | 101416375.4677 | 177827.941 | 17.9168 | 3471.2436 | 5660.4148 | 70.766 | 115.3952
1 | 4300 | 707 | 0.04 | 15 | 15 | 7 | 2.3714e-10 | 5spot_SharedNeighbor | CO2 | Porous | Wet | R245fa | MinimizeLCOE_Brownfield | IgnoreSilica | 149.3787 | 32.1619 | 4.5264 | 4 | 3440.5467 | 5606.8987 | 70.1402 | 114.3042 | 125.1445 | 13.429 | 107.3447 | 7399215.8246 | 0 | 4995320.5459 | 0 | 0 | 0 | 1652874.1953 | 5478490.1206 | 14253907.5011 | 9728584.758 | 43508392.9455 | 961560.8286 | 17822860.8151 | 17822860.8151 | 14023360.4323 | 7376664.0807 | 0 | 62292814.5892 | 101515699.9172 | 237137.3706 | 18.1055 | 3440.5467 | 5606.8987 | 70.1402 | 114.3042
1 | 4300 | 707 | 0.04 | 15 | 15 | 7 | 3.1623e-10 | 5spot_SharedNeighbor | CO2 | Porous | Wet | R245fa | MinimizeLCOE_Brownfield | IgnoreSilica | 150.2996 | 32.3741 | 4.5622 | 4 | 3417.495 | 5566.8272 | 69.6703 | 113.4873 | 125.0383 | 13.3966 | 116.2992 | 7423938.0271 | 0 | 5019941.6809 | 0 | 0 | 0 | 1626974.0345 | 5487632.9596 | 14277695.2926 | 9744820.4145 | 43581002.4093 | 961560.8286 | 17822860.8151 | 17822860.8151 | 14023360.4323 | 7376664.0807 | 0 | 62365424.053 | 101588309.381 | 316227.766 | 18.2489 | 3417.495 | 5566.8272 | 69.6703 | 113.4873
1 | 4300 | 707 | 0.04 | 15 | 15 | 7 | 4.217e-10 | 5spot_SharedNeighbor | CO2 | Porous | Wet | R245fa | MinimizeLCOE_Brownfield | IgnoreSilica | 150.977 | 32.5308 | 4.589 | 4 | 3400.1892 | 5536.959 | 69.3175 | 112.8784 | 124.9594 | 13.3726 | 122.4378 | 7441991.0378 | 0 | 5038031.6092 | 0 | 0 | 0 | 1606647.2206 | 5493801.2483 | 14293743.9146 | 9755773.9288 | 43629988.9593 | 961560.8286 | 17822860.8151 | 17822860.8151 | 14023360.4323 | 7376664.0807 | 0 | 62414410.603 | 101637295.931 | 421696.5034 | 18.3562 | 3400.1892 | 5536.959 | 69.3175 | 112.8784
1 | 4300 | 707 | 0.04 | 15 | 15 | 7 | 5.6234e-10 | 5spot_SharedNeighbor | CO2 | Porous | Wet | R245fa | MinimizeLCOE_Brownfield | IgnoreSilica | 151.4982 | 32.6511 | 4.6095 | 4 | 3387.2001 | 5514.5056 | 69.0527 | 112.4207 | 124.8984 | 13.3541 | 108.992 | 7455811.1562 | 0 | 5051941.1082 | 0 | 0 | 0 | 1591247.2183 | 5498609.7982 | 14306254.7751 | 9764312.8481 | 43668176.9041 | 961560.8286 | 17822860.8151 | 17822860.8151 | 14023360.4323 | 7376664.0807 | 0 | 62452598.5478 | 101675483.8758 | 562341.3252 | 18.4378 | 3387.2001 | 5514.5056 | 69.0527 | 112.4207
1 | 4300 | 707 | 0.04 | 15 | 15 | 7 | 7.4989e-10 | 5spot_SharedNeighbor | CO2 | Porous | Wet | R245fa | MinimizeLCOE_Brownfield | IgnoreSilica | 151.8855 | 32.7406 | 4.6248 | 4 | 3377.4528 | 5497.7194 | 68.8539 | 112.0784 | 124.8528 | 13.3403 | 116.7025 | 7466037.5115 | 0 | 5062270.1948 | 0 | 0 | 0 | 1579414.9571 | 5502011.8387 | 14315106.1866 | 9770354.1184 | 43695194.8072 | 961560.8286 | 17822860.8151 | 17822860.8151 | 14023360.4323 | 7376664.0807 | 0 | 62479616.4509 | 101702501.7789 | 749894.2093 | 18.499 | 3377.4528 | 5497.7194 | 68.8539 | 112.0784
1 | 4300 | 707 | 0.04 | 15 | 15 | 7 | 1e-09 | 5spot_SharedNeighbor | CO2 | Porous | Wet | R245fa | MinimizeLCOE_Brownfield | IgnoreSilica | 152.1755 | 32.8077 | 4.6363 | 4 | 3370.1395 | 5485.148 | 68.7049 | 111.8222 | 124.8186 | 13.3299 | 113.9235 | 7473672.7018 | 0 | 5070002.3865 | 0 | 0 | 0 | 1570409.0391 | 5504492.8097 | 14321561.164 | 9774759.7731 | 43714897.8742 | 961560.8286 | 17822860.8151 | 17822860.8151 | 14023360.4323 | 7376664.0807 | 0 | 62499319.5179 | 101722204.8459 | 1000000 | 18.545 | 3370.1395 | 5485.148 | 68.7049 | 111.8222
1 | 4300 | 707 | 0.04 | 15 | 15 | 7 | 1.3335e-09 | 5spot_SharedNeighbor | CO2 | Porous | Wet | R245fa | MinimizeLCOE_Brownfield | IgnoreSilica | 152.3996 | 32.8595 | 4.645 | 4 | 3364.653 | 5475.68 | 68.593 | 111.6291 | 124.792 | 13.3219 | 113.9862 | 7479559.7394 | 0 | 5075974.9761 | 0 | 0 | 0 | 1563695.4484 | 5506499.7639 | 14326782.8473 | 9778323.6792 | 43730836.4542 | 961560.8286 | 17822860.8151 | 17822860.8151 | 14023360.4323 | 7376664.0807 | 0 | 62515258.0979 | 101738143.4259 | 1333521.4322 | 18.58 | 3364.653 | 5475.68 | 68.593 | 111.6291
1 | 4300 | 707 | 0.04 | 15 | 15 | 7 | 1.7783e-09 | 5spot_SharedNeighbor | CO2 | Porous | Wet | R245fa | MinimizeLCOE_Brownfield | IgnoreSilica | 152.5628 | 32.8973 | 4.6515 | 4 | 3360.5374 | 5468.6201 | 68.5091 | 111.4852 | 124.7727 | 13.316 | 123.0943 | 7483837.4713 | 0 | 5080322.2735 | 0 | 0 | 0 | 1558537.2209 | 5507851.8167 | 14330300.6112 | 9780724.6254 | 43741574.0189 | 961560.8286 | 17822860.8151 | 17822860.8151 | 14023360.4323 | 7376664.0807 | 0 | 62525995.6626 | 101748880.9906 | 1778279.41 | 18.606 | 3360.5374 | 5468.6201 | 68.5091 | 111.4852
1 | 4300 | 707 | 0.04 | 15 | 15 | 7 | 2.3714e-09 | 5spot_SharedNeighbor | CO2 | Porous | Wet | R245fa | MinimizeLCOE_Brownfield | IgnoreSilica | 152.6897 | 32.9265 | 4.6564 | 4 | 3357.4504 | 5463.2954 | 68.4462 | 111.3767 | 124.7576 | 13.3115 | 112.7808 | 7487160.0853 | 0 | 5083701.9484 | 0 | 0 | 0 | 1554721.9999 | 5508977.7731 | 14333230.1189 | 9782724.0746 | 43750516.0002 | 961560.8286 | 17822860.8151 | 17822860.8151 | 14023360.4323 | 7376664.0807 | 0 | 62534937.6439 | 101757822.9719 | 2371373.7057 | 18.6257 | 3357.4504 | 5463.2954 | 68.4462 | 111.3767
1 | 4300 | 707 | 0.04 | 15 | 15 | 7 | 3.1623e-09 | 5spot_SharedNeighbor | CO2 | Porous | Wet | R245fa | MinimizeLCOE_Brownfield | IgnoreSilica | 152.7823 | 32.948 | 4.6601 | 4 | 3355.135 | 5459.3223 | 68.399 | 111.2957 | 124.7466 | 13.3082 | 110.849 | 7489582.4888 | 0 | 5086168.5097 | 0 | 0 | 0 | 1551805.221 | 5509746.9256 | 14335231.2959 | 9784089.919 | 43756624.36 | 961560.8286 | 17822860.8151 | 17822860.8151 | 14023360.4323 | 7376664.0807 | 0 | 62541046.0037 | 101763931.3317 | 3162277.6602 | 18.6404 | 3355.135 | 5459.3223 | 68.399 | 111.2957
1 | 4300 | 707 | 0.04 | 15 | 15 | 7 | 4.217e-09 | 5spot_SharedNeighbor | CO2 | Porous | Wet | R245fa | MinimizeLCOE_Brownfield | IgnoreSilica | 152.8601 | 32.9658 | 4.663 | 4 | 3353.3985 | 5456.2831 | 68.3636 | 111.2337 | 124.7373 | 13.3054 | 119.1046 | 7491617.181 | 0 | 5088240.1902 | 0 | 0 | 0 | 1549750.5441 | 5510547.087 | 14337313.1516 | 9785510.8283 | 43762978.9822 | 961560.8286 | 17822860.8151 | 17822860.8151 | 14023360.4323 | 7376664.0807 | 0 | 62547400.6259 | 101770285.9539 | 4216965.0343 | 18.6519 | 3353.3985 | 5456.2831 | 68.3636 | 111.2337
1 | 4300 | 707 | 0.04 | 15 | 15 | 7 | 5.6234e-09 | 5spot_SharedNeighbor | CO2 | Porous | Wet | R245fa | MinimizeLCOE_Brownfield | IgnoreSilica | 152.9092 | 32.9772 | 4.665 | 4 | 3352.0962 | 5454.0716 | 68.337 | 111.1886 | 124.7315 | 13.3036 | 110.8144 | 7492898.7834 | 0 | 5089547.2134 | 0 | 0 | 0 | 1548050.3122 | 5510893.5605 | 14338214.6048 | 9786126.0886 | 43765730.5629 | 961560.8286 | 17822860.8151 | 17822860.8151 | 14023360.4323 | 7376664.0807 | 0 | 62550152.2066 | 101773037.5346 | 5623413.2519 | 18.66 | 3352.0962 | 5454.0716 | 68.337 | 111.1886
1 | 4300 | 707 | 0.04 | 15 | 15 | 7 | 7.4989e-09 | 5spot_SharedNeighbor | CO2 | Porous | Wet | R245fa | MinimizeLCOE_Brownfield | IgnoreSilica | 152.9332 | 32.9831 | 4.6663 | 4 | 3351.1195 | 5452.5057 | 68.3171 | 111.1567 | 124.7285 | 13.3027 | 114.7477 | 7493524.9122 | 0 | 5090188.3639 | 0 | 0 | 0 | 1546559.8682 | 5510806.5263 | 14337988.1595 | 9785971.535 | 43765039.365 | 961560.8286 | 17822860.8151 | 17822860.8151 | 14023360.4323 | 7376664.0807 | 0 | 62549461.0087 | 101772346.3367 | 7498942.0933 | 18.6652 | 3351.1195 | 5452.5057 | 68.3171 | 111.1567
1 | 4300 | 707 | 0.04 | 15 | 15 | 7 | 1e-08 | 5spot_SharedNeighbor | CO2 | Porous | Wet | R245fa | MinimizeLCOE_Brownfield | IgnoreSilica | 152.9649 | 32.9904 | 4.6675 | 4 | 3350.387 | 5451.2329 | 68.3022 | 111.1308 | 124.7248 | 13.3016 | 119.6638 | 7494351.9426 | 0 | 5091031.4578 | 0 | 0 | 0 | 1545668.862 | 5511110.3824 | 14338778.7307 | 9786511.1161 | 43767452.4916 | 961560.8286 | 17822860.8151 | 17822860.8151 | 14023360.4323 | 7376664.0807 | 0 | 62551874.1353 | 101774759.4633 | 10000000 | 18.67 | 3350.387 | 5451.2329 | 68.3022 | 111.1308
1 | 4400 | 707 | 0.04 | 15 | 15 | 7 | 1e-13 | 5spot_SharedNeighbor | CO2 | Porous | Wet | R245fa | MinimizeLCOE_Brownfield | IgnoreSilica | 1.7875 | 0.097065 | 0.0074744 | 4 | 704815.4731 | 2051928.2335 | 14368.6168 | 41831.3325 | 87.1651 | 14.2802 | 196.346 | 236776.603 | 0 | 115356.7706 | 0 | 0 | 0 | 216879.9085 | 221915.18 | 577377.7774 | 394072.197 | 1762378.4366 | 961560.8286 | 18348402.1352 | 18348402.1352 | 14367225.0389 | 7559907.4476 | 0 | 21072341.4004 | 61347876.022 | 100 | 0.029898 | 704815.4731 | 2051928.2335 | 14368.6168 | 41831.3325
1 | 4400 | 707 | 0.04 | 15 | 15 | 7 | 1.3335e-13 | 5spot_SharedNeighbor | CO2 | Porous | Wet | R245fa | MinimizeLCOE_Brownfield | IgnoreSilica | 2.5266 | 0.21012 | 0.017277 | 4 | 314795.7066 | 897583.1669 | 6417.5363 | 18298.4469 | 96.9981 | 14.8441 | 288.6826 | 333399.8281 | 0 | 172230.7523 | 0 | 0 | 0 | 283803.8172 | 307879.415 | 801039.0832 | 546725.634 | 2445078.5298 | 961560.8286 | 18348402.1352 | 18348402.1352 | 14367225.0389 | 7559907.4476 | 0 | 21755041.4935 | 62030576.1152 | 133.3521 | 0.069108 | 314795.7066 | 897583.1669 | 6417.5363 | 18298.4469
1 | 4400 | 707 | 0.04 | 15 | 15 | 7 | 1.7783e-13 | 5spot_SharedNeighbor | CO2 | Porous | Wet | R245fa | MinimizeLCOE_Brownfield | IgnoreSilica | 3.4392 | 0.369 | 0.032153 | 4 | 175187.0037 | 488346.4799 | 3571.424 | 9955.6035 | 104.8527 | 15.239 | 52.6392 | 445079.5694 | 0 | 239143.884 | 0 | 0 | 0 | 355694.7456 | 405568.0976 | 1055204.9965 | 720199.0924 | 3220890.3854 | 961560.8286 | 18348402.1352 | 18348402.1352 | 14367225.0389 | 7559907.4476 | 0 | 22530853.3492 | 62806387.9708 | 177.8279 | 0.12861 | 175187.0037 | 488346.4799 | 3571.424 | 9955.6035
1 | 4400 | 707 | 0.04 | 15 | 15 | 7 | 2.3714e-13 | 5spot_SharedNeighbor | CO2 | Porous | Wet | R245fa | MinimizeLCOE_Brownfield | IgnoreSilica | 4.665 | 0.59657 | 0.053942 | 4 | 108742.7362 | 295404.7093 | 2216.8678 | 6022.2246 | 111.5788 | 15.5424 | 61.2352 | 584091.044 | 0 | 312039.7471 | 0 | 0 | 0 | 444784.4968 | 522956.9623 | 1360626.7426 | 928655.7099 | 4153154.7027 | 961560.8286 | 18348402.1352 | 18348402.1352 | 14367225.0389 | 7559907.4476 | 0 | 23463117.6665 | 63738652.2882 | 237.1374 | 0.21577 | 108742.7362 | 295404.7093 | 2216.8678 | 6022.2246
1 | 4400 | 707 | 0.04 | 15 | 15 | 7 | 3.1623e-13 | 5spot_SharedNeighbor | CO2 | Porous | Wet | R245fa | MinimizeLCOE_Brownfield | IgnoreSilica | 6.1575 | 0.89035 | 0.084291 | 4 | 72584.2579 | 192037.5233 | 1479.7283 | 3914.9447 | 116.7523 | 15.7557 | 72.2214 | 740325.0413 | 0 | 389634.2477 | 0 | 0 | 0 | 536986.4147 | 650108.8244 | 1691449.8054 | 1154449.248 | 5162953.5815 | 961560.8286 | 18348402.1352 | 18348402.1352 | 14367225.0389 | 7559907.4476 | 0 | 24472916.5453 | 64748451.1669 | 316.2278 | 0.33717 | 72584.2579 | 192037.5233 | 1479.7283 | 3914.9447
1 | 4400 | 707 | 0.04 | 15 | 15 | 7 | 4.217e-13 | 5spot_SharedNeighbor | CO2 | Porous | Wet | R245fa | MinimizeLCOE_Brownfield | IgnoreSilica | 8.0406 | 1.2727 | 0.12541 | 4 | 51111.7298 | 131398.8744 | 1041.9817 | 2678.7438 | 120.8957 | 15.9143 | 68.4177 | 922204.0551 | 0 | 482352.7476 | 0 | 0 | 0 | 639160.4672 | 797049.7353 | 2073759.9138 | 1415383.7527 | 6329910.6716 | 961560.8286 | 18348402.1352 | 18348402.1352 | 14367225.0389 | 7559907.4476 | 0 | 25639873.6354 | 65915408.257 | 421.6965 | 0.50164 | 51111.7298 | 131398.8744 | 1041.9817 | 2678.7438
1 | 4400 | 707 | 0.04 | 15 | 15 | 7 | 5.6234e-13 | 5spot_SharedNeighbor | CO2 | Porous | Wet | R245fa | MinimizeLCOE_Brownfield | IgnoreSilica | 10.4307 | 1.7674 | 0.18036 | 4 | 37426.5574 | 93251.6753 | 762.991 | 1901.0615 | 124.2176 | 16.0328 | 63.6489 | 1135370.7491 | 0 | 593994.6913 | 0 | 0 | 0 | 754048.9999 | 968531.6317 | 2519920.6326 | 1719897.6109 | 7691764.3155 | 961560.8286 | 18348402.1352 | 18348402.1352 | 14367225.0389 | 7559907.4476 | 0 | 27001727.2793 | 67277261.901 | 562.3413 | 0.72146 | 37426.5574 | 93251.6753 | 762.991 | 1901.0615
1 | 4400 | 707 | 0.04 | 15 | 15 | 7 | 7.4989e-13 | 5spot_SharedNeighbor | CO2 | Porous | Wet | R245fa | MinimizeLCOE_Brownfield | IgnoreSilica | 13.4781 | 2.4058 | 0.25317 | 4 | 28245.5944 | 68016.9015 | 575.8246 | 1386.6165 | 126.8742 | 16.1199 | 59.5156 | 1386614.5937 | 0 | 729180.2871 | 0 | 0 | 0 | 884842.1625 | 1170248.4469 | 3044746.4078 | 2078101.9866 | 9293733.8845 | 961560.8286 | 18348402.1352 | 18348402.1352 | 14367225.0389 | 7559907.4476 | 0 | 28603696.8482 | 68879231.4699 | 749.8942 | 1.0127 | 28245.5944 | 68016.9015 | 575.8246 | 1386.6165
1 | 4400 | 707 | 0.04 | 15 | 15 | 7 | 1e-12 | 5spot_SharedNeighbor | CO2 | Porous | Wet | R245fa | MinimizeLCOE_Brownfield | IgnoreSilica | 17.3218 | 3.2186 | 0.34865 | 4 | 21845.5905 | 50724.8561 | 445.3519 | 1034.0948 | 128.9625 | 16.18 | 75.9551 | 1679941.2782 | 0 | 891265.1211 | 0 | 0 | 0 | 1030786.0206 | 1404777.0438 | 3654941.7085 | 2494572.8176 | 11156283.9898 | 961560.8286 | 18348402.1352 | 18348402.1352 | 14367225.0389 | 7559907.4476 | 0 | 30466246.9536 | 70741781.5752 | 1000 | 1.3946 | 21845.5905 | 50724.8561 | 445.3519 | 1034.0948
1 | 4400 | 707 | 0.04 | 15 | 15 | 7 | 1.3335e-12 | 5spot_SharedNeighbor | CO2 | Porous | Wet | R245fa | MinimizeLCOE_Brownfield | IgnoreSilica | 22.148 | 4.2463 | 0.47281 | 4 | 17250.7665 | 38546.6798 | 351.6802 | 785.8262 | 130.586 | 16.2155 | 68.6065 | 2021379.4 | 0 | 1084926.6649 | 0 | 0 | 0 | 1192746.6222 | 1676630.548 | 4362248.7616 | 2977324.415 | 13315256.4116 | 961560.8286 | 18348402.1352 | 18348402.1352 | 14367225.0389 | 7559907.4476 | 0 | 32625219.3754 | 72900753.997 | 1333.5214 | 1.8912 | 17250.7665 | 38546.6798 | 351.6802 | 785.8262
1 | 4400 | 707 | 0.04 | 15 | 15 | 7 | 1.7783e-12 | 5spot_SharedNeighbor | CO2 | Porous | Wet | R245fa | MinimizeLCOE_Brownfield | IgnoreSilica | 28.1649 | 5.5352 | 0.63265 | 4 | 13875.212 | 29790.7095 | 282.865 | 607.3239 | 131.8241 | 16.226 | 76.3422 | 2416518.814 | 0 | 1314919.1386 | 0 | 0 | 0 | 1370647.9621 | 1989813.5067 | 5177086.5776 | 3533467.9677 | 15802453.9667 | 961560.8286 | 18348402.1352 | 18348402.1352 | 14367225.0389 | 7559907.4476 | 0 | 35112416.9305 | 75387951.5521 | 1778.2794 | 2.5306 | 13875.212 | 29790.7095 | 282.865 | 607.3239
1 | 4400 | 707 | 0.04 | 15 | 15 | 7 | 2.3714e-12 | 5spot_SharedNeighbor | CO2 | Porous | Wet | R245fa | MinimizeLCOE_Brownfield | IgnoreSilica | 35.5682 | 7.1299 | 0.83565 | 4 | 11350.1559 | 23399.2631 | 231.3883 | 477.0256 | 132.7316 | 16.2075 | 63.3019 | 2868293.6478 | 0 | 1584825.8254 | 0 | 0 | 0 | 1561643.5044 | 2345757.5613 | 6103179.9934 | 4165545.7533 | 18629246.2856 | 961560.8286 | 18348402.1352 | 18348402.1352 | 14367225.0389 | 7559907.4476 | 0 | 37939209.2494 | 78214743.871 | 2371.3737 | 3.3426 | 11350.1559 | 23399.2631 | 231.3883 | 477.0256
1 | 4400 | 707 | 0.04 | 15 | 15 | 7 | 3.1623e-12 | 5spot_SharedNeighbor | CO2 | Porous | Wet | R245fa | MinimizeLCOE_Brownfield | IgnoreSilica | 44.4861 | 9.0625 | 1.0884 | 4 | 9436.3819 | 18687.8764 | 192.3734 | 380.9776 | 133.3457 | 16.1554 | 62.8877 | 3374509.9457 | 0 | 1895448.7347 | 0 | 0 | 0 | 1758998.2792 | 2741293.2143 | 7132282.6269 | 4867929.4466 | 21770462.2475 | 961560.8286 | 18348402.1352 | 18348402.1352 | 14367225.0389 | 7559907.4476 | 0 | 41080425.2112 | 81355959.8329 | 3162.2777 | 4.3534 | 9436.3819 | 18687.8764 | 192.3734 | 380.9776
1 | 4400 | 707 | 0.04 | 15 | 15 | 7 | 4.217e-12 | 5spot_SharedNeighbor | CO2 | Porous | Wet | R245fa | MinimizeLCOE_Brownfield | IgnoreSilica | 54.9077 | 11.3362 | 1.394 | 4 | 7972.6283 | 15195.3863 | 162.5328 | 309.7785 | 133.6836 | 16.0614 | 63.81 | 3925098.8806 | 0 | 2243049.3312 | 0 | 0 | 0 | 1950979.7055 | 3166459.8877 | 8238479.0977 | 5622931.268 | 25146998.1707 | 961560.8286 | 18348402.1352 | 18348402.1352 | 14367225.0389 | 7559907.4476 | 0 | 44456961.1344 | 84732495.7561 | 4216.965 | 5.5762 | 7972.6283 | 15195.3863 | 162.5328 | 309.7785
1 | 4400 | 707 | 0.04 | 15 | 15 | 7 | 5.6234e-12 | 5spot_SharedNeighbor | CO2 | Porous | Wet | R245fa | MinimizeLCOE_Brownfield | IgnoreSilica | 66.6003 | 13.906 | 1.7495 | 4 | 6848.6825 | 12603.9994 | 139.6197 | 256.9496 | 133.749 | 15.9186 | 73.2178 | 4500117.3287 | 0 | 2617660.0281 | 0 | 0 | 0 | 2121669.8731 | 3603384.4197 | 9375267.1043 | 6398812.4411 | 28616911.1951 | 961560.8286 | 18348402.1352 | 18348402.1352 | 14367225.0389 | 7559907.4476 | 0 | 47926874.1589 | 88202408.7805 | 5623.4133 | 6.998 | 6848.6825 | 12603.9994 | 139.6197 | 256.9496
1 | 4400 | 707 | 0.04 | 15 | 15 | 7 | 7.4989e-12 | 5spot_SharedNeighbor | CO2 | Porous | Wet | R245fa | MinimizeLCOE_Brownfield | IgnoreSilica | 78.9903 | 16.6512 | 2.1411 | 4 | 5986.2515 | 10688.8694 | 122.0378 | 217.9071 | 133.5495 | 15.7266 | 82.1745 | 5067270.086 | 0 | 3000485.3404 | 0 | 0 | 0 | 2250818.6101 | 4024243.8742 | 10470257.0748 | 7146165.5958 | 31959240.5813 | 961560.8286 | 18348402.1352 | 18348402.1352 | 14367225.0389 | 7559907.4476 | 0 | 51269203.545 | 91544738.1667 | 7498.9421 | 8.5645 | 5986.2515 | 10688.8694 | 122.0378 | 217.9071
1 | 4400 | 707 | 0.04 | 15 | 15 | 7 | 1e-11 | 5spot_SharedNeighbor | CO2 | Porous | Wet | R245fa | MinimizeLCOE_Brownfield | IgnoreSilica | 91.3527 | 19.4128 | 2.5474 | 4 | 5326.9111 | 9279.5494 | 108.5963 | 189.1762 | 133.1215 | 15.4942 | 94.7602 | 5594329.6703 | 0 | 3370617.1051 | 0 | 0 | 0 | 2325303.6075 | 4403197.6493 | 11456217.0636 | 7819103.5476 | 34968768.6435 | 961560.8286 | 18348402.1352 | 18348402.1352 | 14367225.0389 | 7559907.4476 | 0 | 54278731.6072 | 94554266.2289 | 10000 | 10.1895 | 5326.9111 | 9279.5494 | 108.5963 | 189.1762
1 | 4400 | 707 | 0.04 | 15 | 15 | 7 | 1.3335e-11 | 5spot_SharedNeighbor | CO2 | Porous | Wet | R245fa | MinimizeLCOE_Brownfield | IgnoreSilica | 102.9922 | 22.0335 | 2.9439 | 4 | 4825.1979 | 8245.3991 | 98.3682 | 168.0936 | 132.5321 | 15.2386 | 92.2464 | 6057442.7049 | 0 | 3710017.471 | 0 | 0 | 0 | 2343430.9516 | 4723247.5397 | 12288921.2271 | 8387441.2496 | 37510501.1439 | 961560.8286 | 18348402.1352 | 18348402.1352 | 14367225.0389 | 7559907.4476 | 0 | 56820464.1077 | 97095998.7293 | 13335.2143 | 11.7758 | 4825.1979 | 8245.3991 | 98.3682 | 168.0936
1 | 4400 | 707 | 0.04 | 15 | 15 | 7 | 1.7783e-11 | 5spot_SharedNeighbor | CO2 | Porous | Wet | R245fa | MinimizeLCOE_Brownfield | IgnoreSilica | 113.3593 | 24.3854 | 3.3092 | 4 | 4445.0663 | 7487.7223 | 90.6187 | 152.6473 | 131.8647 | 14.981 | 108.9911 | 6443855.2328 | 0 | 4005879.8056 | 0 | 0 | 0 | 2312936.657 | 4977441.9612 | 12950282.9694 | 8838834.2283 | 39529230.8543 | 961560.8286 | 18348402.1352 | 18348402.1352 | 14367225.0389 | 7559907.4476 | 0 | 58839193.8181 | 99114728.4397 | 17782.7941 | 13.237 | 4445.0663 | 7487.7223 | 90.6187 | 152.6473
1 | 4400 | 707 | 0.04 | 15 | 15 | 7 | 2.3714e-11 | 5spot_SharedNeighbor | CO2 | Porous | Wet | R245fa | MinimizeLCOE_Brownfield | IgnoreSilica | 122.1755 | 26.3997 | 3.6294 | 4 | 4157.9815 | 6932.2153 | 84.7661 | 141.3226 | 131.1953 | 14.7398 | 108.1916 | 6753439.3855 | 0 | 4253238.0106 | 0 | 0 | 0 | 2248429.1376 | 5169491.5481 | 13449956.5997 | 9179871.7483 | 41054426.4297 | 961560.8286 | 18348402.1352 | 18348402.1352 | 14367225.0389 | 7559907.4476 | 0 | 60364389.3935 | 100639924.0152 | 23713.7371 | 14.5177 | 4157.9815 | 6932.2153 | 84.7661 | 141.3226
1 | 4400 | 707 | 0.04 | 15 | 15 | 7 | 3.1623e-11 | 5spot_SharedNeighbor | CO2 | Porous | Wet | R245fa | MinimizeLCOE_Brownfield | IgnoreSilica | 129.4307 | 28.0674 | 3.8995 | 4 | 3941.618 | 6523.74 | 80.3552 | 132.9953 | 130.5752 | 14.526 | 102.3354 | 6995110.3628 | 0 | 4454122.1252 | 0 | 0 | 0 | 2166305.9518 | 5310059.9915 | 13815686.8549 | 9429490.1625 | 42170775.4488 | 961560.8286 | 18348402.1352 | 18348402.1352 | 14367225.0389 | 7559907.4476 | 0 | 61480738.4126 | 101756273.0342 | 31622.7766 | 15.5978 | 3941.618 | 6523.74 | 80.3552 | 132.9953
1 | 4400 | 707 | 0.04 | 15 | 15 | 7 | 4.217e-11 | 5spot_SharedNeighbor | CO2 | Porous | Wet | R245fa | MinimizeLCOE_Brownfield | IgnoreSilica | 135.2501 | 29.4121 | 4.1204 | 4 | 3778.748 | 6222.4156 | 77.0349 | 126.8524 | 130.0325 | 14.3445 | 110.1577 | 7180360.5374 | 0 | 4613627.0197 | 0 | 0 | 0 | 2079536.4505 | 5410674.363 | 14077464.8106 | 9608158.9962 | 42969822.1774 | 961560.8286 | 18348402.1352 | 18348402.1352 | 14367225.0389 | 7559907.4476 | 0 | 62279785.1412 | 102555319.7628 | 42169.6503 | 16.4816 | 3778.748 | 6222.4156 | 77.0349 | 126.8524
1 | 4400 | 707 | 0.04 | 15 | 15 | 7 | 5.6234e-11 | 5spot_SharedNeighbor | CO2 | Porous | Wet | R245fa | MinimizeLCOE_Brownfield | IgnoreSilica | 139.8197 | 30.4726 | 4.2969 | 4 | 3656.2257 | 5999.519 | 74.5371 | 122.3083 | 129.5779 | 14.1956 | 108.9647 | 7320407.5332 | 0 | 4737913.4268 | 0 | 0 | 0 | 1996614.7617 | 5481424.9315 | 14261543.2768 | 9733796.3318 | 43531700.2618 | 961560.8286 | 18348402.1352 | 18348402.1352 | 14367225.0389 | 7559907.4476 | 0 | 62841663.2256 | 103117197.8472 | 56234.1325 | 17.1876 | 3656.2257 | 5999.519 | 74.5371 | 122.3083
1 | 4400 | 707 | 0.04 | 15 | 15 | 7 | 7.4989e-11 | 5spot_SharedNeighbor | CO2 | Porous | Wet | R245fa | MinimizeLCOE_Brownfield | IgnoreSilica | 143.3593 | 31.2972 | 4.4355 | 4 | 3564.0926 | 5834.1514 | 72.6588 | 118.9371 | 129.2083 | 14.0765 | 115.1457 | 7425574.4447 | 0 | 4833624.5661 | 0 | 0 | 0 | 1922528.0735 | 5530873.5629 | 14390198.4725 | 9821606.1465 | 43924405.2662 | 961560.8286 | 18348402.1352 | 18348402.1352 | 14367225.0389 | 7559907.4476 | 0 | 63234368.23 | 103509902.8516 | 74989.4209 | 17.7421 | 3564.0926 | 5834.1514 | 72.6588 | 118.9371
1 | 4400 | 707 | 0.04 | 15 | 15 | 7 | 1e-10 | 5spot_SharedNeighbor | CO2 | Porous | Wet | R245fa | MinimizeLCOE_Brownfield | IgnoreSilica | 146.0855 | 31.9339 | 4.5432 | 4 | 3494.8327 | 5711.0713 | 71.2469 | 116.4279 | 128.9132 | 13.9824 | 110.0959 | 7504588.1473 | 0 | 4907021.4495 | 0 | 0 | 0 | 1859538.3884 | 5565747.7142 | 14480933.8606 | 9883534.9133 | 44201364.4732 | 961560.8286 | 18348402.1352 | 18348402.1352 | 14367225.0389 | 7559907.4476 | 0 | 63511327.437 | 103786862.0586 | 100000 | 18.1729 | 3494.8327 | 5711.0713 | 71.2469 | 116.4279
1 | 4400 | 707 | 0.04 | 15 | 15 | 7 | 1.3335e-10 | 5spot_SharedNeighbor | CO2 | Porous | Wet | R245fa | MinimizeLCOE_Brownfield | IgnoreSilica | 148.1466 | 32.4168 | 4.6258 | 4 | 3442.7832 | 5619.48 | 70.1858 | 114.5607 | 128.684 | 13.9099 | 103.8102 | 7563162.7197 | 0 | 4962329.8409 | 0 | 0 | 0 | 1807215.7229 | 5589756.2306 | 14543399.0953 | 9926168.7195 | 44392032.3288 | 961560.8286 | 18348402.1352 | 18348402.1352 | 14367225.0389 | 7559907.4476 | 0 | 63701995.2926 | 103977529.9143 | 133352.1432 | 18.5031 | 3442.7832 | 5619.48 | 70.1858 | 114.5607
1 | 4400 | 707 | 0.04 | 15 | 15 | 7 | 1.7783e-10 | 5spot_SharedNeighbor | CO2 | Porous | Wet | R245fa | MinimizeLCOE_Brownfield | IgnoreSilica | 149.7271 | 32.7874 | 4.6891 | 4 | 3403.6793 | 5550.9828 | 69.3886 | 113.1643 | 128.5046 | 13.8536 | 113.2261 | 7607401.6843 | 0 | 5004638.6814 | 0 | 0 | 0 | 1765397.9904 | 5607200.9589 | 14588786.7 | 9957146.6923 | 44530572.7073 | 961560.8286 | 18348402.1352 | 18348402.1352 | 14367225.0389 | 7559907.4476 | 0 | 63840535.6711 | 104116070.2927 | 177827.941 | 18.7563 | 3403.6793 | 5550.9828 | 69.3886 | 113.1643
1 | 4400 | 707 | 0.04 | 15 | 15 | 7 | 2.3714e-10 | 5spot_SharedNeighbor | CO2 | Porous | Wet | R245fa | MinimizeLCOE_Brownfield | IgnoreSilica | 150.9233 | 33.0682 | 4.7372 | 4 | 3374.3101 | 5499.7894 | 68.7899 | 112.1206 | 128.3668 | 13.8105 | 129.0284 | 7640485.3554 | 0 | 5036597.6344 | 0 | 0 | 0 | 1732316.2119 | 5619665.6887 | 14621217.37 | 9979281.291 | 44629563.5514 | 961560.8286 | 18348402.1352 | 18348402.1352 | 14367225.0389 | 7559907.4476 | 0 | 63939526.5151 | 104215061.1368 | 237137.3706 | 18.9489 | 3374.3101 | 5499.7894 | 68.7899 | 112.1206
1 | 4400 | 707 | 0.04 | 15 | 15 | 7 | 3.1623e-10 | 5spot_SharedNeighbor | CO2 | Porous | Wet | R245fa | MinimizeLCOE_Brownfield | IgnoreSilica | 151.8077 | 33.2765 | 4.7734 | 4 | 3352.2583 | 5461.632 | 68.3403 | 111.3428 | 128.2637 | 13.7784 | 108.6341 | 7664724.5949 | 0 | 5060195.8618 | 0 | 0 | 0 | 1706158.7838 | 5628120.9038 | 14643216.1053 | 9994295.8799 | 44696712.1295 | 961560.8286 | 18348402.1352 | 18348402.1352 | 14367225.0389 | 7559907.4476 | 0 | 64006675.0932 | 104282209.7149 | 316227.766 | 19.0936 | 3352.2583 | 5461.632 | 68.3403 | 111.3428
1 | 4400 | 707 | 0.04 | 15 | 15 | 7 | 4.217e-10 | 5spot_SharedNeighbor | CO2 | Porous | Wet | R245fa | MinimizeLCOE_Brownfield | IgnoreSilica | 152.4922 | 33.4374 | 4.801 | 4 | 3335.7049 | 5432.9373 | 68.0029 | 110.7578 | 128.1832 | 13.7534 | 112.2486 | 7683360.4185 | 0 | 5078442.4753 | 0 | 0 | 0 | 1686276.3976 | 5634750.9236 | 14660466.057 | 10006069.3263 | 44749365.5984 | 961560.8286 | 18348402.1352 | 18348402.1352 | 14367225.0389 | 7559907.4476 | 0 | 64059328.5622 | 104334863.1838 | 421696.5034 | 19.2041 | 3335.7049 | 5432.9373 | 68.0029 | 110.7578
1 | 4400 | 707 | 0.04 | 15 | 15 | 7 | 5.6234e-10 | 5spot_SharedNeighbor | CO2 | Porous | Wet | R245fa | MinimizeLCOE_Brownfield | IgnoreSilica | 153.0038 | 33.5578 | 4.8218 | 4 | 3323.2816 | 5411.4755 | 67.7496 | 110.3202 | 128.1227 | 13.7346 | 123.4709 | 7697212.2994 | 0 | 5092067.077 | 0 | 0 | 0 | 1670958.4329 | 5639492.7456 | 14672803.305 | 10014489.7516 | 44787023.6115 | 961560.8286 | 18348402.1352 | 18348402.1352 | 14367225.0389 | 7559907.4476 | 0 | 64096986.5753 | 104372521.1969 | 562341.3252 | 19.2873 | 3323.2816 | 5411.4755 | 67.7496 | 110.3202
1 | 4400 | 707 | 0.04 | 15 | 15 | 7 | 7.4989e-10 | 5spot_SharedNeighbor | CO2 | Porous | Wet | R245fa | MinimizeLCOE_Brownfield | IgnoreSilica | 153.3935 | 33.6495 | 4.8375 | 4 | 3313.9595 | 5395.3617 | 67.5595 | 109.9917 | 128.0764 | 13.7203 | 107.4276 | 7707723.385 | 0 | 5102440.3815 | 0 | 0 | 0 | 1659363.2623 | 5643115.5412 | 14682229.0761 | 10020923.034 | 44815794.68 | 961560.8286 | 18348402.1352 | 18348402.1352 | 14367225.0389 | 7559907.4476 | 0 | 64125757.6438 | 104401292.2654 | 749894.2093 | 19.3502 | 3313.9595 | 5395.3617 | 67.5595 | 109.9917
1 | 4400 | 707 | 0.04 | 15 | 15 | 7 | 1e-09 | 5spot_SharedNeighbor | CO2 | Porous | Wet | R245fa | MinimizeLCOE_Brownfield | IgnoreSilica | 153.6714 | 33.7152 | 4.8491 | 4 | 3306.9655 | 5383.3942 | 67.417 | 109.7478 | 128.0432 | 13.71 | 102.0583 | 7715191.8023 | 0 | 5109832.3726 | 0 | 0 | 0 | 1650293.5973 | 5645373.9311 | 14688104.9434 | 10024933.4342 | 44833730.0809 | 961560.8286 | 18348402.1352 | 18348402.1352 | 14367225.0389 | 7559907.4476 | 0 | 64143693.0447 | 104419227.6664 | 1000000 | 19.3965 | 3306.9655 | 5383.3942 | 67.417 | 109.7478
1 | 4400 | 707 | 0.04 | 15 | 15 | 7 | 1.3335e-09 | 5spot_SharedNeighbor | CO2 | Porous | Wet | R245fa | MinimizeLCOE_Brownfield | IgnoreSilica | 153.8929 | 33.7673 | 4.8581 | 4 | 3301.7188 | 5374.3333 | 67.31 | 109.5631 | 128.0167 | 13.7018 | 116.0642 | 7721135.3633 | 0 | 5115724.1037 | 0 | 0 | 0 | 1643652.4843 | 5647399.661 | 14693375.4771 | 10028530.6818 | 44849817.7713 | 961560.8286 | 18348402.1352 | 18348402.1352 | 14367225.0389 | 7559907.4476 | 0 | 64159780.7351 | 104435315.3567 | 1333521.4322 | 19.4322 | 3301.7188 | 5374.3333 | 67.31 | 109.5631
1 | 4400 | 707 | 0.04 | 15 | 15 | 7 | 1.7783e-09 | 5spot_SharedNeighbor | CO2 | Porous | Wet | R245fa | MinimizeLCOE_Brownfield | IgnoreSilica | 154.0586 | 33.8063 | 4.8648 | 4 | 3297.7832 | 5367.5453 | 67.2298 | 109.4247 | 127.9968 | 13.6957 | 110.1425 | 7725575.4116 | 0 | 5120132.1157 | 0 | 0 | 0 | 1638626.5852 | 5648890.3039 | 14697253.824 | 10031177.7332 | 44861655.9737 | 961560.8286 | 18348402.1352 | 18348402.1352 | 14367225.0389 | 7559907.4476 | 0 | 64171618.9374 | 104447153.5591 | 1778279.41 | 19.459 | 3297.7832 | 5367.5453 | 67.2298 | 109.4247
1 | 4400 | 707 | 0.04 | 15 | 15 | 7 | 2.3714e-09 | 5spot_SharedNeighbor | CO2 | Porous | Wet | R245fa | MinimizeLCOE_Brownfield | IgnoreSilica | 154.1707 | 33.8329 | 4.8696 | 4 | 3294.8313 | 5362.5439 | 67.1696 | 109.3227 | 127.9834 | 13.6915 | 110.719 | 7728570.8419 | 0 | 5123111.2959 | 0 | 0 | 0 | 1634623.4339 | 5649659.173 | 14699254.2636 | 10032543.0744 | 44867762.0826 | 961560.8286 | 18348402.1352 | 18348402.1352 | 14367225.0389 | 7559907.4476 | 0 | 64177725.0464 | 104453259.6681 | 2371373.7057 | 19.4783 | 3294.8313 | 5362.5439 | 67.1696 | 109.3227
1 | 4400 | 707 | 0.04 | 15 | 15 | 7 | 3.1623e-09 | 5spot_SharedNeighbor | CO2 | Porous | Wet | R245fa | MinimizeLCOE_Brownfield | IgnoreSilica | 154.2561 | 33.8532 | 4.8732 | 4 | 3292.6173 | 5358.785 | 67.1245 | 109.2461 | 127.9731 | 13.6884 | 109.9088 | 7730851.2778 | 0 | 5125380.8568 | 0 | 0 | 0 | 1631632.5617 | 5650267.2315 | 14700836.3072 | 10033622.8517 | 44872591.0867 | 961560.8286 | 18348402.1352 | 18348402.1352 | 14367225.0389 | 7559907.4476 | 0 | 64182554.0504 | 104458088.6721 | 3162277.6602 | 19.4929 | 3292.6173 | 5358.785 | 67.1245 | 109.2461
1 | 4400 | 707 | 0.04 | 15 | 15 | 7 | 4.217e-09 | 5spot_SharedNeighbor | CO2 | Porous | Wet | R245fa | MinimizeLCOE_Brownfield | IgnoreSilica | 154.3339 | 33.8713 | 4.8762 | 4 | 3290.9568 | 5355.8699 | 67.0906 | 109.1867 | 127.9638 | 13.6855 | 120.6454 | 7732930.2209 | 0 | 5127448.5644 | 0 | 0 | 0 | 1629620.0833 | 5651099.5588 | 14703001.852 | 10035100.8804 | 44879201.1597 | 961560.8286 | 18348402.1352 | 18348402.1352 | 14367225.0389 | 7559907.4476 | 0 | 64189164.1235 | 104464698.7452 | 4216965.0343 | 19.5047 | 3290.9568 | 5355.8699 | 67.0906 | 109.1867
1 | 4400 | 707 | 0.04 | 15 | 15 | 7 | 5.6234e-09 | 5spot_SharedNeighbor | CO2 | Porous | Wet | R245fa | MinimizeLCOE_Brownfield | IgnoreSilica | 154.383 | 33.883 | 4.8782 | 4 | 3289.7115 | 5353.7495 | 67.0652 | 109.1434 | 127.9578 | 13.6837 | 112.1269 | 7734239.7074 | 0 | 5128753.0822 | 0 | 0 | 0 | 1627947.3727 | 5651466.6633 | 14703956.9826 | 10035752.7767 | 44882116.5848 | 961560.8286 | 18348402.1352 | 18348402.1352 | 14367225.0389 | 7559907.4476 | 0 | 64192079.5486 | 104467614.1702 | 5623413.2519 | 19.513 | 3289.7115 | 5353.7495 | 67.0652 | 109.1434
1 | 4400 | 707 | 0.04 | 15 | 15 | 7 | 7.4989e-09 | 5spot_SharedNeighbor | CO2 | Porous | Wet | R245fa | MinimizeLCOE_Brownfield | IgnoreSilica | 154.4265 | 33.8931 | 4.8799 | 4 | 3288.7776 | 5352.1124 | 67.0462 | 109.1101 | 127.9526 | 13.6821 | 116.3641 | 7735401.7303 | 0 | 5129909.8493 | 0 | 0 | 0 | 1626806.4271 | 5651926.0226 | 14705152.1414 | 10036568.4971 | 44885764.6678 | 961560.8286 | 18348402.1352 | 18348402.1352 | 14367225.0389 | 7559907.4476 | 0 | 64195727.6316 | 104471262.2532 | 7498942.0933 | 19.5196 | 3288.7776 | 5352.1124 | 67.0462 | 109.1101
1 | 4400 | 707 | 0.04 | 15 | 15 | 7 | 1e-08 | 5spot_SharedNeighbor | CO2 | Porous | Wet | R245fa | MinimizeLCOE_Brownfield | IgnoreSilica | 154.4413 | 33.897 | 4.8809 | 4 | 3288.0773 | 5351.0102 | 67.0319 | 109.0876 | 127.9508 | 13.6815 | 106.5524 | 7735794.3521 | 0 | 5130303.6275 | 0 | 0 | 0 | 1625642.9628 | 5651778.9675 | 14704769.5343 | 10036307.3599 | 44884596.8042 | 961560.8286 | 18348402.1352 | 18348402.1352 | 14367225.0389 | 7559907.4476 | 0 | 64194559.768 | 104470094.3896 | 10000000 | 19.5234 | 3288.0773 | 5351.0102 | 67.0319 | 109.0876
1 | 4500 | 707 | 0.04 | 15 | 15 | 7 | 1e-13 | 5spot_SharedNeighbor | CO2 | Porous | Wet | R245fa | MinimizeLCOE_Brownfield | IgnoreSilica | 1.6 | 0.077853 | 0.0075096 | 4 | 712710.9103 | 2089008.8038 | 14529.5759 | 42587.2701 | 84.6367 | 14.4478 | 26.345 | 214137.0725 | 0 | 100321.7074 | 0 | 0 | 0 | 191608.3632 | 197366.1858 | 513506.3301 | 350478.6218 | 1567418.2808 | 961560.8286 | 18879803.5461 | 18879803.5461 | 14716656.7318 | 7745494.8509 | 0 | 21408782.6556 | 62750737.7844 | 100 | 0.030039 | 712710.9103 | 2089008.8038 | 14529.5759 | 42587.2701
1 | 4500 | 707 | 0.04 | 15 | 15 | 7 | 1.3335e-13 | 5spot_SharedNeighbor | CO2 | Porous | Wet | R245fa | MinimizeLCOE_Brownfield | IgnoreSilica | 2.6044 | 0.21977 | 0.01851 | 4 | 302472.4461 | 860850.8846 | 6166.3099 | 17549.6097 | 99.1449 | 15.2992 | 298.5119 | 348733.6585 | 0 | 178542.5842 | 0 | 0 | 0 | 297159.7288 | 321530.0289 | 836555.1803 | 570966.1 | 2553487.2807 | 961560.8286 | 18879803.5461 | 18879803.5461 | 14716656.7318 | 7745494.8509 | 0 | 22394851.6555 | 63736806.7842 | 133.3521 | 0.074039 | 302472.4461 | 860850.8846 | 6166.3099 | 17549.6097
1 | 4500 | 707 | 0.04 | 15 | 15 | 7 | 1.7783e-13 | 5spot_SharedNeighbor | CO2 | Porous | Wet | R245fa | MinimizeLCOE_Brownfield | IgnoreSilica | 3.5512 | 0.38688 | 0.034463 | 4 | 168378.8999 | 468280.7102 | 3432.6316 | 9546.5357 | 107.2967 | 15.705 | 53.218 | 466420.9892 | 0 | 248322.308 | 0 | 0 | 0 | 373298.8325 | 424336.4306 | 1104036.349 | 753527.4939 | 3369942.4033 | 961560.8286 | 18879803.5461 | 18879803.5461 | 14716656.7318 | 7745494.8509 | 0 | 23211306.778 | 64553261.9068 | 177.8279 | 0.13785 | 168378.8999 | 468280.7102 | 3432.6316 | 9546.5357
1 | 4500 | 707 | 0.04 | 15 | 15 | 7 | 2.3714e-13 | 5spot_SharedNeighbor | CO2 | Porous | Wet | R245fa | MinimizeLCOE_Brownfield | IgnoreSilica | 4.8204 | 0.6261 | 0.057921 | 4 | 104357.6725 | 282798.0425 | 2127.4723 | 5765.2206 | 114.2496 | 16.0153 | 54.961 | 612582.0312 | 0 | 320328.7639 | 0 | 0 | 0 | 467278.6495 | 546073.8834 | 1420772.2295 | 969706.2406 | 4336741.7981 | 961560.8286 | 18879803.5461 | 18879803.5461 | 14716656.7318 | 7745494.8509 | 0 | 24178106.1728 | 65520061.3016 | 237.1374 | 0.23168 | 104357.6725 | 282798.0425 | 2127.4723 | 5765.2206
1 | 4500 | 707 | 0.04 | 15 | 15 | 7 | 3.1623e-13 | 5spot_SharedNeighbor | CO2 | Porous | Wet | R245fa | MinimizeLCOE_Brownfield | IgnoreSilica | 6.3498 | 0.93249 | 0.090411 | 4 | 69742.2639 | 184059.1957 | 1421.7904 | 3752.2957 | 119.5469 | 16.2314 | 52.0241 | 775139.5966 | 0 | 399337.769 | 0 | 0 | 0 | 562693.8212 | 677496.7628 | 1762707.6032 | 1203084.1592 | 5380459.712 | 961560.8286 | 18879803.5461 | 18879803.5461 | 14716656.7318 | 7745494.8509 | 0 | 25221824.0867 | 66563779.2155 | 316.2278 | 0.36164 | 69742.2639 | 184059.1957 | 1421.7904 | 3752.2957
1 | 4500 | 707 | 0.04 | 15 | 15 | 7 | 4.217e-13 | 5spot_SharedNeighbor | CO2 | Porous | Wet | R245fa | MinimizeLCOE_Brownfield | IgnoreSilica | 8.2964 | 1.3341 | 0.13444 | 4 | 49170.0233 | 126048.3012 | 1002.3974 | 2569.6651 | 123.8307 | 16.3936 | 75.4276 | 966054.493 | 0 | 494589.4496 | 0 | 0 | 0 | 670353.1832 | 831088.8791 | 2162322.7836 | 1475829.7311 | 6600238.5195 | 961560.8286 | 18879803.5461 | 18879803.5461 | 14716656.7318 | 7745494.8509 | 0 | 26441602.8942 | 67783558.023 | 421.6965 | 0.53776 | 49170.0233 | 126048.3012 | 1002.3974 | 2569.6651
1 | 4500 | 707 | 0.04 | 15 | 15 | 7 | 5.6234e-13 | 5spot_SharedNeighbor | CO2 | Porous | Wet | R245fa | MinimizeLCOE_Brownfield | IgnoreSilica | 10.7667 | 1.8538 | 0.19327 | 4 | 36044.2903 | 89522.603 | 734.8116 | 1825.0393 | 127.2609 | 16.5144 | 52.0685 | 1189747.0399 | 0 | 609253.3219 | 0 | 0 | 0 | 791372.5826 | 1010245.4483 | 2628451.4267 | 1793972.108 | 8023041.9274 | 961560.8286 | 18879803.5461 | 18879803.5461 | 14716656.7318 | 7745494.8509 | 0 | 27864406.3022 | 69206361.431 | 562.3413 | 0.77306 | 36044.2903 | 89522.603 | 734.8116 | 1825.0393
1 | 4500 | 707 | 0.04 | 15 | 15 | 7 | 7.4989e-13 | 5spot_SharedNeighbor | CO2 | Porous | Wet | R245fa | MinimizeLCOE_Brownfield | IgnoreSilica | 13.8996 | 2.5215 | 0.27108 | 4 | 27230.1614 | 65356.7539 | 555.1237 | 1332.3858 | 129.9901 | 16.6025 | 59.5461 | 1452024 | 0 | 747369.0854 | 0 | 0 | 0 | 927642.2798 | 1219543.7924 | 3173002.785 | 2165639.5994 | 9685221.5419 | 961560.8286 | 18879803.5461 | 18879803.5461 | 14716656.7318 | 7745494.8509 | 0 | 29526585.9166 | 70868541.0454 | 749.8942 | 1.0843 | 27230.1614 | 65356.7539 | 555.1237 | 1332.3858
1 | 4500 | 707 | 0.04 | 15 | 15 | 7 | 1e-12 | 5spot_SharedNeighbor | CO2 | Porous | Wet | R245fa | MinimizeLCOE_Brownfield | IgnoreSilica | 17.8554 | 3.3724 | 0.37312 | 4 | 21080.6538 | 48781.1693 | 429.7576 | 994.4701 | 132.1396 | 16.663 | 75.1508 | 1758617.3073 | 0 | 913163.0956 | 0 | 0 | 0 | 1080157.0094 | 1463255.5908 | 3807090.8922 | 2598417.7618 | 11620701.6571 | 961560.8286 | 18879803.5461 | 18879803.5461 | 14716656.7318 | 7745494.8509 | 0 | 31462066.0319 | 72804021.1606 | 1000 | 1.4925 | 21080.6538 | 48781.1693 | 429.7576 | 994.4701
1 | 4500 | 707 | 0.04 | 15 | 15 | 7 | 1.3335e-12 | 5spot_SharedNeighbor | CO2 | Porous | Wet | R245fa | MinimizeLCOE_Brownfield | IgnoreSilica | 22.8324 | 4.4502 | 0.5058 | 4 | 16662.3855 | 37096.3018 | 339.6853 | 756.2583 | 133.814 | 16.698 | 61.0716 | 2116234.6844 | 0 | 1111664.8073 | 0 | 0 | 0 | 1250267.6621 | 1746485.19 | 4543996.2109 | 3101370.7837 | 13870019.3383 | 961560.8286 | 18879803.5461 | 18879803.5461 | 14716656.7318 | 7745494.8509 | 0 | 33711383.7131 | 75053338.8418 | 1333.5214 | 2.0232 | 16662.3855 | 37096.3018 | 339.6853 | 756.2583
1 | 4500 | 707 | 0.04 | 15 | 15 | 7 | 1.7783e-12 | 5spot_SharedNeighbor | CO2 | Porous | Wet | R245fa | MinimizeLCOE_Brownfield | IgnoreSilica | 29.0151 | 5.7977 | 0.67633 | 4 | 13414.4798 | 28696.0961 | 273.4723 | 585.0087 | 135.0862 | 16.7066 | 63.5756 | 2528637.2552 | 0 | 1346577.2482 | 0 | 0 | 0 | 1435733.7175 | 2071269.8062 | 5389019.1597 | 3678116.3098 | 16449353.4966 | 961560.8286 | 18879803.5461 | 18879803.5461 | 14716656.7318 | 7745494.8509 | 0 | 36290717.8713 | 77632673.0001 | 1778.2794 | 2.7053 | 13414.4798 | 28696.0961 | 273.4723 | 585.0087
1 | 4500 | 707 | 0.04 | 15 | 15 | 7 | 2.3714e-12 | 5spot_SharedNeighbor | CO2 | Porous | Wet | R245fa | MinimizeLCOE_Brownfield | IgnoreSilica | 36.6056 | 7.4616 | 0.89254 | 4 | 10984.0548 | 22563.8698 | 223.9248 | 459.995 | 136.0175 | 16.6853 | 67.254 | 2999214.269 | 0 | 1621698.6733 | 0 | 0 | 0 | 1634184.5586 | 2439488.0253 | 6347047.4341 | 4331990.2926 | 19373623.2529 | 961560.8286 | 18879803.5461 | 18879803.5461 | 14716656.7318 | 7745494.8509 | 0 | 39214987.6277 | 80556942.7565 | 2371.3737 | 3.5702 | 10984.0548 | 22563.8698 | 223.9248 | 459.995
1 | 4500 | 707 | 0.04 | 15 | 15 | 7 | 3.1623e-12 | 5spot_SharedNeighbor | CO2 | Porous | Wet | R245fa | MinimizeLCOE_Brownfield | IgnoreSilica | 45.736 | 9.4755 | 1.1612 | 4 | 9140.7572 | 18041.0796 | 186.3467 | 367.7918 | 136.645 | 16.6273 | 72.1915 | 3525744.0954 | 0 | 1937932.4817 | 0 | 0 | 0 | 1838731.2973 | 2847939.071 | 7409753.2701 | 5057308.8621 | 22617409.0776 | 961560.8286 | 18879803.5461 | 18879803.5461 | 14716656.7318 | 7745494.8509 | 0 | 42458773.4523 | 83800728.5811 | 3162.2777 | 4.645 | 9140.7572 | 18041.0796 | 186.3467 | 367.7918
1 | 4500 | 707 | 0.04 | 15 | 15 | 7 | 4.217e-12 | 5spot_SharedNeighbor | CO2 | Porous | Wet | R245fa | MinimizeLCOE_Brownfield | IgnoreSilica | 56.4003 | 11.8434 | 1.4857 | 4 | 7731.1556 | 14687.8057 | 157.6101 | 299.4308 | 136.9876 | 16.5252 | 87.3678 | 4098139.293 | 0 | 2291696.9525 | 0 | 0 | 0 | 2038055.9078 | 3286877.9398 | 8551782.1681 | 5836767.0512 | 26103319.3125 | 961560.8286 | 18879803.5461 | 18879803.5461 | 14716656.7318 | 7745494.8509 | 0 | 45944683.6873 | 87286638.816 | 4216.965 | 5.9428 | 7731.1556 | 14687.8057 | 157.6101 | 299.4308
1 | 4500 | 707 | 0.04 | 15 | 15 | 7 | 5.6234e-12 | 5spot_SharedNeighbor | CO2 | Porous | Wet | R245fa | MinimizeLCOE_Brownfield | IgnoreSilica | 68.2787 | 14.5016 | 1.8609 | 4 | 6649.1221 | 12203.0015 | 135.5513 | 248.7747 | 137.0468 | 16.3723 | 71.031 | 4691573.1242 | 0 | 2670304.1669 | 0 | 0 | 0 | 2212203.2857 | 3733891.4249 | 9714819.5612 | 6630563.9701 | 29653355.5329 | 961560.8286 | 18879803.5461 | 18879803.5461 | 14716656.7318 | 7745494.8509 | 0 | 49494719.9077 | 90836675.0365 | 5623.4133 | 7.4438 | 6649.1221 | 12203.0015 | 135.5513 | 248.7747
1 | 4500 | 707 | 0.04 | 15 | 15 | 7 | 7.4989e-12 | 5spot_SharedNeighbor | CO2 | Porous | Wet | R245fa | MinimizeLCOE_Brownfield | IgnoreSilica | 80.8191 | 17.3309 | 2.2726 | 4 | 5819.3247 | 10367.2097 | 118.6348 | 211.3496 | 136.8338 | 16.1683 | 92.3909 | 5274715.3718 | 0 | 3055930.5029 | 0 | 0 | 0 | 2342825.6641 | 4162653.9001 | 10830371.5704 | 7391951.1387 | 33058448.148 | 961560.8286 | 18879803.5461 | 18879803.5461 | 14716656.7318 | 7745494.8509 | 0 | 52899812.5227 | 94241767.6515 | 7498.9421 | 9.0904 | 5819.3247 | 10367.2097 | 118.6348 | 211.3496
1 | 4500 | 707 | 0.04 | 15 | 15 | 7 | 1e-11 | 5spot_SharedNeighbor | CO2 | Porous | Wet | R245fa | MinimizeLCOE_Brownfield | IgnoreSilica | 93.2628 | 20.1621 | 2.6973 | 4 | 5185.3646 | 9017.1815 | 105.7107 | 183.8274 | 136.3893 | 15.9236 | 83.4941 | 5813683.9592 | 0 | 3426882.8244 | 0 | 0 | 0 | 2416272.6795 | 4546167.3906 | 11828195.0033 | 8072986.1349 | 36104187.992 | 961560.8286 | 18879803.5461 | 18879803.5461 | 14716656.7318 | 7745494.8509 | 0 | 55945552.3667 | 97287507.4955 | 10000 | 10.7891 | 5185.3646 | 9017.1815 | 105.7107 | 183.8274
1 | 4500 | 707 | 0.04 | 15 | 15 | 7 | 1.3335e-11 | 5spot_SharedNeighbor | CO2 | Porous | Wet | R245fa | MinimizeLCOE_Brownfield | IgnoreSilica | 104.9212 | 22.8358 | 3.1097 | 4 | 4703.2838 | 8026.9459 | 95.8828 | 163.6401 | 135.7845 | 15.6565 | 102.2706 | 6285009.1043 | 0 | 3765502.0684 | 0 | 0 | 0 | 2431921.3285 | 4868148.6754 | 12665924.2589 | 8644753.5654 | 38661259.0009 | 961560.8286 | 18879803.5461 | 18879803.5461 | 14716656.7318 | 7745494.8509 | 0 | 58502623.3756 | 99844578.5044 | 13335.2143 | 12.4387 | 4703.2838 | 8026.9459 | 95.8828 | 163.6401
1 | 4500 | 707 | 0.04 | 15 | 15 | 7 | 1.7783e-11 | 5spot_SharedNeighbor | CO2 | Porous | Wet | R245fa | MinimizeLCOE_Brownfield | IgnoreSilica | 115.265 | 25.2264 | 3.4878 | 4 | 4338.2394 | 7301.5301 | 88.4409 | 148.8516 | 135.1054 | 15.3892 | 108.0737 | 6676883.7272 | 0 | 4059664.4227 | 0 | 0 | 0 | 2398638.0724 | 5122722.6267 | 13328273.4597 | 9096820.5049 | 40683002.8136 | 961560.8286 | 18879803.5461 | 18879803.5461 | 14716656.7318 | 7745494.8509 | 0 | 60524367.1883 | 101866322.3171 | 17782.7941 | 13.9514 | 4338.2394 | 7301.5301 | 88.4409 | 148.8516
1 | 4500 | 707 | 0.04 | 15 | 15 | 7 | 2.3714e-11 | 5spot_SharedNeighbor | CO2 | Porous | Wet | R245fa | MinimizeLCOE_Brownfield | IgnoreSilica | 124.0392 | 27.2686 | 3.8182 | 4 | 4062.6812 | 6769.6151 | 82.8233 | 138.0078 | 134.4277 | 15.1399 | 101.0808 | 6990173.9873 | 0 | 4305062.5052 | 0 | 0 | 0 | 2331803.2071 | 5314545.4828 | 13827357.1831 | 9437455.4013 | 42206397.7668 | 961560.8286 | 18879803.5461 | 18879803.5461 | 14716656.7318 | 7745494.8509 | 0 | 62047762.1415 | 103389717.2703 | 23713.7371 | 15.2726 | 4062.6812 | 6769.6151 | 82.8233 | 138.0078
1 | 4500 | 707 | 0.04 | 15 | 15 | 7 | 3.1623e-11 | 5spot_SharedNeighbor | CO2 | Porous | Wet | R245fa | MinimizeLCOE_Brownfield | IgnoreSilica | 131.2398 | 28.9549 | 4.0958 | 4 | 3855.0863 | 6378.5 | 78.5911 | 130.0343 | 133.8027 | 14.9199 | 112.2622 | 7234169.8276 | 0 | 4503859.0785 | 0 | 0 | 0 | 2247859.1655 | 5454496.3479 | 14191480.6262 | 9685977.1332 | 43317842.1789 | 961560.8286 | 18879803.5461 | 18879803.5461 | 14716656.7318 | 7745494.8509 | 0 | 63159206.5536 | 104501161.6824 | 31622.7766 | 16.3833 | 3855.0863 | 6378.5 | 78.5911 | 130.0343
1 | 4500 | 707 | 0.04 | 15 | 15 | 7 | 4.217e-11 | 5spot_SharedNeighbor | CO2 | Porous | Wet | R245fa | MinimizeLCOE_Brownfield | IgnoreSilica | 136.9823 | 30.3073 | 4.3221 | 4 | 3698.8679 | 6090.177 | 75.4064 | 124.1565 | 133.2597 | 14.7345 | 101.3037 | 7420225.7284 | 0 | 4660836.533 | 0 | 0 | 0 | 2159365.2365 | 5553766.7242 | 14449761.7821 | 9862259.3292 | 44106215.3333 | 961560.8286 | 18879803.5461 | 18879803.5461 | 14716656.7318 | 7745494.8509 | 0 | 63947579.7081 | 105289534.8369 | 42169.6503 | 17.2884 | 3698.8679 | 6090.177 | 75.4064 | 124.1565
1 | 4500 | 707 | 0.04 | 15 | 15 | 7 | 5.6234e-11 | 5spot_SharedNeighbor | CO2 | Porous | Wet | R245fa | MinimizeLCOE_Brownfield | IgnoreSilica | 141.4936 | 31.3743 | 4.5027 | 4 | 3581.3823 | 5876.7919 | 73.0113 | 119.8064 | 132.8051 | 14.5824 | 105.9017 | 7561027.8234 | 0 | 4783234.3764 | 0 | 0 | 0 | 2075568.2193 | 5623733.8634 | 14631801.9262 | 9986505.4681 | 44661871.6766 | 961560.8286 | 18879803.5461 | 18879803.5461 | 14716656.7318 | 7745494.8509 | 0 | 64503236.0514 | 105845191.1802 | 56234.1325 | 18.0107 | 3581.3823 | 5876.7919 | 73.0113 | 119.8064
1 | 4500 | 707 | 0.04 | 15 | 15 | 7 | 7.4989e-11 | 5spot_SharedNeighbor | CO2 | Porous | Wet | R245fa | MinimizeLCOE_Brownfield | IgnoreSilica | 144.9749 | 32.201 | 4.6441 | 4 | 3493.0583 | 5718.5462 | 71.2107 | 116.5803 | 132.4373 | 14.4613 | 103.7364 | 7666421.668 | 0 | 4877155.3286 | 0 | 0 | 0 | 2000829.3368 | 5672318.47 | 14758209.1065 | 10072780.9661 | 45047714.876 | 961560.8286 | 18879803.5461 | 18879803.5461 | 14716656.7318 | 7745494.8509 | 0 | 64889079.2508 | 106231034.3795 | 74989.4209 | 18.5766 | 3493.0583 | 5718.5462 | 71.2107 | 116.5803
1 | 4500 | 707 | 0.04 | 15 | 15 | 7 | 1e-10 | 5spot_SharedNeighbor | CO2 | Porous | Wet | R245fa | MinimizeLCOE_Brownfield | IgnoreSilica | 147.6667 | 32.8415 | 4.7542 | 4 | 3426.6765 | 5600.6597 | 69.8574 | 114.177 | 132.1426 | 14.3654 | 96.6897 | 7745947.7247 | 0 | 4949465.9563 | 0 | 0 | 0 | 1937764.6627 | 5706939.554 | 14848286.0654 | 10134260.3414 | 45322664.3045 | 961560.8286 | 18879803.5461 | 18879803.5461 | 14716656.7318 | 7745494.8509 | 0 | 65164028.6792 | 106505983.808 | 100000 | 19.0167 | 3426.6765 | 5600.6597 | 69.8574 | 114.177
1 | 4500 | 707 | 0.04 | 15 | 15 | 7 | 1.3335e-10 | 5spot_SharedNeighbor | CO2 | Porous | Wet | R245fa | MinimizeLCOE_Brownfield | IgnoreSilica | 149.7077 | 33.3285 | 4.8385 | 4 | 3376.7994 | 5512.879 | 68.8406 | 112.3875 | 131.9132 | 14.2913 | 110.1717 | 7805091.4896 | 0 | 5004118.6315 | 0 | 0 | 0 | 1885627.3738 | 5730986.623 | 14910851.6061 | 10176962.6085 | 45513638.3325 | 961560.8286 | 18879803.5461 | 18879803.5461 | 14716656.7318 | 7745494.8509 | 0 | 65355002.7072 | 106696957.836 | 133352.1432 | 19.3541 | 3376.7994 | 5512.879 | 68.8406 | 112.3875
1 | 4500 | 707 | 0.04 | 15 | 15 | 7 | 1.7783e-10 | 5spot_SharedNeighbor | CO2 | Porous | Wet | R245fa | MinimizeLCOE_Brownfield | IgnoreSilica | 151.2593 | 33.6994 | 4.903 | 4 | 3339.3339 | 5447.3294 | 68.0768 | 111.0512 | 131.7352 | 14.2342 | 117.1596 | 7849382.3042 | 0 | 5045566.0091 | 0 | 0 | 0 | 1843775.7719 | 5748102.3932 | 14955383.3292 | 10207356.4246 | 45649566.2322 | 961560.8286 | 18879803.5461 | 18879803.5461 | 14716656.7318 | 7745494.8509 | 0 | 65490930.607 | 106832885.7358 | 177827.941 | 19.612 | 3339.3339 | 5447.3294 | 68.0768 | 111.0512
1 | 4500 | 707 | 0.04 | 15 | 15 | 7 | 2.3714e-10 | 5spot_SharedNeighbor | CO2 | Porous | Wet | R245fa | MinimizeLCOE_Brownfield | IgnoreSilica | 152.4191 | 33.9773 | 4.9517 | 4 | 3311.199 | 5398.4398 | 67.5033 | 110.0545 | 131.6002 | 14.1911 | 116.0132 | 7882107.4531 | 0 | 5076493.1758 | 0 | 0 | 0 | 1810457.9086 | 5759932.8296 | 14986163.698 | 10228364.6588 | 45743519.7239 | 961560.8286 | 18879803.5461 | 18879803.5461 | 14716656.7318 | 7745494.8509 | 0 | 65584884.0987 | 106926839.2274 | 237137.3706 | 19.807 | 3311.199 | 5398.4398 | 67.5033 | 110.0545
1 | 4500 | 707 | 0.04 | 15 | 15 | 7 | 3.1623e-10 | 5spot_SharedNeighbor | CO2 | Porous | Wet | R245fa | MinimizeLCOE_Brownfield | IgnoreSilica | 153.3009 | 34.1887 | 4.9888 | 4 | 3290.0765 | 5361.8208 | 67.0727 | 109.308 | 131.4964 | 14.1581 | 109.6396 | 7906770.6921 | 0 | 5099975.7896 | 0 | 0 | 0 | 1784611.7165 | 5768629.6973 | 15008791.1637 | 10243808.3691 | 45812587.4283 | 961560.8286 | 18879803.5461 | 18879803.5461 | 14716656.7318 | 7745494.8509 | 0 | 65653951.8031 | 106995906.9318 | 316227.766 | 19.9551 | 3290.0765 | 5361.8208 | 67.0727 | 109.308
1 | 4500 | 707 | 0.04 | 15 | 15 | 7 | 4.217e-10 | 5spot_SharedNeighbor | CO2 | Porous | Wet | R245fa | MinimizeLCOE_Brownfield | IgnoreSilica | 153.966 | 34.3482 | 5.0168 | 4 | 3274.2222 | 5334.4058 | 66.7494 | 108.7491 | 131.4174 | 14.133 | 111.2897 | 7925247.4402 | 0 | 5117669.6562 | 0 | 0 | 0 | 1764669.7465 | 5774958.8687 | 15025258.3694 | 10255047.5753 | 45862851.6562 | 961560.8286 | 18879803.5461 | 18879803.5461 | 14716656.7318 | 7745494.8509 | 0 | 65704216.031 | 107046171.1598 | 421696.5034 | 20.0671 | 3274.2222 | 5334.4058 | 66.7494 | 108.7491
1 | 4500 | 707 | 0.04 | 15 | 15 | 7 | 5.6234e-10 | 5spot_SharedNeighbor | CO2 | Porous | Wet | R245fa | MinimizeLCOE_Brownfield | IgnoreSilica | 154.4756 | 34.4703 | 5.038 | 4 | 3262.3244 | 5313.8124 | 66.5069 | 108.3293 | 131.3566 | 14.1137 | 109.7436 | 7939330.4504 | 0 | 5131214.2106 | 0 | 0 | 0 | 1749547.2115 | 5779835.8303 | 15037947.2231 | 10263707.9787 | 45901582.9047 | 961560.8286 | 18879803.5461 | 18879803.5461 | 14716656.7318 | 7745494.8509 | 0 | 65742947.2794 | 107084902.4082 | 562341.3252 | 20.1522 | 3262.3244 | 5313.8124 | 66.5069 | 108.3293
1 | 4500 | 707 | 0.04 | 15 | 15 | 7 | 7.4989e-10 | 5spot_SharedNeighbor | CO2 | Porous | Wet | R245fa | MinimizeLCOE_Brownfield | IgnoreSilica | 154.848 | 34.5598 | 5.0539 | 4 | 3253.3972 | 5298.4597 | 66.3249 | 108.0163 | 131.3118 | 14.0996 | 115.6282 | 7949582.978 | 0 | 5141109.6571 | 0 | 0 | 0 | 1737824.7401 | 5783121.7763 | 15046496.5805 | 10269543.0908 | 45927678.8227 | 961560.8286 | 18879803.5461 | 18879803.5461 | 14716656.7318 | 7745494.8509 | 0 | 65769043.1974 | 107110998.3262 | 749894.2093 | 20.2155 | 3253.3972 | 5298.4597 | 66.3249 | 108.0163
1 | 4500 | 707 | 0.04 | 15 | 15 | 7 | 1e-09 | 5spot_SharedNeighbor | CO2 | Porous | Wet | R245fa | MinimizeLCOE_Brownfield | IgnoreSilica | 155.1381 | 34.6293 | 5.066 | 4 | 3246.6998 | 5286.8848 | 66.1884 | 107.7803 | 131.2769 | 14.0886 | 112.9656 | 7957545.0153 | 0 | 5148812.0614 | 0 | 0 | 0 | 1729108.2897 | 5785831.4929 | 15053546.7073 | 10274354.9472 | 45949198.5137 | 961560.8286 | 18879803.5461 | 18879803.5461 | 14716656.7318 | 7745494.8509 | 0 | 65790562.8884 | 107132518.0172 | 1000000 | 20.2638 | 3246.6998 | 5286.8848 | 66.1884 | 107.7803
1 | 4500 | 707 | 0.04 | 15 | 15 | 7 | 1.3335e-09 | 5spot_SharedNeighbor | CO2 | Porous | Wet | R245fa | MinimizeLCOE_Brownfield | IgnoreSilica | 155.3427 | 34.6787 | 5.0748 | 4 | 3241.6757 | 5278.3006 | 66.0859 | 107.6053 | 131.2522 | 14.0808 | 112.1683 | 7963148.5396 | 0 | 5154245.4594 | 0 | 0 | 0 | 1722275.2004 | 5787470.9878 | 15057812.3367 | 10277266.3269 | 45962218.8507 | 961560.8286 | 18879803.5461 | 18879803.5461 | 14716656.7318 | 7745494.8509 | 0 | 65803583.2255 | 107145538.3542 | 1333521.4322 | 20.2992 | 3241.6757 | 5278.3006 | 66.0859 | 107.6053
1 | 4500 | 707 | 0.04 | 15 | 15 | 7 | 1.7783e-09 | 5spot_SharedNeighbor | CO2 | Porous | Wet | R245fa | MinimizeLCOE_Brownfield | IgnoreSilica | 155.5083 | 34.7183 | 5.0817 | 4 | 3237.9072 | 5271.7837 | 66.0091 | 107.4724 | 131.2322 | 14.0744 | 105.9643 | 7967677.1077 | 0 | 5158640.5909 | 0 | 0 | 0 | 1717328.9937 | 5789022.21 | 15061848.2986 | 10280020.9538 | 45974538.1547 | 961560.8286 | 18879803.5461 | 18879803.5461 | 14716656.7318 | 7745494.8509 | 0 | 65815902.5294 | 107157857.6582 | 1778279.41 | 20.3267 | 3237.9072 | 5271.7837 | 66.0091 | 107.4724
1 | 4500 | 707 | 0.04 | 15 | 15 | 7 | 2.3714e-09 | 5spot_SharedNeighbor | CO2 | Porous | Wet | R245fa | MinimizeLCOE_Brownfield | IgnoreSilica | 155.623 | 34.746 | 5.0867 | 4 | 3235.0807 | 5266.9644 | 65.9515 | 107.3742 | 131.2183 | 14.0701 | 107.3757 | 7970807.0175 | 0 | 5161683.2374 | 0 | 0 | 0 | 1713429.0921 | 5789908.5453 | 15064154.3614 | 10281594.8891 | 45981577.1428 | 961560.8286 | 18879803.5461 | 18879803.5461 | 14716656.7318 | 7745494.8509 | 0 | 65822941.5175 | 107164896.6463 | 2371373.7057 | 20.3466 | 3235.0807 | 5266.9644 | 65.9515 | 107.3742
1 | 4500 | 707 | 0.04 | 15 | 15 | 7 | 3.1623e-09 | 5spot_SharedNeighbor | CO2 | Porous | Wet | R245fa | MinimizeLCOE_Brownfield | IgnoreSilica | 155.7176 | 34.7686 | 5.0905 | 4 | 3232.9608 | 5263.2923 | 65.9083 | 107.2993 | 131.2068 | 14.0664 | 104.968 | 7973389.6233 | 0 | 5164194.2532 | 0 | 0 | 0 | 1710645.9283 | 5790809.6239 | 15066498.783 | 10283195.005 | 45988733.2166 | 961560.8286 | 18879803.5461 | 18879803.5461 | 14716656.7318 | 7745494.8509 | 0 | 65830097.5913 | 107172052.7201 | 3162277.6602 | 20.3622 | 3232.9608 | 5263.2923 | 65.9083 | 107.2993
1 | 4500 | 707 | 0.04 | 15 | 15 | 7 | 4.217e-09 | 5spot_SharedNeighbor | CO2 | Porous | Wet | R245fa | MinimizeLCOE_Brownfield | IgnoreSilica | 155.7862 | 34.7851 | 5.0934 | 4 | 3231.3709 | 5260.556 | 65.8759 | 107.2435 | 131.1985 | 14.0638 | 99.4486 | 7975257.9722 | 0 | 5166012.3845 | 0 | 0 | 0 | 1708508.7005 | 5791413.8323 | 15068070.8093 | 10284267.9453 | 45993531.644 | 961560.8286 | 18879803.5461 | 18879803.5461 | 14716656.7318 | 7745494.8509 | 0 | 65834896.0188 | 107176851.1476 | 4216965.0343 | 20.3737 | 3231.3709 | 5260.556 | 65.8759 | 107.2435
1 | 4500 | 707 | 0.04 | 15 | 15 | 7 | 5.6234e-09 | 5spot_SharedNeighbor | CO2 | Porous | Wet | R245fa | MinimizeLCOE_Brownfield | IgnoreSilica | 155.8297 | 34.7957 | 5.0954 | 4 | 3230.1785 | 5258.5582 | 65.8516 | 107.2028 | 131.1932 | 14.0621 | 105.9453 | 7976442.5786 | 0 | 5167167.0605 | 0 | 0 | 0 | 1706763.0987 | 5791645.3678 | 15068673.2171 | 10284679.1009 | 45995370.4236 | 961560.8286 | 18879803.5461 | 18879803.5461 | 14716656.7318 | 7745494.8509 | 0 | 65836734.7984 | 107178689.9271 | 5623413.2519 | 20.3818 | 3230.1785 | 5258.5582 | 65.8516 | 107.2028
1 | 4500 | 707 | 0.04 | 15 | 15 | 7 | 7.4989e-09 | 5spot_SharedNeighbor | CO2 | Porous | Wet | R245fa | MinimizeLCOE_Brownfield | IgnoreSilica | 155.8614 | 34.8035 | 5.0969 | 4 | 3229.2843 | 5257.0669 | 65.8333 | 107.1724 | 131.1893 | 14.0609 | 112.3286 | 7977303.8198 | 0 | 5168006.9971 | 0 | 0 | 0 | 1705434.791 | 5791790.7871 | 15069051.5684 | 10284937.3335 | 45996525.2969 | 961560.8286 | 18879803.5461 | 18879803.5461 | 14716656.7318 | 7745494.8509 | 0 | 65837889.6716 | 107179844.8004 | 7498942.0933 | 20.3878 | 3229.2843 | 5257.0669 | 65.8333 | 107.1724
1 | 4500 | 707 | 0.04 | 15 | 15 | 7 | 1e-08 | 5spot_SharedNeighbor | CO2 | Porous | Wet | R245fa | MinimizeLCOE_Brownfield | IgnoreSilica | 155.9003 | 34.8126 | 5.0983 | 4 | 3228.6137 | 5255.8453 | 65.8197 | 107.1475 | 131.1846 | 14.0594 | 116.5469 | 7978364.8278 | 0 | 5169038.7387 | 0 | 0 | 0 | 1704705.0685 | 5792322.3676 | 15070434.6319 | 10285881.3027 | 46000746.9372 | 961560.8286 | 18879803.5461 | 18879803.5461 | 14716656.7318 | 7745494.8509 | 0 | 65842111.312 | 107184066.4408 | 10000000 | 20.3933 | 3228.6137 | 5255.8453 | 65.8197 | 107.1475
1 | 4600 | 707 | 0.04 | 15 | 15 | 7 | 1e-13 | 5spot_SharedNeighbor | CO2 | Porous | Wet | R245fa | MinimizeLCOE_Brownfield | IgnoreSilica | 1.6 | 0.076812 | 0.0078255 | 4 | 701549.2968 | 2056800.5328 | 14302.0313 | 41930.6609 | 85.389 | 14.8226 | 23.9867 | 216857.8021 | 0 | 100098.0527 | 0 | 0 | 0 | 193595.759 | 199115.1294 | 518056.7226 | 353584.3582 | 1581307.8241 | 961560.8286 | 19417065.0479 | 19417065.0479 | 15071655.511 | 7933426.2906 | 0 | 21959933.7007 | 64382080.5501 | 100 | 0.031302 | 701549.2968 | 2056800.5328 | 14302.0313 | 41930.6609
1 | 4600 | 707 | 0.04 | 15 | 15 | 7 | 1.3335e-13 | 5spot_SharedNeighbor | CO2 | Porous | Wet | R245fa | MinimizeLCOE_Brownfield | IgnoreSilica | 2.7035 | 0.23226 | 0.019831 | 4 | 290771.2828 | 825559.4631 | 5927.7659 | 16830.1463 | 101.5216 | 15.7664 | 35.0236 | 367121.3633 | 0 | 186541.1157 | 0 | 0 | 0 | 313830.7767 | 338322.3697 | 880245.4064 | 600785.5771 | 2686846.6088 | 961560.8286 | 19417065.0479 | 19417065.0479 | 15071655.511 | 7933426.2906 | 0 | 23065472.4854 | 65487619.3348 | 133.3521 | 0.079325 | 290771.2828 | 825559.4631 | 5927.7659 | 16830.1463
1 | 4600 | 707 | 0.04 | 15 | 15 | 7 | 1.7783e-13 | 5spot_SharedNeighbor | CO2 | Porous | Wet | R245fa | MinimizeLCOE_Brownfield | IgnoreSilica | 3.7339 | 0.41509 | 0.037027 | 4 | 161829.1192 | 448259.8028 | 3299.1055 | 9138.3824 | 110.2251 | 16.1935 | 64.1047 | 496726.7828 | 0 | 261131.5642 | 0 | 0 | 0 | 400994.9427 | 451952.783 | 1175888.433 | 802568.0176 | 3589262.5233 | 961560.8286 | 19417065.0479 | 19417065.0479 | 15071655.511 | 7933426.2906 | 0 | 23967888.3998 | 66390035.2493 | 177.8279 | 0.14811 | 161829.1192 | 448259.8028 | 3299.1055 | 9138.3824
1 | 4600 | 707 | 0.04 | 15 | 15 | 7 | 2.3714e-13 | 5spot_SharedNeighbor | CO2 | Porous | Wet | R245fa | MinimizeLCOE_Brownfield | IgnoreSilica | 4.9861 | 0.65792 | 0.062128 | 4 | 100239.4965 | 270943.4616 | 2043.5177 | 5523.5489 | 116.9694 | 16.4903 | 46.6752 | 642767.1361 | 0 | 329111.7349 | 0 | 0 | 0 | 491413.5176 | 570684.0316 | 1484802.7867 | 1013408.4116 | 4532187.6184 | 961560.8286 | 19417065.0479 | 19417065.0479 | 15071655.511 | 7933426.2906 | 0 | 24910813.495 | 67332960.3444 | 237.1374 | 0.24851 | 100239.4965 | 270943.4616 | 2043.5177 | 5523.5489
1 | 4600 | 707 | 0.04 | 15 | 15 | 7 | 3.1623e-13 | 5spot_SharedNeighbor | CO2 | Porous | Wet | R245fa | MinimizeLCOE_Brownfield | IgnoreSilica | 6.5472 | 0.97645 | 0.096834 | 4 | 67082.6671 | 176605.1196 | 1367.5709 | 3600.3342 | 122.3606 | 16.7078 | 51.7879 | 811101.7223 | 0 | 409240.6162 | 0 | 0 | 0 | 589326.3827 | 705770.8013 | 1836270.8514 | 1253292.5877 | 5605002.9615 | 961560.8286 | 19417065.0479 | 19417065.0479 | 15071655.511 | 7933426.2906 | 0 | 25983628.838 | 68405775.6875 | 316.2278 | 0.38734 | 67082.6671 | 176605.1196 | 1367.5709 | 3600.3342
1 | 4600 | 707 | 0.04 | 15 | 15 | 7 | 4.217e-13 | 5spot_SharedNeighbor | CO2 | Porous | Wet | R245fa | MinimizeLCOE_Brownfield | IgnoreSilica | 8.5593 | 1.3982 | 0.14391 | 4 | 47352.7739 | 121048.584 | 965.3503 | 2467.7391 | 126.7834 | 16.8735 | 67.5241 | 1011358.28 | 0 | 507085.467 | 0 | 0 | 0 | 702702.9694 | 866247.2194 | 2253797.5731 | 1538263.1545 | 6879454.6634 | 961560.8286 | 19417065.0479 | 19417065.0479 | 15071655.511 | 7933426.2906 | 0 | 27258080.5399 | 69680227.3894 | 421.6965 | 0.57564 | 47352.7739 | 121048.584 | 965.3503 | 2467.7391
1 | 4600 | 707 | 0.04 | 15 | 15 | 7 | 5.6234e-13 | 5spot_SharedNeighbor | CO2 | Porous | Wet | R245fa | MinimizeLCOE_Brownfield | IgnoreSilica | 11.0956 | 1.941 | 0.2067 | 4 | 34750.2228 | 86058.1818 | 708.4303 | 1754.4124 | 130.3021 | 16.9959 | 53.7542 | 1244467.7947 | 0 | 624099.4166 | 0 | 0 | 0 | 828451.2826 | 1051837.2127 | 2736664.6659 | 1867829.8673 | 8353350.2398 | 961560.8286 | 19417065.0479 | 19417065.0479 | 15071655.511 | 7933426.2906 | 0 | 28731976.1164 | 71154122.9658 | 562.3413 | 0.82681 | 34750.2228 | 86058.1818 | 708.4303 | 1754.4124
1 | 4600 | 707 | 0.04 | 15 | 15 | 7 | 7.4989e-13 | 5spot_SharedNeighbor | CO2 | Porous | Wet | R245fa | MinimizeLCOE_Brownfield | IgnoreSilica | 14.3212 | 2.6399 | 0.28978 | 4 | 26279.023 | 62878.0675 | 535.7334 | 1281.8545 | 133.1119 | 17.0853 | 59.0383 | 1518586.3012 | 0 | 765447.8722 | 0 | 0 | 0 | 970955.7143 | 1269446.0562 | 3302838.2391 | 2254254.9647 | 10081529.1477 | 961560.8286 | 19417065.0479 | 19417065.0479 | 15071655.511 | 7933426.2906 | 0 | 30460155.0242 | 72882301.8737 | 749.8942 | 1.1591 | 26279.023 | 62878.0675 | 535.7334 | 1281.8545
1 | 4600 | 707 | 0.04 | 15 | 15 | 7 | 1e-12 | 5spot_SharedNeighbor | CO2 | Porous | Wet | R245fa | MinimizeLCOE_Brownfield | IgnoreSilica | 18.4085 | 3.5334 | 0.39877 | 4 | 20363.6909 | 46959.5628 | 415.1414 | 957.3342 | 135.3313 | 17.1463 | 77.3397 | 1840146.6473 | 0 | 935721.4916 | 0 | 0 | 0 | 1131718.3823 | 1523958.7432 | 3965028.043 | 2706213.1125 | 12102786.4199 | 961560.8286 | 19417065.0479 | 19417065.0479 | 15071655.511 | 7933426.2906 | 0 | 32481412.2965 | 74903559.146 | 1000 | 1.5951 | 20363.6909 | 46959.5628 | 415.1414 | 957.3342
1 | 4600 | 707 | 0.04 | 15 | 15 | 7 | 1.3335e-12 | 5spot_SharedNeighbor | CO2 | Porous | Wet | R245fa | MinimizeLCOE_Brownfield | IgnoreSilica | 23.5124 | 4.6579 | 0.54014 | 4 | 16110.5148 | 35745.3629 | 328.4346 | 728.7176 | 137.0472 | 17.1804 | 52.1248 | 2212438.8852 | 0 | 1138070.5587 | 0 | 0 | 0 | 1308136.8633 | 1816872.0598 | 4727128.408 | 3226362.2712 | 14429009.0464 | 961560.8286 | 19417065.0479 | 19417065.0479 | 15071655.511 | 7933426.2906 | 0 | 34807634.923 | 77229781.7724 | 1333.5214 | 2.1606 | 16110.5148 | 35745.3629 | 328.4346 | 728.7176
1 | 4600 | 707 | 0.04 | 15 | 15 | 7 | 1.7783e-12 | 5spot_SharedNeighbor | CO2 | Porous | Wet | R245fa | MinimizeLCOE_Brownfield | IgnoreSilica | 29.8628 | 6.0657 | 0.72179 | 4 | 12982.0062 | 27675.2909 | 264.6558 | 564.1982 | 138.3542 | 17.1871 | 77.7201 | 2642540.7895 | 0 | 1377960.7375 | 0 | 0 | 0 | 1501407.6292 | 2153544.5709 | 5603081.2208 | 3824218.065 | 17102753.013 | 961560.8286 | 19417065.0479 | 19417065.0479 | 15071655.511 | 7933426.2906 | 0 | 37481378.8895 | 79903525.739 | 1778.2794 | 2.8872 | 12982.0062 | 27675.2909 | 264.6558 | 564.1982
1 | 4600 | 707 | 0.04 | 15 | 15 | 7 | 2.3714e-12 | 5spot_SharedNeighbor | CO2 | Porous | Wet | R245fa | MinimizeLCOE_Brownfield | IgnoreSilica | 37.6534 | 7.8029 | 0.95185 | 4 | 10639.7788 | 21781.7507 | 216.9063 | 444.0505 | 139.3101 | 17.1622 | 65.3115 | 3132968.3606 | 0 | 1658728.2523 | 0 | 0 | 0 | 1708081.7721 | 2534913.5702 | 6595325.1273 | 4501444.9198 | 20131462.0022 | 961560.8286 | 19417065.0479 | 19417065.0479 | 15071655.511 | 7933426.2906 | 0 | 40510087.8788 | 82932234.7283 | 2371.3737 | 3.8074 | 10639.7788 | 21781.7507 | 216.9063 | 444.0505
1 | 4600 | 707 | 0.04 | 15 | 15 | 7 | 3.1623e-12 | 5spot_SharedNeighbor | CO2 | Porous | Wet | R245fa | MinimizeLCOE_Brownfield | IgnoreSilica | 47.0077 | 9.9022 | 1.2373 | 4 | 8862.8362 | 17434.6205 | 180.6809 | 355.4283 | 139.9516 | 17.0983 | 62.2562 | 3680735.398 | 0 | 1980922.1523 | 0 | 0 | 0 | 1920527.5144 | 2957052.1753 | 7693643.1852 | 5251069.5625 | 23483949.9877 | 961560.8286 | 19417065.0479 | 19417065.0479 | 15071655.511 | 7933426.2906 | 0 | 43862575.8643 | 86284722.7137 | 3162.2777 | 4.949 | 8862.8362 | 17434.6205 | 180.6809 | 355.4283
1 | 4600 | 707 | 0.04 | 15 | 15 | 7 | 4.217e-12 | 5spot_SharedNeighbor | CO2 | Porous | Wet | R245fa | MinimizeLCOE_Brownfield | IgnoreSilica | 57.8696 | 12.3571 | 1.5805 | 4 | 7503.9811 | 14214.3375 | 152.9788 | 289.7785 | 140.297 | 16.9882 | 84.7611 | 4272765.171 | 0 | 2339335.9236 | 0 | 0 | 0 | 2124907.2807 | 3407433.2664 | 8865442.3984 | 6050846.6035 | 27060730.6436 | 961560.8286 | 19417065.0479 | 19417065.0479 | 15071655.511 | 7933426.2906 | 0 | 47439356.5202 | 89861503.3696 | 4216.965 | 6.3219 | 7503.9811 | 14214.3375 | 152.9788 | 289.7785
1 | 4600 | 707 | 0.04 | 15 | 15 | 7 | 5.6234e-12 | 5spot_SharedNeighbor | CO2 | Porous | Wet | R245fa | MinimizeLCOE_Brownfield | IgnoreSilica | 69.9501 | 15.1086 | 1.9763 | 4 | 6461.2416 | 11827.6606 | 131.7211 | 241.1229 | 140.35 | 16.8246 | 82.7389 | 4885635.0273 | 0 | 2722470.3298 | 0 | 0 | 0 | 2303326.1857 | 3865458.3017 | 10057129.5865 | 6864197.5961 | 30698217.0271 | 961560.8286 | 19417065.0479 | 19417065.0479 | 15071655.511 | 7933426.2906 | 0 | 51076842.9037 | 93498989.7531 | 5623.4133 | 7.9051 | 6461.2416 | 11827.6606 | 131.7211 | 241.1229
1 | 4600 | 707 | 0.04 | 15 | 15 | 7 | 7.4989e-12 | 5spot_SharedNeighbor | CO2 | Porous | Wet | R245fa | MinimizeLCOE_Brownfield | IgnoreSilica | 82.6413 | 18.0235 | 2.4084 | 4 | 5662.0365 | 10065.6529 | 115.4283 | 205.2019 | 140.1231 | 16.6081 | 97.4453 | 5484863.6559 | 0 | 3110927.2342 | 0 | 0 | 0 | 2435428.6472 | 4302175.6196 | 11193378.4645 | 7639710.803 | 34166484.4244 | 961560.8286 | 19417065.0479 | 19417065.0479 | 15071655.511 | 7933426.2906 | 0 | 54545110.301 | 96967257.1504 | 7498.9421 | 9.6335 | 5662.0365 | 10065.6529 | 115.4283 | 205.2019
1 | 4600 | 707 | 0.04 | 15 | 15 | 7 | 1e-11 | 5spot_SharedNeighbor | CO2 | Porous | Wet | R245fa | MinimizeLCOE_Brownfield | IgnoreSilica | 95.1628 | 20.9242 | 2.8517 | 4 | 5051.8567 | 8770.8725 | 102.9889 | 178.8061 | 139.6619 | 16.3508 | 94.7947 | 6035544.8073 | 0 | 3482620.2717 | 0 | 0 | 0 | 2507649.323 | 4690067.6168 | 12202593.8738 | 8328521.0571 | 37246996.9497 | 961560.8286 | 19417065.0479 | 19417065.0479 | 15071655.511 | 7933426.2906 | 0 | 57625622.8262 | 100047769.6757 | 10000 | 11.4068 | 5051.8567 | 8770.8725 | 102.9889 | 178.8061
1 | 4600 | 707 | 0.04 | 15 | 15 | 7 | 1.3335e-11 | 5spot_SharedNeighbor | CO2 | Porous | Wet | R245fa | MinimizeLCOE_Brownfield | IgnoreSilica | 106.836 | 23.6505 | 3.28 | 4 | 4588.1586 | 7821.5718 | 93.5358 | 159.4533 | 139.0422 | 16.0722 | 104.4449 | 6514809.5709 | 0 | 3820377.8843 | 0 | 0 | 0 | 2520615.9542 | 5013763.3297 | 13044783.7195 | 8903332.9321 | 39817683.3906 | 961560.8286 | 19417065.0479 | 19417065.0479 | 15071655.511 | 7933426.2906 | 0 | 60196309.2672 | 102618456.1166 | 13335.2143 | 13.1199 | 4588.1586 | 7821.5718 | 93.5358 | 159.4533
1 | 4600 | 707 | 0.04 | 15 | 15 | 7 | 1.7783e-11 | 5spot_SharedNeighbor | CO2 | Porous | Wet | R245fa | MinimizeLCOE_Brownfield | IgnoreSilica | 117.1527 | 26.0788 | 3.671 | 4 | 4237.2313 | 7126.2422 | 86.3817 | 145.2781 | 138.3517 | 15.795 | 104.3139 | 6911861.1727 | 0 | 4112767.4591 | 0 | 0 | 0 | 2484354.5113 | 5268503.4258 | 13707565.1953 | 9355694.9081 | 41840746.6724 | 961560.8286 | 19417065.0479 | 19417065.0479 | 15071655.511 | 7933426.2906 | 0 | 62219372.5489 | 104641519.3984 | 17782.7941 | 14.684 | 4237.2313 | 7126.2422 | 86.3817 | 145.2781
1 | 4600 | 707 | 0.04 | 15 | 15 | 7 | 2.3714e-11 | 5spot_SharedNeighbor | CO2 | Porous | Wet | R245fa | MinimizeLCOE_Brownfield | IgnoreSilica | 125.8614 | 28.1438 | 4.011 | 4 | 3972.4521 | 6616.5733 | 80.9838 | 134.8878 | 137.6679 | 15.5384 | 104.7952 | 7227884.6402 | 0 | 4355582.6611 | 0 | 0 | 0 | 2414480.9858 | 5459199.8319 | 14203718.1269 | 9694329.4788 | 43355195.7246 | 961560.8286 | 19417065.0479 | 19417065.0479 | 15071655.511 | 7933426.2906 | 0 | 63733821.6012 | 106155968.4506 | 23713.7371 | 16.0439 | 3972.4521 | 6616.5733 | 80.9838 | 134.8878
1 | 4600 | 707 | 0.04 | 15 | 15 | 7 | 3.1623e-11 | 5spot_SharedNeighbor | CO2 | Porous | Wet | R245fa | MinimizeLCOE_Brownfield | IgnoreSilica | 132.9844 | 29.8434 | 4.2959 | 4 | 3773.0523 | 6241.8384 | 76.9188 | 127.2483 | 137.0406 | 15.313 | 117.4655 | 7473329.6147 | 0 | 4551691.0688 | 0 | 0 | 0 | 2328100.1463 | 5597717.1236 | 14564111.7059 | 9940305.5019 | 44455255.1611 | 961560.8286 | 19417065.0479 | 19417065.0479 | 15071655.511 | 7933426.2906 | 0 | 64833881.0376 | 107256027.8871 | 31622.7766 | 17.1834 | 3773.0523 | 6241.8384 | 76.9188 | 127.2483
1 | 4600 | 707 | 0.04 | 15 | 15 | 7 | 4.217e-11 | 5spot_SharedNeighbor | CO2 | Porous | Wet | R245fa | MinimizeLCOE_Brownfield | IgnoreSilica | 138.6756 | 31.2085 | 4.5278 | 4 | 3623.0472 | 5965.3559 | 73.8607 | 121.6118 | 136.4954 | 15.1229 | 101.4139 | 7660940.9315 | 0 | 4706870.6695 | 0 | 0 | 0 | 2238450.7215 | 5696442.3058 | 14820974.3787 | 10115619.554 | 45239298.561 | 961560.8286 | 19417065.0479 | 19417065.0479 | 15071655.511 | 7933426.2906 | 0 | 65617924.4375 | 108040071.287 | 42169.6503 | 18.1113 | 3623.0472 | 5965.3559 | 73.8607 | 121.6118
1 | 4600 | 707 | 0.04 | 15 | 15 | 7 | 5.6234e-11 | 5spot_SharedNeighbor | CO2 | Porous | Wet | R245fa | MinimizeLCOE_Brownfield | IgnoreSilica | 143.1307 | 32.282 | 4.7124 | 4 | 3510.264 | 5760.8094 | 71.5615 | 117.4419 | 136.0411 | 14.9677 | 112.0859 | 7802480.2219 | 0 | 4827458.1868 | 0 | 0 | 0 | 2153758.6782 | 5765641.8639 | 15001017.4341 | 10238502.6389 | 45788859.0238 | 961560.8286 | 19417065.0479 | 19417065.0479 | 15071655.511 | 7933426.2906 | 0 | 66167484.9003 | 108589631.7498 | 56234.1325 | 18.8497 | 3510.264 | 5760.8094 | 71.5615 | 117.4419
1 | 4600 | 707 | 0.04 | 15 | 15 | 7 | 7.4989e-11 | 5spot_SharedNeighbor | CO2 | Porous | Wet | R245fa | MinimizeLCOE_Brownfield | IgnoreSilica | 146.5756 | 33.1151 | 4.8571 | 4 | 3425.4946 | 5609.0257 | 69.8333 | 114.3476 | 135.6729 | 14.8439 | 102.8814 | 7908681.9875 | 0 | 4920186.5834 | 0 | 0 | 0 | 2078750.0744 | 5813971.2717 | 15126760.6394 | 10324324.9602 | 46172675.5166 | 961560.8286 | 19417065.0479 | 19417065.0479 | 15071655.511 | 7933426.2906 | 0 | 66551301.3931 | 108973448.2426 | 74989.4209 | 19.4282 | 3425.4946 | 5609.0257 | 69.8333 | 114.3476
1 | 4600 | 707 | 0.04 | 15 | 15 | 7 | 1e-10 | 5spot_SharedNeighbor | CO2 | Porous | Wet | R245fa | MinimizeLCOE_Brownfield | IgnoreSilica | 149.2083 | 33.7539 | 4.9689 | 4 | 3361.7971 | 5496.1732 | 68.5348 | 112.0469 | 135.3816 | 14.7471 | 115.5681 | 7987920.4622 | 0 | 4990761.3335 | 0 | 0 | 0 | 2015030.841 | 5847547.9283 | 15214120.2125 | 10383949.6639 | 46439330.4414 | 961560.8286 | 19417065.0479 | 19417065.0479 | 15071655.511 | 7933426.2906 | 0 | 66817956.318 | 109240103.1674 | 100000 | 19.8757 | 3361.7971 | 5496.1732 | 68.5348 | 112.0469
1 | 4600 | 707 | 0.04 | 15 | 15 | 7 | 1.3335e-10 | 5spot_SharedNeighbor | CO2 | Porous | Wet | R245fa | MinimizeLCOE_Brownfield | IgnoreSilica | 151.2157 | 34.242 | 5.0548 | 4 | 3313.9454 | 5412.0412 | 67.5593 | 110.3318 | 135.1536 | 14.6719 | 113.4438 | 8047205.5844 | 0 | 5044404.437 | 0 | 0 | 0 | 1962764.2128 | 5871205.9513 | 15275673.5354 | 10425961.0716 | 46627214.7926 | 961560.8286 | 19417065.0479 | 19417065.0479 | 15071655.511 | 7933426.2906 | 0 | 67005840.6692 | 109427987.5186 | 133352.1432 | 20.2194 | 3313.9454 | 5412.0412 | 67.5593 | 110.3318
1 | 4600 | 707 | 0.04 | 15 | 15 | 7 | 1.7783e-10 | 5spot_SharedNeighbor | CO2 | Porous | Wet | R245fa | MinimizeLCOE_Brownfield | IgnoreSilica | 152.746 | 34.6146 | 5.1205 | 4 | 3278.0066 | 5349.18 | 66.8266 | 109.0503 | 134.9764 | 14.6138 | 117.7195 | 8091738.6547 | 0 | 5085201.8882 | 0 | 0 | 0 | 1920981.5358 | 5888189.6107 | 15319861.5333 | 10456120.2881 | 46762093.5108 | 961560.8286 | 19417065.0479 | 19417065.0479 | 15071655.511 | 7933426.2906 | 0 | 67140719.3873 | 109562866.2368 | 177827.941 | 20.4822 | 3278.0066 | 5349.18 | 66.8266 | 109.0503
1 | 4600 | 707 | 0.04 | 15 | 15 | 7 | 2.3714e-10 | 5spot_SharedNeighbor | CO2 | Porous | Wet | R245fa | MinimizeLCOE_Brownfield | IgnoreSilica | 153.8929 | 34.8945 | 5.1703 | 4 | 3251.0217 | 5302.2726 | 66.2765 | 108.094 | 134.8416 | 14.5699 | 115.5346 | 8124734.4468 | 0 | 5115724.1037 | 0 | 0 | 0 | 1887819.3049 | 5900028.3636 | 15350663.5399 | 10477143.2906 | 46856113.0495 | 961560.8286 | 19417065.0479 | 19417065.0479 | 15071655.511 | 7933426.2906 | 0 | 67234738.9261 | 109656885.7755 | 237137.3706 | 20.6811 | 3251.0217 | 5302.2726 | 66.2765 | 108.094
1 | 4600 | 707 | 0.04 | 15 | 15 | 7 | 3.1623e-10 | 5spot_SharedNeighbor | CO2 | Porous | Wet | R245fa | MinimizeLCOE_Brownfield | IgnoreSilica | 154.7554 | 35.1053 | 5.2079 | 4 | 3230.7646 | 5267.2031 | 65.8635 | 107.3791 | 134.739 | 14.5366 | 116.423 | 8149335.5248 | 0 | 5138649.7141 | 0 | 0 | 0 | 1861943.1882 | 5908472.0866 | 15372632.3751 | 10492137.472 | 46923170.3608 | 961560.8286 | 19417065.0479 | 19417065.0479 | 15071655.511 | 7933426.2906 | 0 | 67301796.2374 | 109723943.0868 | 316227.766 | 20.8315 | 3230.7646 | 5267.2031 | 65.8635 | 107.3791
1 | 4600 | 707 | 0.04 | 15 | 15 | 7 | 4.217e-10 | 5spot_SharedNeighbor | CO2 | Porous | Wet | R245fa | MinimizeLCOE_Brownfield | IgnoreSilica | 155.4157 | 35.2665 | 5.2365 | 4 | 3215.561 | 5240.8803 | 65.5536 | 106.8424 | 134.6599 | 14.5109 | 109.3277 | 8168045.5834 | 0 | 5156182.7412 | 0 | 0 | 0 | 1842180.7235 | 5914899.5287 | 15389355.2611 | 10503551.1853 | 46974215.0232 | 961560.8286 | 19417065.0479 | 19417065.0479 | 15071655.511 | 7933426.2906 | 0 | 67352840.8998 | 109774987.7492 | 421696.5034 | 20.9459 | 3215.561 | 5240.8803 | 65.5536 | 106.8424
1 | 4600 | 707 | 0.04 | 15 | 15 | 7 | 5.6234e-10 | 5spot_SharedNeighbor | CO2 | Porous | Wet | R245fa | MinimizeLCOE_Brownfield | IgnoreSilica | 155.9151 | 35.3884 | 5.2581 | 4 | 3204.1524 | 5221.1515 | 65.321 | 106.4402 | 134.5998 | 14.4914 | 104.7998 | 8182123.0232 | 0 | 5169431.7696 | 0 | 0 | 0 | 1827085.134 | 5919669.5715 | 15401765.9338 | 10512021.7244 | 47012097.1566 | 961560.8286 | 19417065.0479 | 19417065.0479 | 15071655.511 | 7933426.2906 | 0 | 67390723.0331 | 109812869.8826 | 562341.3252 | 21.0323 | 3204.1524 | 5221.1515 | 65.321 | 106.4402
1 | 4600 | 707 | 0.04 | 15 | 15 | 7 | 7.4989e-10 | 5spot_SharedNeighbor | CO2 | Porous | Wet | R245fa | MinimizeLCOE_Brownfield | IgnoreSilica | 156.2855 | 35.479 | 5.2743 | 4 | 3195.5927 | 5206.4059 | 65.1465 | 106.1396 | 134.5549 | 14.4769 | 98.7502 | 8192525.3211 | 0 | 5179255.1161 | 0 | 0 | 0 | 1815488.6124 | 5923034.9294 | 15410521.9047 | 10517997.8545 | 47038823.7382 | 961560.8286 | 19417065.0479 | 19417065.0479 | 15071655.511 | 7933426.2906 | 0 | 67417449.6147 | 109839596.4642 | 749894.2093 | 21.097 | 3195.5927 | 5206.4059 | 65.1465 | 106.1396
1 | 4600 | 707 | 0.04 | 15 | 15 | 7 | 1e-09 | 5spot_SharedNeighbor | CO2 | Porous | Wet | R245fa | MinimizeLCOE_Brownfield | IgnoreSilica | 156.5607 | 35.5465 | 5.2864 | 4 | 3189.1712 | 5195.3775 | 65.0156 | 105.9148 | 134.5214 | 14.4661 | 105.2476 | 8200231.1955 | 0 | 5186550.6134 | 0 | 0 | 0 | 1806630.8489 | 5925430.9366 | 15416755.8239 | 10522252.6325 | 47057852.0508 | 961560.8286 | 19417065.0479 | 19417065.0479 | 15071655.511 | 7933426.2906 | 0 | 67436477.9274 | 109858624.7768 | 1000000 | 21.1455 | 3189.1712 | 5195.3775 | 65.0156 | 105.9148
1 | 4600 | 707 | 0.04 | 15 | 15 | 7 | 1.3335e-09 | 5spot_SharedNeighbor | CO2 | Porous | Wet | R245fa | MinimizeLCOE_Brownfield | IgnoreSilica | 156.7628 | 35.5961 | 5.2954 | 4 | 3184.3543 | 5187.1429 | 64.9174 | 105.7469 | 134.4968 | 14.4582 | 117.2155 | 8205875.7159 | 0 | 5191905.1684 | 0 | 0 | 0 | 1799844.6862 | 5927073.9725 | 15421030.6664 | 10525170.3003 | 47070900.5097 | 961560.8286 | 19417065.0479 | 19417065.0479 | 15071655.511 | 7933426.2906 | 0 | 67449526.3862 | 109871673.2357 | 1333521.4322 | 21.1815 | 3184.3543 | 5187.1429 | 64.9174 | 105.7469
1 | 4600 | 707 | 0.04 | 15 | 15 | 7 | 1.7783e-09 | 5spot_SharedNeighbor | CO2 | Porous | Wet | R245fa | MinimizeLCOE_Brownfield | IgnoreSilica | 156.924 | 35.6354 | 5.3023 | 4 | 3180.7413 | 5180.9071 | 64.8437 | 105.6198 | 134.4771 | 14.4519 | 111.8174 | 8210371.5771 | 0 | 5196174.2673 | 0 | 0 | 0 | 1794894.6429 | 5928561.79 | 15424901.6624 | 10527812.3346 | 47082716.2743 | 961560.8286 | 19417065.0479 | 19417065.0479 | 15071655.511 | 7933426.2906 | 0 | 67461342.1509 | 109883489.0003 | 1778279.41 | 21.2093 | 3180.7413 | 5180.9071 | 64.8437 | 105.6198
1 | 4600 | 707 | 0.04 | 15 | 15 | 7 | 2.3714e-09 | 5spot_SharedNeighbor | CO2 | Porous | Wet | R245fa | MinimizeLCOE_Brownfield | IgnoreSilica | 157.0406 | 35.664 | 5.3075 | 4 | 3178.0314 | 5176.2608 | 64.7885 | 105.5251 | 134.4628 | 14.4473 | 113.2083 | 8213622.3502 | 0 | 5199265.1363 | 0 | 0 | 0 | 1791086.0428 | 5929549.6764 | 15427471.9402 | 10529566.602 | 47090561.7479 | 961560.8286 | 19417065.0479 | 19417065.0479 | 15071655.511 | 7933426.2906 | 0 | 67469187.6245 | 109891334.4739 | 2371373.7057 | 21.2299 | 3178.0314 | 5176.2608 | 64.7885 | 105.5251
1 | 4600 | 707 | 0.04 | 15 | 15 | 7 | 3.1623e-09 | 5spot_SharedNeighbor | CO2 | Porous | Wet | R245fa | MinimizeLCOE_Brownfield | IgnoreSilica | 157.1332 | 35.6866 | 5.3114 | 4 | 3175.999 | 5172.7437 | 64.747 | 105.4534 | 134.4515 | 14.4436 | 109.0604 | 8216200.8785 | 0 | 5201717.8801 | 0 | 0 | 0 | 1788311.0016 | 5930429.6065 | 15429761.3377 | 10531129.1628 | 47097549.8672 | 961560.8286 | 19417065.0479 | 19417065.0479 | 15071655.511 | 7933426.2906 | 0 | 67476175.7437 | 109898322.5932 | 3162277.6602 | 21.2457 | 3175.999 | 5172.7437 | 64.747 | 105.4534
1 | 4600 | 707 | 0.04 | 15 | 15 | 7 | 4.217e-09 | 5spot_SharedNeighbor | CO2 | Porous | Wet | R245fa | MinimizeLCOE_Brownfield | IgnoreSilica | 157.2038 | 35.7038 | 5.3144 | 4 | 3174.4747 | 5170.0995 | 64.716 | 105.3995 | 134.4429 | 14.4408 | 117.6492 | 8218164.2287 | 0 | 5203586.4432 | 0 | 0 | 0 | 1786243.4085 | 5931117.6913 | 15431551.5933 | 10532351.0491 | 47103014.4142 | 961560.8286 | 19417065.0479 | 19417065.0479 | 15071655.511 | 7933426.2906 | 0 | 67481640.2908 | 109903787.1402 | 4216965.0343 | 21.2576 | 3174.4747 | 5170.0995 | 64.716 | 105.3995
1 | 4600 | 707 | 0.04 | 15 | 15 | 7 | 5.6234e-09 | 5spot_SharedNeighbor | CO2 | Porous | Wet | R245fa | MinimizeLCOE_Brownfield | IgnoreSilica | 157.2381 | 35.7126 | 5.3163 | 4 | 3173.3316 | 5168.241 | 64.6927 | 105.3616 | 134.4386 | 14.4395 | 110.9813 | 8219113.8542 | 0 | 5204493.8036 | 0 | 0 | 0 | 1784351.0612 | 5931103.9004 | 15431515.7121 | 10532326.5595 | 47102904.8909 | 961560.8286 | 19417065.0479 | 19417065.0479 | 15071655.511 | 7933426.2906 | 0 | 67481530.7675 | 109903677.6169 | 5623413.2519 | 21.2652 | 3173.3316 | 5168.241 | 64.6927 | 105.3616
1 | 4600 | 707 | 0.04 | 15 | 15 | 7 | 7.4989e-09 | 5spot_SharedNeighbor | CO2 | Porous | Wet | R245fa | MinimizeLCOE_Brownfield | IgnoreSilica | 157.277 | 35.7221 | 5.318 | 4 | 3172.4744 | 5166.7598 | 64.6752 | 105.3314 | 134.4339 | 14.4379 | 114.2138 | 8220195.1355 | 0 | 5205523.7324 | 0 | 0 | 0 | 1783169.3325 | 5931466.3982 | 15432458.8569 | 10532970.2752 | 47105783.7307 | 961560.8286 | 19417065.0479 | 19417065.0479 | 15071655.511 | 7933426.2906 | 0 | 67484409.6072 | 109906556.4567 | 7498942.0933 | 21.2719 | 3172.4744 | 5166.7598 | 64.6752 | 105.3314
1 | 4600 | 707 | 0.04 | 15 | 15 | 7 | 1e-08 | 5spot_SharedNeighbor | CO2 | Porous | Wet | R245fa | MinimizeLCOE_Brownfield | IgnoreSilica | 157.3159 | 35.7313 | 5.3194 | 4 | 3171.8315 | 5165.5845 | 64.6621 | 105.3074 | 134.4291 | 14.4364 | 118.7238 | 8221277.8363 | 0 | 5206553.6102 | 0 | 0 | 0 | 1782458.1082 | 5932012.9263 | 15433880.8111 | 10533940.7881 | 47110124.0802 | 961560.8286 | 19417065.0479 | 19417065.0479 | 15071655.511 | 7933426.2906 | 0 | 67488749.9568 | 109910896.8062 | 10000000 | 21.2775 | 3171.8315 | 5165.5845 | 64.6621 | 105.3074
1 | 4700 | 707 | 0.04 | 15 | 15 | 7 | 1e-13 | 5spot_SharedNeighbor | CO2 | Porous | Wet | R245fa | MinimizeLCOE_Brownfield | IgnoreSilica | 1.6 | 0.075779 | 0.0081245 | 4 | 692865.7966 | 2031905.2225 | 14125.0064 | 41423.1363 | 86.1111 | 15.1957 | 25.0959 | 219514.0095 | 0 | 99865.3302 | 0 | 0 | 0 | 195595.7862 | 200840.2991 | 522545.2602 | 356647.8773 | 1595008.5623 | 961560.8286 | 19960186.6406 | 19960186.6406 | 15432221.3765 | 8123701.7665 | 0 | 22516756.0315 | 66032865.8152 | 100 | 0.032498 | 692865.7966 | 2031905.2225 | 14125.0064 | 41423.1363
1 | 4700 | 707 | 0.04 | 15 | 15 | 7 | 1.3335e-13 | 5spot_SharedNeighbor | CO2 | Porous | Wet | R245fa | MinimizeLCOE_Brownfield | IgnoreSilica | 2.7935 | 0.24393 | 0.021215 | 4 | 279678.8175 | 792471.1432 | 5701.631 | 16155.5962 | 103.8025 | 16.2286 | 50.3788 | 384640.3697 | 0 | 193920.9485 | 0 | 0 | 0 | 329371.6333 | 354093.8511 | 921279.5658 | 628792.2341 | 2812098.6025 | 961560.8286 | 19960186.6406 | 19960186.6406 | 15432221.3765 | 8123701.7665 | 0 | 23733846.0717 | 67249955.8553 | 133.3521 | 0.084861 | 279678.8175 | 792471.1432 | 5701.631 | 16155.5962
1 | 4700 | 707 | 0.04 | 15 | 15 | 7 | 1.7783e-13 | 5spot_SharedNeighbor | CO2 | Porous | Wet | R245fa | MinimizeLCOE_Brownfield | IgnoreSilica | 3.8413 | 0.43331 | 0.039654 | 4 | 155412.3189 | 429760.4945 | 3168.2903 | 8761.249 | 112.6445 | 16.6583 | 48.9992 | 518397.782 | 0 | 267124.9096 | 0 | 0 | 0 | 418508.2974 | 469572.0857 | 1221730.2445 | 833855.9959 | 3729189.3152 | 961560.8286 | 19960186.6406 | 19960186.6406 | 15432221.3765 | 8123701.7665 | 0 | 24650936.7844 | 68167046.5681 | 177.8279 | 0.15862 | 155412.3189 | 429760.4945 | 3168.2903 | 8761.249
1 | 4700 | 707 | 0.04 | 15 | 15 | 7 | 2.3714e-13 | 5spot_SharedNeighbor | CO2 | Porous | Wet | R245fa | MinimizeLCOE_Brownfield | IgnoreSilica | 5.1371 | 0.68817 | 0.066505 | 4 | 96376.6944 | 259958.557 | 1964.7693 | 5299.6068 | 119.6292 | 16.9627 | 51.7029 | 671808.8187 | 0 | 337058.931 | 0 | 0 | 0 | 513906.3962 | 593881.9169 | 1545158.9259 | 1054602.7168 | 4716417.7056 | 961560.8286 | 19960186.6406 | 19960186.6406 | 15432221.3765 | 8123701.7665 | 0 | 25638165.1748 | 69154274.9585 | 237.1374 | 0.26602 | 96376.6944 | 259958.557 | 1964.7693 | 5299.6068
1 | 4700 | 707 | 0.04 | 15 | 15 | 7 | 3.1623e-13 | 5spot_SharedNeighbor | CO2 | Porous | Wet | R245fa | MinimizeLCOE_Brownfield | IgnoreSilica | 6.7519 | 1.0226 | 0.10358 | 4 | 64590.4101 | 169624.0667 | 1316.7629 | 3458.016 | 125.1991 | 17.1853 | 49.4802 | 848446.7839 | 0 | 419443.3808 | 0 | 0 | 0 | 617156.9205 | 735168.3632 | 1912757.2773 | 1305496.145 | 5838468.8707 | 961560.8286 | 19960186.6406 | 19960186.6406 | 15432221.3765 | 8123701.7665 | 0 | 26760216.3399 | 70276326.1236 | 316.2278 | 0.41431 | 64590.4101 | 169624.0667 | 1316.7629 | 3458.016
1 | 4700 | 707 | 0.04 | 15 | 15 | 7 | 4.217e-13 | 5spot_SharedNeighbor | CO2 | Porous | Wet | R245fa | MinimizeLCOE_Brownfield | IgnoreSilica | 8.8176 | 1.4629 | 0.15378 | 4 | 45649.7786 | 116393.3116 | 930.6325 | 2372.8351 | 129.7336 | 17.3533 | 58.0739 | 1057017.9794 | 0 | 519295.021 | 0 | 0 | 0 | 734950.3512 | 901392.7071 | 2345238.9229 | 1600673.7547 | 7158568.7365 | 961560.8286 | 19960186.6406 | 19960186.6406 | 15432221.3765 | 8123701.7665 | 0 | 28080316.2057 | 71596425.9893 | 421.6965 | 0.61512 | 45649.7786 | 116393.3116 | 930.6325 | 2372.8351
1 | 4700 | 707 | 0.04 | 15 | 15 | 7 | 5.6234e-13 | 5spot_SharedNeighbor | CO2 | Porous | Wet | R245fa | MinimizeLCOE_Brownfield | IgnoreSilica | 11.4318 | 2.0314 | 0.22076 | 4 | 33537.0259 | 82816.6686 | 683.6976 | 1688.3298 | 133.3569 | 17.4778 | 56.2543 | 1300777.5484 | 0 | 639181.258 | 0 | 0 | 0 | 866699.8516 | 1094596.8766 | 2847916.5403 | 1943761.5576 | 8692933.6324 | 961560.8286 | 19960186.6406 | 19960186.6406 | 15432221.3765 | 8123701.7665 | 0 | 29614681.1017 | 73130790.8853 | 562.3413 | 0.88304 | 33537.0259 | 82816.6686 | 683.6976 | 1688.3298
1 | 4700 | 707 | 0.04 | 15 | 15 | 7 | 7.4989e-13 | 5spot_SharedNeighbor | CO2 | Porous | Wet | R245fa | MinimizeLCOE_Brownfield | IgnoreSilica | 14.7567 | 2.7635 | 0.30935 | 4 | 25386.8388 | 60554.0833 | 517.545 | 1234.4769 | 136.2493 | 17.5684 | 75.1839 | 1587450.0704 | 0 | 784015.1008 | 0 | 0 | 0 | 1016066.0473 | 1321137.1752 | 3437327.9275 | 2346046.9405 | 10492043.2617 | 961560.8286 | 19960186.6406 | 19960186.6406 | 15432221.3765 | 8123701.7665 | 0 | 31413790.731 | 74929900.5146 | 749.8942 | 1.2374 | 25386.8388 | 60554.0833 | 517.545 | 1234.4769
1 | 4700 | 707 | 0.04 | 15 | 15 | 7 | 1e-12 | 5spot_SharedNeighbor | CO2 | Porous | Wet | R245fa | MinimizeLCOE_Brownfield | IgnoreSilica | 18.9419 | 3.6942 | 0.42533 | 4 | 19690.7404 | 45268.6061 | 401.4224 | 922.8618 | 138.5206 | 17.6294 | 69.1146 | 1921572.2734 | 0 | 957351.4111 | 0 | 0 | 0 | 1182249.7151 | 1583857.6259 | 4120872.6486 | 2812580.2581 | 12578483.9322 | 961560.8286 | 19960186.6406 | 19960186.6406 | 15432221.3765 | 8123701.7665 | 0 | 33500231.4015 | 77016341.1851 | 1000 | 1.7013 | 19690.7404 | 45268.6061 | 401.4224 | 922.8618
1 | 4700 | 707 | 0.04 | 15 | 15 | 7 | 1.3335e-12 | 5spot_SharedNeighbor | CO2 | Porous | Wet | R245fa | MinimizeLCOE_Brownfield | IgnoreSilica | 24.189 | 4.8697 | 0.57584 | 4 | 15592.1527 | 34484.5157 | 317.8671 | 703.0135 | 140.2857 | 17.6628 | 85.3962 | 2310043.7255 | 0 | 1164198.5797 | 0 | 0 | 0 | 1366418.9199 | 1887857.8778 | 4911818.9452 | 3352417.3579 | 14992755.4061 | 961560.8286 | 19960186.6406 | 19960186.6406 | 15432221.3765 | 8123701.7665 | 0 | 35914502.8754 | 79430612.659 | 1333.5214 | 2.3034 | 15592.1527 | 34484.5157 | 317.8671 | 703.0135
1 | 4700 | 707 | 0.04 | 15 | 15 | 7 | 1.7783e-12 | 5spot_SharedNeighbor | CO2 | Porous | Wet | R245fa | MinimizeLCOE_Brownfield | IgnoreSilica | 30.713 | 6.3402 | 0.76909 | 4 | 12575.4851 | 26720.7625 | 256.3683 | 544.7389 | 141.6287 | 17.6674 | 65.5746 | 2758520.6235 | 0 | 1409255.6374 | 0 | 0 | 0 | 1567982.6317 | 2236945.9681 | 5820074.5484 | 3972320.4699 | 17765099.8791 | 961560.8286 | 19960186.6406 | 19960186.6406 | 15432221.3765 | 8123701.7665 | 0 | 38686847.3483 | 82202957.132 | 1778.2794 | 3.0764 | 12575.4851 | 26720.7625 | 256.3683 | 544.7389
1 | 4700 | 707 | 0.04 | 15 | 15 | 7 | 2.3714e-12 | 5spot_SharedNeighbor | CO2 | Porous | Wet | R245fa | MinimizeLCOE_Brownfield | IgnoreSilica | 38.6861 | 8.1488 | 1.0133 | 4 | 10315.9159 | 21052.1576 | 210.3039 | 429.1767 | 142.6074 | 17.6388 | 66.3601 | 3268019.235 | 0 | 1695026.8178 | 0 | 0 | 0 | 1781864.5475 | 2630515.1341 | 6844060.7861 | 4671212.1179 | 20890698.6384 | 961560.8286 | 19960186.6406 | 19960186.6406 | 15432221.3765 | 8123701.7665 | 0 | 41812446.1076 | 85328555.8913 | 2371.3737 | 4.0532 | 10315.9159 | 21052.1576 | 210.3039 | 429.1767
1 | 4700 | 707 | 0.04 | 15 | 15 | 7 | 3.1623e-12 | 5spot_SharedNeighbor | CO2 | Porous | Wet | R245fa | MinimizeLCOE_Brownfield | IgnoreSilica | 48.2575 | 10.3336 | 1.3158 | 4 | 8601.4885 | 16869.2538 | 175.353 | 343.9026 | 143.2639 | 17.5694 | 82.5195 | 3837034.0239 | 0 | 2022946.2305 | 0 | 0 | 0 | 2002102.0786 | 3066212.1099 | 7977654.9433 | 5444913.4232 | 24350862.8095 | 961560.8286 | 19960186.6406 | 19960186.6406 | 15432221.3765 | 8123701.7665 | 0 | 45272610.2787 | 88788720.0624 | 3162.2777 | 5.2633 | 8601.4885 | 16869.2538 | 175.353 | 343.9026
1 | 4700 | 707 | 0.04 | 15 | 15 | 7 | 4.217e-12 | 5spot_SharedNeighbor | CO2 | Porous | Wet | R245fa | MinimizeLCOE_Brownfield | IgnoreSilica | 59.3434 | 12.8828 | 1.6788 | 4 | 7289.9725 | 13770.3999 | 148.616 | 280.7282 | 143.6122 | 17.45 | 90.3581 | 4450360.8917 | 0 | 2386876.9552 | 0 | 0 | 0 | 2212864.8403 | 3529540.048 | 9183139.1967 | 6267681.1964 | 28030463.1283 | 961560.8286 | 19960186.6406 | 19960186.6406 | 15432221.3765 | 8123701.7665 | 0 | 48952210.5976 | 92468320.3812 | 4216.965 | 6.715 | 7289.9725 | 13770.3999 | 148.616 | 280.7282
1 | 4700 | 707 | 0.04 | 15 | 15 | 7 | 5.6234e-12 | 5spot_SharedNeighbor | CO2 | Porous | Wet | R245fa | MinimizeLCOE_Brownfield | IgnoreSilica | 71.6091 | 15.7259 | 2.0954 | 4 | 6284.1254 | 11475.9946 | 128.1104 | 233.9537 | 143.6584 | 17.2754 | 81.7985 | 5081977.5847 | 0 | 2774003.8039 | 0 | 0 | 0 | 2394778.8032 | 3997796.4748 | 10401446.3666 | 7099200.8735 | 31749203.9067 | 961560.8286 | 19960186.6406 | 19960186.6406 | 15432221.3765 | 8123701.7665 | 0 | 52670951.3759 | 96187061.1596 | 5623.4133 | 8.3816 | 6284.1254 | 11475.9946 | 128.1104 | 233.9537
1 | 4700 | 707 | 0.04 | 15 | 15 | 7 | 7.4989e-12 | 5spot_SharedNeighbor | CO2 | Porous | Wet | R245fa | MinimizeLCOE_Brownfield | IgnoreSilica | 84.4271 | 18.7224 | 2.548 | 4 | 5513.639 | 9783.3381 | 112.403 | 199.4466 | 143.418 | 17.0466 | 87.9953 | 5696278.2747 | 0 | 3164593.6591 | 0 | 0 | 0 | 2527411.937 | 4441430.7096 | 11555691.6437 | 7886996.9925 | 35272403.2165 | 961560.8286 | 19960186.6406 | 19960186.6406 | 15432221.3765 | 8123701.7665 | 0 | 56194150.6858 | 99710260.4694 | 7498.9421 | 10.1918 | 5513.639 | 9783.3381 | 112.403 | 199.4466
1 | 4700 | 707 | 0.04 | 15 | 15 | 7 | 1e-11 | 5spot_SharedNeighbor | CO2 | Porous | Wet | R245fa | MinimizeLCOE_Brownfield | IgnoreSilica | 97.0212 | 21.6923 | 3.0101 | 4 | 4925.7719 | 8539.9538 | 100.4185 | 174.0985 | 142.9408 | 16.7765 | 104.0563 | 6258488.4788 | 0 | 3536922.9756 | 0 | 0 | 0 | 2598278.3107 | 4833539.0084 | 12575877.0047 | 8583294.4641 | 38386400.2424 | 961560.8286 | 19960186.6406 | 19960186.6406 | 15432221.3765 | 8123701.7665 | 0 | 59308147.7117 | 102824257.4953 | 10000 | 12.0404 | 4925.7719 | 8539.9538 | 100.4185 | 174.0985
1 | 4700 | 707 | 0.04 | 15 | 15 | 7 | 1.3335e-11 | 5spot_SharedNeighbor | CO2 | Porous | Wet | R245fa | MinimizeLCOE_Brownfield | IgnoreSilica | 108.7191 | 24.4736 | 3.4545 | 4 | 4479.3109 | 7628.5115 | 91.3168 | 155.5175 | 142.306 | 16.486 | 105.1336 | 6746062.085 | 0 | 3874154.7035 | 0 | 0 | 0 | 2608928.3768 | 5159366.6145 | 13423613.5993 | 9161892.1092 | 40974017.4883 | 961560.8286 | 19960186.6406 | 19960186.6406 | 15432221.3765 | 8123701.7665 | 0 | 61895764.9575 | 105411874.7412 | 13335.2143 | 13.8181 | 4479.3109 | 7628.5115 | 91.3168 | 155.5175
1 | 4700 | 707 | 0.04 | 15 | 15 | 7 | 1.7783e-11 | 5spot_SharedNeighbor | CO2 | Porous | Wet | R245fa | MinimizeLCOE_Brownfield | IgnoreSilica | 118.9897 | 26.9355 | 3.8581 | 4 | 4141.6123 | 6961.4366 | 84.4324 | 141.9183 | 141.6059 | 16.1995 | 102.8914 | 7147462.3822 | 0 | 4164278.5559 | 0 | 0 | 0 | 2569094.19 | 5413525.7 | 14084883.4045 | 9613222.339 | 42992466.5716 | 961560.8286 | 19960186.6406 | 19960186.6406 | 15432221.3765 | 8123701.7665 | 0 | 63914214.0409 | 107430323.8245 | 17782.7941 | 15.4322 | 4141.6123 | 6961.4366 | 84.4324 | 141.9183
1 | 4700 | 707 | 0.04 | 15 | 15 | 7 | 2.3714e-11 | 5spot_SharedNeighbor | CO2 | Porous | Wet | R245fa | MinimizeLCOE_Brownfield | IgnoreSilica | 127.6519 | 29.0269 | 4.208 | 4 | 3886.9279 | 6472.2424 | 79.2403 | 131.9454 | 140.9151 | 15.9349 | 109.9827 | 7466807.7099 | 0 | 4405082.6247 | 0 | 0 | 0 | 2496699.0215 | 5603749.8489 | 14579807.6196 | 9951018.2855 | 44503165.1101 | 961560.8286 | 19960186.6406 | 19960186.6406 | 15432221.3765 | 8123701.7665 | 0 | 65424912.5794 | 108941022.363 | 23713.7371 | 16.832 | 3886.9279 | 6472.2424 | 79.2403 | 131.9454
1 | 4700 | 707 | 0.04 | 15 | 15 | 7 | 3.1623e-11 | 5spot_SharedNeighbor | CO2 | Porous | Wet | R245fa | MinimizeLCOE_Brownfield | IgnoreSilica | 134.7165 | 30.7435 | 4.5003 | 4 | 3695.1989 | 6112.5912 | 75.3316 | 124.6134 | 140.2843 | 15.7036 | 115.3062 | 7714227.2807 | 0 | 4599059.3424 | 0 | 0 | 0 | 2408301.5954 | 5741419.4052 | 14937995.5653 | 10195488.9184 | 45596492.1074 | 961560.8286 | 19960186.6406 | 19960186.6406 | 15432221.3765 | 8123701.7665 | 0 | 66518239.5766 | 110034349.3602 | 31622.7766 | 18.0013 | 3695.1989 | 6112.5912 | 75.3316 | 124.6134
1 | 4700 | 707 | 0.04 | 15 | 15 | 7 | 4.217e-11 | 5spot_SharedNeighbor | CO2 | Porous | Wet | R245fa | MinimizeLCOE_Brownfield | IgnoreSilica | 140.3339 | 32.116 | 4.7375 | 4 | 3551.0067 | 5847.3739 | 72.3921 | 119.2066 | 139.7393 | 15.5096 | 112.3675 | 7902531.7462 | 0 | 4751846.5669 | 0 | 0 | 0 | 2316870.5245 | 5838787.0467 | 15191326.1956 | 10368392.279 | 46369754.3589 | 961560.8286 | 19960186.6406 | 19960186.6406 | 15432221.3765 | 8123701.7665 | 0 | 67291501.8282 | 110807611.6118 | 42169.6503 | 18.95 | 3551.0067 | 5847.3739 | 72.3921 | 119.2066
1 | 4700 | 707 | 0.04 | 15 | 15 | 7 | 5.6234e-11 | 5spot_SharedNeighbor | CO2 | Porous | Wet | R245fa | MinimizeLCOE_Brownfield | IgnoreSilica | 144.7313 | 33.1953 | 4.9261 | 4 | 3442.6208 | 5651.0872 | 70.1825 | 115.2051 | 139.2856 | 15.3514 | 119.4435 | 8044672.7286 | 0 | 4870599.1559 | 0 | 0 | 0 | 2231183.1587 | 5907117.4668 | 15369107.9323 | 10489731.9674 | 46912412.4097 | 961560.8286 | 19960186.6406 | 19960186.6406 | 15432221.3765 | 8123701.7665 | 0 | 67834159.8789 | 111350269.6626 | 56234.1325 | 19.7042 | 3442.6208 | 5651.0872 | 70.1825 | 115.2051
1 | 4700 | 707 | 0.04 | 15 | 15 | 7 | 7.4989e-11 | 5spot_SharedNeighbor | CO2 | Porous | Wet | R245fa | MinimizeLCOE_Brownfield | IgnoreSilica | 148.1271 | 34.0319 | 5.0736 | 4 | 3361.1739 | 5505.4309 | 68.5221 | 112.2357 | 138.9189 | 15.2255 | 105.5812 | 8151233.5349 | 0 | 4961808.686 | 0 | 0 | 0 | 2155578.6852 | 5954762.1534 | 15493069.6334 | 10574338.3756 | 47290791.0685 | 961560.8286 | 19960186.6406 | 19960186.6406 | 15432221.3765 | 8123701.7665 | 0 | 68212538.5378 | 111728648.3214 | 74989.4209 | 20.2943 | 3361.1739 | 5505.4309 | 68.5221 | 112.2357
1 | 4700 | 707 | 0.04 | 15 | 15 | 7 | 1e-10 | 5spot_SharedNeighbor | CO2 | Porous | Wet | R245fa | MinimizeLCOE_Brownfield | IgnoreSilica | 150.7212 | 34.673 | 5.1876 | 4 | 3299.9844 | 5397.1234 | 67.2746 | 110.0277 | 138.6289 | 15.1271 | 120.8919 | 8230733.829 | 0 | 5031202.2434 | 0 | 0 | 0 | 2091562.1764 | 5987864.317 | 15579194.673 | 10633120.4848 | 47553677.7236 | 961560.8286 | 19960186.6406 | 19960186.6406 | 15432221.3765 | 8123701.7665 | 0 | 68475425.1929 | 111991534.9765 | 100000 | 20.7502 | 3299.9844 | 5397.1234 | 67.2746 | 110.0277
1 | 4700 | 707 | 0.04 | 15 | 15 | 7 | 1.3335e-10 | 5spot_SharedNeighbor | CO2 | Porous | Wet | R245fa | MinimizeLCOE_Brownfield | IgnoreSilica | 152.7091 | 35.1651 | 5.2753 | 4 | 3254.0241 | 5316.2976 | 66.3377 | 108.3799 | 138.4009 | 15.0503 | 120.122 | 8290536.1927 | 0 | 5084219.9511 | 0 | 0 | 0 | 2039395.2768 | 6011519.054 | 15640739.4464 | 10675126.0572 | 47741535.9782 | 961560.8286 | 19960186.6406 | 19960186.6406 | 15432221.3765 | 8123701.7665 | 0 | 68663283.4475 | 112179393.2311 | 133352.1432 | 21.101 | 3254.0241 | 5316.2976 | 66.3377 | 108.3799
1 | 4700 | 707 | 0.04 | 15 | 15 | 7 | 1.7783e-10 | 5spot_SharedNeighbor | CO2 | Porous | Wet | R245fa | MinimizeLCOE_Brownfield | IgnoreSilica | 154.2024 | 35.5358 | 5.3419 | 4 | 3219.5106 | 5256.0593 | 65.6341 | 107.1519 | 138.2263 | 14.9919 | 122.0537 | 8334807.3917 | 0 | 5123953.0322 | 0 | 0 | 0 | 1997316.7318 | 6027870.0907 | 15683281.4899 | 10704161.8761 | 47871390.6125 | 961560.8286 | 19960186.6406 | 19960186.6406 | 15432221.3765 | 8123701.7665 | 0 | 68793138.0817 | 112309247.8653 | 177827.941 | 21.3676 | 3219.5106 | 5256.0593 | 65.6341 | 107.1519
1 | 4700 | 707 | 0.04 | 15 | 15 | 7 | 2.3714e-10 | 5spot_SharedNeighbor | CO2 | Porous | Wet | R245fa | MinimizeLCOE_Brownfield | IgnoreSilica | 155.3427 | 35.819 | 5.3927 | 4 | 3193.5989 | 5210.9579 | 65.1058 | 106.2324 | 138.091 | 14.9469 | 117.8604 | 8368243.7525 | 0 | 5154245.4594 | 0 | 0 | 0 | 1964402.7865 | 6039887.8793 | 15714549.3107 | 10725502.8062 | 47966831.9946 | 961560.8286 | 19960186.6406 | 19960186.6406 | 15432221.3765 | 8123701.7665 | 0 | 68888579.4638 | 112404689.2475 | 237137.3706 | 21.5708 | 3193.5989 | 5210.9579 | 65.1058 | 106.2324
1 | 4700 | 707 | 0.04 | 15 | 15 | 7 | 3.1623e-10 | 5spot_SharedNeighbor | CO2 | Porous | Wet | R245fa | MinimizeLCOE_Brownfield | IgnoreSilica | 156.1929 | 36.0306 | 5.431 | 4 | 3174.1492 | 5177.2897 | 64.7093 | 105.5461 | 137.9891 | 14.913 | 105.1713 | 8392956.1978 | 0 | 5176799.7165 | 0 | 0 | 0 | 1938591.8423 | 6048255.6251 | 15736320.4686 | 10740362.0689 | 48033285.9191 | 961560.8286 | 19960186.6406 | 19960186.6406 | 15432221.3765 | 8123701.7665 | 0 | 68955033.3884 | 112471143.172 | 316227.766 | 21.7239 | 3174.1492 | 5177.2897 | 64.7093 | 105.5461
1 | 4700 | 707 | 0.04 | 15 | 15 | 7 | 4.217e-10 | 5spot_SharedNeighbor | CO2 | Porous | Wet | R245fa | MinimizeLCOE_Brownfield | IgnoreSilica | 156.8313 | 36.1897 | 5.4599 | 4 | 3159.5527 | 5152.101 | 64.4118 | 105.0325 | 137.9119 | 14.8875 | 121.144 | 8411393.9155 | 0 | 5193720.8694 | 0 | 0 | 0 | 1918660.2853 | 6054272.2774 | 15751974.5637 | 10751046.3105 | 48081068.2218 | 961560.8286 | 19960186.6406 | 19960186.6406 | 15432221.3765 | 8123701.7665 | 0 | 69002815.691 | 112518925.4747 | 421696.5034 | 21.8394 | 3159.5527 | 5152.101 | 64.4118 | 105.0325
1 | 4700 | 707 | 0.04 | 15 | 15 | 7 | 5.6234e-10 | 5spot_SharedNeighbor | CO2 | Porous | Wet | R245fa | MinimizeLCOE_Brownfield | IgnoreSilica | 157.3159 | 36.3103 | 5.4817 | 4 | 3148.6003 | 5133.21 | 64.1885 | 104.6474 | 137.8529 | 14.868 | 127.414 | 8425318.7803 | 0 | 5206553.6102 | 0 | 0 | 0 | 1903482.7923 | 6058788.5213 | 15763724.904 | 10759066.1592 | 48116934.7674 | 961560.8286 | 19960186.6406 | 19960186.6406 | 15432221.3765 | 8123701.7665 | 0 | 69038682.2366 | 112554792.0203 | 562341.3252 | 21.9268 | 3148.6003 | 5133.21 | 64.1885 | 104.6474
1 | 4700 | 707 | 0.04 | 15 | 15 | 7 | 7.4989e-10 | 5spot_SharedNeighbor | CO2 | Porous | Wet | R245fa | MinimizeLCOE_Brownfield | IgnoreSilica | 157.6855 | 36.4023 | 5.4982 | 4 | 3140.3832 | 5119.0228 | 64.021 | 104.3582 | 137.8078 | 14.8531 | 127.8659 | 8435902.0666 | 0 | 5216337.4552 | 0 | 0 | 0 | 1892024.1558 | 6062262.8343 | 15772764.3537 | 10765235.7693 | 48144526.635 | 961560.8286 | 19960186.6406 | 19960186.6406 | 15432221.3765 | 8123701.7665 | 0 | 69066274.1042 | 112582383.8878 | 749894.2093 | 21.9929 | 3140.3832 | 5119.0228 | 64.021 | 104.3582
1 | 4700 | 707 | 0.04 | 15 | 15 | 7 | 1e-09 | 5spot_SharedNeighbor | CO2 | Porous | Wet | R245fa | MinimizeLCOE_Brownfield | IgnoreSilica | 157.9561 | 36.4698 | 5.5105 | 4 | 3134.219 | 5108.4385 | 63.8953 | 104.1424 | 137.7746 | 14.8422 | 124.4863 | 8443626.9116 | 0 | 5223497.4619 | 0 | 0 | 0 | 1883196.052 | 6064624.966 | 15778910.1358 | 10769430.3919 | 48163285.9192 | 961560.8286 | 19960186.6406 | 19960186.6406 | 15432221.3765 | 8123701.7665 | 0 | 69085033.3884 | 112601143.1721 | 1000000 | 22.0422 | 3134.219 | 5108.4385 | 63.8953 | 104.1424
1 | 4700 | 707 | 0.04 | 15 | 15 | 7 | 1.3335e-09 | 5spot_SharedNeighbor | CO2 | Porous | Wet | R245fa | MinimizeLCOE_Brownfield | IgnoreSilica | 158.1607 | 36.5209 | 5.5198 | 4 | 3129.5952 | 5100.4963 | 63.801 | 103.9805 | 137.7494 | 14.8339 | 118.8304 | 8449457.5653 | 0 | 5228911.346 | 0 | 0 | 0 | 1876545.8511 | 6066416.7574 | 15783572.0095 | 10772612.2165 | 48177515.7458 | 961560.8286 | 19960186.6406 | 19960186.6406 | 15432221.3765 | 8123701.7665 | 0 | 69099263.215 | 112615372.9987 | 1333521.4322 | 22.0793 | 3129.5952 | 5100.4963 | 63.801 | 103.9805
1 | 4700 | 707 | 0.04 | 15 | 15 | 7 | 1.7783e-09 | 5spot_SharedNeighbor | CO2 | Porous | Wet | R245fa | MinimizeLCOE_Brownfield | IgnoreSilica | 158.3071 | 36.5576 | 5.5267 | 4 | 3126.1271 | 5094.5905 | 63.7303 | 103.8601 | 137.7314 | 14.828 | 109.7346 | 8453618.101 | 0 | 5232781.0467 | 0 | 0 | 0 | 1871389.6328 | 6067537.6244 | 15786488.2756 | 10774602.628 | 48186417.3084 | 961560.8286 | 19960186.6406 | 19960186.6406 | 15432221.3765 | 8123701.7665 | 0 | 69108164.7776 | 112624274.5613 | 1778279.41 | 22.1066 | 3126.1271 | 5094.5905 | 63.7303 | 103.8601
1 | 4700 | 707 | 0.04 | 15 | 15 | 7 | 2.3714e-09 | 5spot_SharedNeighbor | CO2 | Porous | Wet | R245fa | MinimizeLCOE_Brownfield | IgnoreSilica | 158.4313 | 36.5884 | 5.5321 | 4 | 3123.526 | 5090.0692 | 63.6773 | 103.7679 | 137.7161 | 14.823 | 126.5668 | 8457150.4008 | 0 | 5236067.0481 | 0 | 0 | 0 | 1867774.3698 | 6068786.8093 | 15789738.3985 | 10776820.9036 | 48196337.9302 | 961560.8286 | 19960186.6406 | 19960186.6406 | 15432221.3765 | 8123701.7665 | 0 | 69118085.3994 | 112634195.1831 | 2371373.7057 | 22.1282 | 3123.526 | 5090.0692 | 63.6773 | 103.7679
1 | 4700 | 707 | 0.04 | 15 | 15 | 7 | 3.1623e-09 | 5spot_SharedNeighbor | CO2 | Porous | Wet | R245fa | MinimizeLCOE_Brownfield | IgnoreSilica | 158.524 | 36.6113 | 5.5361 | 4 | 3121.5752 | 5086.6837 | 63.6375 | 103.6989 | 137.7047 | 14.8192 | 119.0221 | 8459780.033 | 0 | 5238515.4719 | 0 | 0 | 0 | 1865040.681 | 6069701.1125 | 15792117.2279 | 10778444.5036 | 48203599.0299 | 961560.8286 | 19960186.6406 | 19960186.6406 | 15432221.3765 | 8123701.7665 | 0 | 69125346.4992 | 112641456.2828 | 3162277.6602 | 22.1444 | 3121.5752 | 5086.6837 | 63.6375 | 103.6989
1 | 4700 | 707 | 0.04 | 15 | 15 | 7 | 4.217e-09 | 5spot_SharedNeighbor | CO2 | Porous | Wet | R245fa | MinimizeLCOE_Brownfield | IgnoreSilica | 158.5823 | 36.626 | 5.5389 | 4 | 3120.1121 | 5084.2176 | 63.6077 | 103.6487 | 137.6975 | 14.8168 | 114.4844 | 8461433.507 | 0 | 5240057.832 | 0 | 0 | 0 | 1862777.6491 | 6070064.9054 | 15793063.7423 | 10779090.5191 | 48206488.1549 | 961560.8286 | 19960186.6406 | 19960186.6406 | 15432221.3765 | 8123701.7665 | 0 | 69128235.6241 | 112644345.4078 | 4216965.0343 | 22.1557 | 3120.1121 | 5084.2176 | 63.6077 | 103.6487
1 | 4700 | 707 | 0.04 | 15 | 15 | 7 | 5.6234e-09 | 5spot_SharedNeighbor | CO2 | Porous | Wet | R245fa | MinimizeLCOE_Brownfield | IgnoreSilica | 158.6212 | 36.636 | 5.541 | 4 | 3119.0149 | 5082.3999 | 63.5853 | 103.6116 | 137.6926 | 14.8152 | 118.9978 | 8462534.2575 | 0 | 5241086.0091 | 0 | 0 | 0 | 1860986.9673 | 6070196.8212 | 15793406.9602 | 10779324.7724 | 48207535.7878 | 961560.8286 | 19960186.6406 | 19960186.6406 | 15432221.3765 | 8123701.7665 | 0 | 69129283.257 | 112645393.0407 | 5623413.2519 | 22.1638 | 3119.0149 | 5082.3999 | 63.5853 | 103.6116
1 | 4700 | 707 | 0.04 | 15 | 15 | 7 | 7.4989e-09 | 5spot_SharedNeighbor | CO2 | Porous | Wet | R245fa | MinimizeLCOE_Brownfield | IgnoreSilica | 158.6749 | 36.6489 | 5.5429 | 4 | 3118.1921 | 5080.8783 | 63.5686 | 103.5806 | 137.686 | 14.8131 | 114.2106 | 8464059.8395 | 0 | 5242505.7897 | 0 | 0 | 0 | 1860097.9807 | 6070998.8079 | 15795493.565 | 10780748.923 | 48213904.9058 | 961560.8286 | 19960186.6406 | 19960186.6406 | 15432221.3765 | 8123701.7665 | 0 | 69135652.375 | 112651762.1587 | 7498942.0933 | 22.1717 | 3118.1921 | 5080.8783 | 63.5686 | 103.5806
1 | 4700 | 707 | 0.04 | 15 | 15 | 7 | 1e-08 | 5spot_SharedNeighbor | CO2 | Porous | Wet | R245fa | MinimizeLCOE_Brownfield | IgnoreSilica | 158.6944 | 36.654 | 5.544 | 4 | 3117.575 | 5079.8721 | 63.556 | 103.5601 | 137.6836 | 14.8123 | 116.5813 | 8464609.1935 | 0 | 5243019.8245 | 0 | 0 | 0 | 1859043.3702 | 6071002.2314 | 15795502.4723 | 10780755.0025 | 48213932.0943 | 961560.8286 | 19960186.6406 | 19960186.6406 | 15432221.3765 | 8123701.7665 | 0 | 69135679.5636 | 112651789.3472 | 10000000 | 22.1761 | 3117.575 | 5079.8721 | 63.556 | 103.5601
1 | 4800 | 707 | 0.04 | 15 | 15 | 7 | 1e-13 | 5spot_SharedNeighbor | CO2 | Porous | Wet | R245fa | MinimizeLCOE_Brownfield | IgnoreSilica | 1.6 | 0.074752 | 0.0084071 | 4 | 686306.1418 | 2013281.9555 | 13991.279 | 41043.4758 | 86.8042 | 15.5672 | 25.1867 | 222108.4604 | 0 | 99624.0936 | 0 | 0 | 0 | 197608.0641 | 202542.8411 | 526974.9252 | 359671.2147 | 1608529.599 | 961560.8286 | 20509168.3242 | 20509168.3242 | 15798354.3283 | 8316321.2789 | 0 | 23079258.7518 | 67703102.6832 | 100 | 0.033628 | 686306.1418 | 2013281.9555 | 13991.279 | 41043.4758
1 | 4800 | 707 | 0.04 | 15 | 15 | 7 | 1.3335e-13 | 5spot_SharedNeighbor | CO2 | Porous | Wet | R245fa | MinimizeLCOE_Brownfield | IgnoreSilica | 2.8861 | 0.2562 | 0.022675 | 4 | 269155.7577 | 761142.1886 | 5487.1042 | 15516.913 | 106.1129 | 16.6922 | 48.0933 | 402814.9651 | 0 | 201572.2096 | 0 | 0 | 0 | 345508.2914 | 370459.2318 | 963858.9295 | 657853.5247 | 2942067.1521 | 961560.8286 | 20509168.3242 | 20509168.3242 | 15798354.3283 | 8316321.2789 | 0 | 24412796.3048 | 69036640.2362 | 133.3521 | 0.090701 | 269155.7577 | 761142.1886 | 5487.1042 | 15516.913
1 | 4800 | 707 | 0.04 | 15 | 15 | 7 | 1.7783e-13 | 5spot_SharedNeighbor | CO2 | Porous | Wet | R245fa | MinimizeLCOE_Brownfield | IgnoreSilica | 3.9728 | 0.4554 | 0.042456 | 4 | 149364.6058 | 412130.09 | 3044.9995 | 8401.8293 | 115.229 | 17.1305 | 52.3338 | 543440.953 | 0 | 274416.1887 | 0 | 0 | 0 | 439689.8647 | 490443.3325 | 1276032.9474 | 870918.7065 | 3894941.9928 | 961560.8286 | 20509168.3242 | 20509168.3242 | 15798354.3283 | 8316321.2789 | 0 | 25365671.1456 | 69989515.0769 | 177.8279 | 0.16982 | 149364.6058 | 412130.09 | 3044.9995 | 8401.8293
1 | 4800 | 707 | 0.04 | 15 | 15 | 7 | 2.3714e-13 | 5spot_SharedNeighbor | CO2 | Porous | Wet | R245fa | MinimizeLCOE_Brownfield | IgnoreSilica | 5.3003 | 0.72105 | 0.071117 | 4 | 92752.371 | 249620.6854 | 1890.8825 | 5088.8553 | 122.3459 | 17.4375 | 61.7842 | 702751.2372 | 0 | 345596.9059 | 0 | 0 | 0 | 538299.7159 | 618792.665 | 1609971.5825 | 1098838.6867 | 4914250.7933 | 961560.8286 | 20509168.3242 | 20509168.3242 | 15798354.3283 | 8316321.2789 | 0 | 26384979.946 | 71008823.8774 | 237.1374 | 0.28447 | 92752.371 | 249620.6854 | 1890.8825 | 5088.8553
1 | 4800 | 707 | 0.04 | 15 | 15 | 7 | 3.1623e-13 | 5spot_SharedNeighbor | CO2 | Porous | Wet | R245fa | MinimizeLCOE_Brownfield | IgnoreSilica | 6.9734 | 1.0727 | 0.11068 | 4 | 62252.3214 | 163048.0446 | 1269.0978 | 3323.9549 | 128.0887 | 17.6646 | 67.6869 | 888225.6403 | 0 | 430416.4997 | 0 | 0 | 0 | 647405.3575 | 766758.5241 | 1994948.3958 | 1361593.2722 | 6089347.6897 | 961560.8286 | 20509168.3242 | 20509168.3242 | 15798354.3283 | 8316321.2789 | 0 | 27560076.8425 | 72183920.7739 | 316.2278 | 0.44272 | 62252.3214 | 163048.0446 | 1269.0978 | 3323.9549
1 | 4800 | 707 | 0.04 | 15 | 15 | 7 | 4.217e-13 | 5spot_SharedNeighbor | CO2 | Porous | Wet | R245fa | MinimizeLCOE_Brownfield | IgnoreSilica | 9.0929 | 1.5321 | 0.16415 | 4 | 44051.8184 | 112011.9554 | 898.0559 | 2283.5152 | 132.7183 | 17.8342 | 69.1363 | 1105104.8601 | 0 | 532222.1956 | 0 | 0 | 0 | 769477.5679 | 938653.8032 | 2442184.6516 | 1666841.2066 | 7454484.285 | 961560.8286 | 20509168.3242 | 20509168.3242 | 15798354.3283 | 8316321.2789 | 0 | 28925213.4377 | 73549057.3691 | 421.6965 | 0.65662 | 44051.8184 | 112011.9554 | 898.0559 | 2283.5152
1 | 4800 | 707 | 0.04 | 15 | 15 | 7 | 5.6234e-13 | 5spot_SharedNeighbor | CO2 | Porous | Wet | R245fa | MinimizeLCOE_Brownfield | IgnoreSilica | 11.7756 | 2.1252 | 0.23545 | 4 | 32398.1305 | 79779.051 | 660.4797 | 1626.4039 | 136.4256 | 17.9602 | 59.6974 | 1358725.7826 | 0 | 654511.9473 | 0 | 0 | 0 | 906176.8062 | 1138571.6691 | 2962329.9297 | 2021851.0468 | 9042167.1816 | 961560.8286 | 20509168.3242 | 20509168.3242 | 15798354.3283 | 8316321.2789 | 0 | 30512896.3344 | 75136740.2658 | 562.3413 | 0.94181 | 32398.1305 | 79779.051 | 660.4797 | 1626.4039
1 | 4800 | 707 | 0.04 | 15 | 15 | 7 | 7.4989e-13 | 5spot_SharedNeighbor | CO2 | Porous | Wet | R245fa | MinimizeLCOE_Brownfield | IgnoreSilica | 15.1829 | 2.8882 | 0.32967 | 4 | 24548.8324 | 58388.8819 | 500.4612 | 1190.3363 | 139.3859 | 18.0515 | 73.8876 | 1656685.8705 | 0 | 802077.6074 | 0 | 0 | 0 | 1060828.6593 | 1372640.9335 | 3571330.1416 | 2437506.2052 | 10901069.4175 | 961560.8286 | 20509168.3242 | 20509168.3242 | 15798354.3283 | 8316321.2789 | 0 | 32371798.5703 | 76995642.5017 | 749.8942 | 1.3187 | 24548.8324 | 58388.8819 | 500.4612 | 1190.3363
1 | 4800 | 707 | 0.04 | 15 | 15 | 7 | 1e-12 | 5spot_SharedNeighbor | CO2 | Porous | Wet | R245fa | MinimizeLCOE_Brownfield | IgnoreSilica | 19.4903 | 3.8616 | 0.45308 | 4 | 19058.2348 | 43680.5492 | 388.5279 | 890.4871 | 141.7222 | 18.1127 | 68.8045 | 2005514.5103 | 0 | 979462.5943 | 0 | 0 | 0 | 1234615.1933 | 1645640.9962 | 4281620.3046 | 2922293.8364 | 13069147.435 | 961560.8286 | 20509168.3242 | 20509168.3242 | 15798354.3283 | 8316321.2789 | 0 | 34539876.5878 | 79163720.5192 | 1000 | 1.8123 | 19058.2348 | 43680.5492 | 388.5279 | 890.4871
1 | 4800 | 707 | 0.04 | 15 | 15 | 7 | 1.3335e-12 | 5spot_SharedNeighbor | CO2 | Porous | Wet | R245fa | MinimizeLCOE_Brownfield | IgnoreSilica | 24.8734 | 5.0876 | 0.61303 | 4 | 15104.595 | 33302.687 | 307.9276 | 678.9203 | 143.5321 | 18.1452 | 76.6874 | 2409814.6964 | 0 | 1190476.168 | 0 | 0 | 0 | 1425936.034 | 1960228.4904 | 5100112.4338 | 3480931.5329 | 15567499.3554 | 961560.8286 | 20509168.3242 | 20509168.3242 | 15798354.3283 | 8316321.2789 | 0 | 37038228.5082 | 81662072.4396 | 1333.5214 | 2.4521 | 15104.595 | 33302.687 | 307.9276 | 678.9203
1 | 4800 | 707 | 0.04 | 15 | 15 | 7 | 1.7783e-12 | 5spot_SharedNeighbor | CO2 | Porous | Wet | R245fa | MinimizeLCOE_Brownfield | IgnoreSilica | 31.5561 | 6.6194 | 0.81814 | 4 | 12192.8386 | 25828.5364 | 248.5675 | 526.5497 | 144.9082 | 18.1475 | 64.2179 | 2875922.3644 | 0 | 1440120.056 | 0 | 0 | 0 | 1634794.0296 | 2320826.2155 | 6038313.7458 | 4121273.2064 | 18431249.6176 | 961560.8286 | 20509168.3242 | 20509168.3242 | 15798354.3283 | 8316321.2789 | 0 | 39901978.7704 | 84525822.7018 | 1778.2794 | 3.2726 | 12192.8386 | 25828.5364 | 248.5675 | 526.5497
1 | 4800 | 707 | 0.04 | 15 | 15 | 7 | 2.3714e-12 | 5spot_SharedNeighbor | CO2 | Porous | Wet | R245fa | MinimizeLCOE_Brownfield | IgnoreSilica | 39.7339 | 8.5054 | 1.0772 | 4 | 10010.8459 | 20366.8382 | 204.0846 | 415.2055 | 145.912 | 18.1148 | 61.097 | 3406175.1244 | 0 | 1731654.7793 | 0 | 0 | 0 | 1857362.1172 | 2728124.8882 | 7098021.3436 | 4844545.4168 | 21665883.6695 | 961560.8286 | 20509168.3242 | 20509168.3242 | 15798354.3283 | 8316321.2789 | 0 | 43136612.8223 | 87760456.7537 | 2371.3737 | 4.309 | 10010.8459 | 20366.8382 | 204.0846 | 415.2055
1 | 4800 | 707 | 0.04 | 15 | 15 | 7 | 3.1623e-12 | 5spot_SharedNeighbor | CO2 | Porous | Wet | R245fa | MinimizeLCOE_Brownfield | IgnoreSilica | 49.524 | 10.778 | 1.3975 | 4 | 8354.864 | 16337.4053 | 170.3252 | 333.0601 | 146.5822 | 18.039 | 86.4817 | 3996718.4689 | 0 | 2065306.6522 | 0 | 0 | 0 | 2085343.2916 | 3177473.6809 | 8267134.7283 | 5642489.3247 | 25234466.1467 | 961560.8286 | 20509168.3242 | 20509168.3242 | 15798354.3283 | 8316321.2789 | 0 | 46705195.2995 | 91329039.2308 | 3162.2777 | 5.5902 | 8354.864 | 16337.4053 | 170.3252 | 333.0601
1 | 4800 | 707 | 0.04 | 15 | 15 | 7 | 4.217e-12 | 5spot_SharedNeighbor | CO2 | Porous | Wet | R245fa | MinimizeLCOE_Brownfield | IgnoreSilica | 60.8197 | 13.42 | 1.7805 | 4 | 7088.3201 | 13353.9649 | 144.505 | 272.2386 | 146.9336 | 17.9113 | 77.9496 | 4630841.9358 | 0 | 2434265.723 | 0 | 0 | 0 | 2301964.2547 | 3653158.0463 | 9504767.8707 | 6487199.3752 | 29012197.2059 | 961560.8286 | 20509168.3242 | 20509168.3242 | 15798354.3283 | 8316321.2789 | 0 | 50482926.3586 | 95106770.29 | 4216.965 | 7.122 | 7088.3201 | 13353.9649 | 144.505 | 272.2386
1 | 4800 | 707 | 0.04 | 15 | 15 | 7 | 5.6234e-12 | 5spot_SharedNeighbor | CO2 | Porous | Wet | R245fa | MinimizeLCOE_Brownfield | IgnoreSilica | 73.2675 | 16.3557 | 2.2185 | 4 | 6116.9449 | 11145.5855 | 124.7022 | 227.2178 | 146.9718 | 17.7247 | 98.6123 | 5281121.5748 | 0 | 2825278.7996 | 0 | 0 | 0 | 2487068.39 | 4131452.8181 | 10749192.7553 | 7336544.9293 | 32810659.2671 | 961560.8286 | 20509168.3242 | 20509168.3242 | 15798354.3283 | 8316321.2789 | 0 | 54281388.4199 | 98905232.3513 | 5623.4133 | 8.8739 | 6116.9449 | 11145.5855 | 124.7022 | 227.2178
1 | 4800 | 707 | 0.04 | 15 | 15 | 7 | 7.4989e-12 | 5spot_SharedNeighbor | CO2 | Porous | Wet | R245fa | MinimizeLCOE_Brownfield | IgnoreSilica | 86.1982 | 19.4321 | 2.6917 | 4 | 5373.4551 | 9518.0795 | 109.5452 | 194.0389 | 146.7178 | 17.4833 | 80.643 | 5909845.9364 | 0 | 3217591.0259 | 0 | 0 | 0 | 2619596.3895 | 4581343.0072 | 11919714.7421 | 8135450.2371 | 36383541.3382 | 961560.8286 | 20509168.3242 | 20509168.3242 | 15798354.3283 | 8316321.2789 | 0 | 57854270.491 | 102478114.4224 | 7498.9421 | 10.7667 | 5373.4551 | 9518.0795 | 109.5452 | 194.0389
1 | 4800 | 707 | 0.04 | 15 | 15 | 7 | 1e-11 | 5spot_SharedNeighbor | CO2 | Porous | Wet | R245fa | MinimizeLCOE_Brownfield | IgnoreSilica | 98.8628 | 22.4715 | 3.1728 | 4 | 4806.5522 | 8322.6695 | 97.9881 | 169.6689 | 146.2246 | 17.2002 | 105.7266 | 6483472.8235 | 0 | 3590530.9783 | 0 | 0 | 0 | 2689018.1934 | 4977578.5781 | 12950638.4186 | 8839076.8297 | 39530315.8216 | 961560.8286 | 20509168.3242 | 20509168.3242 | 15798354.3283 | 8316321.2789 | 0 | 61001044.9744 | 105624888.9058 | 10000 | 12.6912 | 4806.5522 | 8322.6695 | 97.9881 | 169.6689
1 | 4800 | 707 | 0.04 | 15 | 15 | 7 | 1.3335e-11 | 5spot_SharedNeighbor | CO2 | Porous | Wet | R245fa | MinimizeLCOE_Brownfield | IgnoreSilica | 110.5561 | 25.3016 | 3.633 | 4 | 4376.2762 | 7447.0085 | 89.2163 | 151.8173 | 145.5767 | 16.8983 | 95.1783 | 6978068.671 | 0 | 3926434.9787 | 0 | 0 | 0 | 2696340.4526 | 5304329.1999 | 13800776.5105 | 9419313.546 | 42125263.3587 | 961560.8286 | 20509168.3242 | 20509168.3242 | 15798354.3283 | 8316321.2789 | 0 | 63595992.5115 | 108219836.4429 | 13335.2143 | 14.532 | 4376.2762 | 7447.0085 | 89.2163 | 151.8173
1 | 4800 | 707 | 0.04 | 15 | 15 | 7 | 1.7783e-11 | 5spot_SharedNeighbor | CO2 | Porous | Wet | R245fa | MinimizeLCOE_Brownfield | IgnoreSilica | 120.7996 | 27.801 | 4.0493 | 4 | 4050.9914 | 6805.9941 | 82.5849 | 138.7494 | 144.8663 | 16.6019 | 99.2993 | 7384466.5712 | 0 | 4214876.275 | 0 | 0 | 0 | 2653524.8874 | 5558618.4161 | 14462384.8893 | 9870874.8592 | 44144745.8982 | 961560.8286 | 20509168.3242 | 20509168.3242 | 15798354.3283 | 8316321.2789 | 0 | 65615475.051 | 110239318.9824 | 17782.7941 | 16.1974 | 4050.9914 | 6805.9941 | 82.5849 | 138.7494
1 | 4800 | 707 | 0.04 | 15 | 15 | 7 | 2.3714e-11 | 5spot_SharedNeighbor | CO2 | Porous | Wet | R245fa | MinimizeLCOE_Brownfield | IgnoreSilica | 129.4159 | 29.9187 | 4.4092 | 4 | 3805.7745 | 6335.9117 | 77.5859 | 129.1661 | 144.1688 | 16.3294 | 113.0565 | 7707033.9158 | 0 | 4453714.1839 | 0 | 0 | 0 | 2578579.7969 | 5748337.8797 | 14955996.0167 | 10207774.5964 | 45651436.3894 | 961560.8286 | 20509168.3242 | 20509168.3242 | 15798354.3283 | 8316321.2789 | 0 | 67122165.5422 | 111746009.4736 | 23713.7371 | 17.6369 | 3805.7745 | 6335.9117 | 77.5859 | 129.1661
1 | 4800 | 707 | 0.04 | 15 | 15 | 7 | 3.1623e-11 | 5spot_SharedNeighbor | CO2 | Porous | Wet | R245fa | MinimizeLCOE_Brownfield | IgnoreSilica | 136.4 | 31.647 | 4.7085 | 4 | 3621.2362 | 5990.5642 | 73.8238 | 122.1258 | 143.5368 | 16.0929 | 109.1189 | 7955535.9853 | 0 | 4644979.6855 | 0 | 0 | 0 | 2487531.8188 | 5884338.5209 | 15309841.7877 | 10449281.6059 | 46731509.404 | 961560.8286 | 20509168.3242 | 20509168.3242 | 15798354.3283 | 8316321.2789 | 0 | 68202238.5568 | 112826082.4882 | 31622.7766 | 18.834 | 3621.2362 | 5990.5642 | 73.8238 | 122.1258
1 | 4800 | 707 | 0.04 | 15 | 15 | 7 | 4.217e-11 | 5spot_SharedNeighbor | CO2 | Porous | Wet | R245fa | MinimizeLCOE_Brownfield | IgnoreSilica | 141.9586 | 33.0299 | 4.9511 | 4 | 3482.4905 | 5735.7288 | 70.9953 | 116.9306 | 142.9911 | 15.8946 | 111.138 | 8144945.7391 | 0 | 4795807.9505 | 0 | 0 | 0 | 2394642.2055 | 5980804.3991 | 15560826.2147 | 10620583.6345 | 47497610.1433 | 961560.8286 | 20509168.3242 | 20509168.3242 | 15798354.3283 | 8316321.2789 | 0 | 68968339.296 | 113592183.2274 | 42169.6503 | 19.8043 | 3482.4905 | 5735.7288 | 70.9953 | 116.9306
1 | 4800 | 707 | 0.04 | 15 | 15 | 7 | 5.6234e-11 | 5spot_SharedNeighbor | CO2 | Porous | Wet | R245fa | MinimizeLCOE_Brownfield | IgnoreSilica | 146.2977 | 34.1145 | 5.1435 | 4 | 3378.2229 | 5547.1677 | 68.8696 | 113.0865 | 142.5386 | 15.7336 | 114.2699 | 8287580.4209 | 0 | 4912724.3039 | 0 | 0 | 0 | 2307881.7616 | 6048192.7297 | 15736156.8277 | 10740250.3806 | 48032786.4243 | 961560.8286 | 20509168.3242 | 20509168.3242 | 15798354.3283 | 8316321.2789 | 0 | 69503515.5771 | 114127359.5084 | 56234.1325 | 20.574 | 3378.2229 | 5547.1677 | 68.8696 | 113.0865
1 | 4800 | 707 | 0.04 | 15 | 15 | 7 | 7.4989e-11 | 5spot_SharedNeighbor | CO2 | Porous | Wet | R245fa | MinimizeLCOE_Brownfield | IgnoreSilica | 149.6493 | 34.9552 | 5.2939 | 4 | 3299.8864 | 5407.2029 | 67.2726 | 110.2331 | 142.1728 | 15.6054 | 115.3873 | 8394585.3409 | 0 | 5002558.4007 | 0 | 0 | 0 | 2231729.0899 | 6095260.4043 | 15858617.2621 | 10823832.1434 | 48406582.6414 | 961560.8286 | 20509168.3242 | 20509168.3242 | 15798354.3283 | 8316321.2789 | 0 | 69877311.7941 | 114501155.7255 | 74989.4209 | 21.1757 | 3299.8864 | 5407.2029 | 67.2726 | 110.2331
1 | 4800 | 707 | 0.04 | 15 | 15 | 7 | 1e-10 | 5spot_SharedNeighbor | CO2 | Porous | Wet | R245fa | MinimizeLCOE_Brownfield | IgnoreSilica | 152.2 | 35.5974 | 5.4099 | 4 | 3241.0438 | 5303.1801 | 66.0731 | 108.1125 | 141.8849 | 15.5057 | 116.155 | 8474145.0432 | 0 | 5070654.7884 | 0 | 0 | 0 | 2167257.0029 | 6127702.1655 | 15943024.07 | 10881441.5242 | 48664224.5942 | 961560.8286 | 20509168.3242 | 20509168.3242 | 15798354.3283 | 8316321.2789 | 0 | 70134953.747 | 114758797.6784 | 100000 | 21.6396 | 3241.0438 | 5303.1801 | 66.0731 | 108.1125
1 | 4800 | 707 | 0.04 | 15 | 15 | 7 | 1.3335e-10 | 5spot_SharedNeighbor | CO2 | Porous | Wet | R245fa | MinimizeLCOE_Brownfield | IgnoreSilica | 154.1512 | 36.0895 | 5.499 | 4 | 3196.8529 | 5225.5653 | 65.1722 | 106.5302 | 141.6591 | 15.4281 | 108.3399 | 8533907.7953 | 0 | 5122594.2791 | 0 | 0 | 0 | 2114793.0222 | 6150805.0877 | 16003133.1345 | 10922467.1958 | 48847700.5147 | 961560.8286 | 20509168.3242 | 20509168.3242 | 15798354.3283 | 8316321.2789 | 0 | 70318429.6674 | 114942273.5988 | 133352.1432 | 21.9961 | 3196.8529 | 5225.5653 | 65.1722 | 106.5302
1 | 4800 | 707 | 0.04 | 15 | 15 | 7 | 1.7783e-10 | 5spot_SharedNeighbor | CO2 | Porous | Wet | R245fa | MinimizeLCOE_Brownfield | IgnoreSilica | 155.625 | 36.4619 | 5.5669 | 4 | 3163.6723 | 5167.6581 | 64.4957 | 105.3497 | 141.4852 | 15.3687 | 109.2051 | 8578407.7684 | 0 | 5161737.0648 | 0 | 0 | 0 | 2072731.0833 | 6167021.6074 | 16045325.1925 | 10951264.1423 | 48976486.8587 | 961560.8286 | 20509168.3242 | 20509168.3242 | 15798354.3283 | 8316321.2789 | 0 | 70447216.0115 | 115071059.9428 | 177827.941 | 22.2675 | 3163.6723 | 5167.6581 | 64.4957 | 105.3497
1 | 4800 | 707 | 0.04 | 15 | 15 | 7 | 2.3714e-10 | 5spot_SharedNeighbor | CO2 | Porous | Wet | R245fa | MinimizeLCOE_Brownfield | IgnoreSilica | 156.7434 | 36.7448 | 5.6185 | 4 | 3138.7638 | 5124.3482 | 63.9879 | 104.4668 | 141.3514 | 15.3232 | 114.9679 | 8611807.4448 | 0 | 5191389.873 | 0 | 0 | 0 | 2039730.4462 | 6178741.828 | 16075818.8022 | 10972076.6575 | 49069565.0517 | 961560.8286 | 20509168.3242 | 20509168.3242 | 15798354.3283 | 8316321.2789 | 0 | 70540294.2045 | 115164138.1358 | 237137.3706 | 22.4739 | 3138.7638 | 5124.3482 | 63.9879 | 104.4668
1 | 4800 | 707 | 0.04 | 15 | 15 | 7 | 3.1623e-10 | 5spot_SharedNeighbor | CO2 | Porous | Wet | R245fa | MinimizeLCOE_Brownfield | IgnoreSilica | 157.5929 | 36.9598 | 5.6576 | 4 | 3120.0688 | 5091.9116 | 63.6068 | 103.8055 | 141.2487 | 15.2884 | 122.8639 | 8636966.1128 | 0 | 5213886.4324 | 0 | 0 | 0 | 2014194.141 | 6187368.2076 | 16098262.8724 | 10987395.1967 | 49138072.9628 | 961560.8286 | 20509168.3242 | 20509168.3242 | 15798354.3283 | 8316321.2789 | 0 | 70608802.1156 | 115232646.047 | 316227.766 | 22.6305 | 3120.0688 | 5091.9116 | 63.6068 | 103.8055
1 | 4800 | 707 | 0.04 | 15 | 15 | 7 | 4.217e-10 | 5spot_SharedNeighbor | CO2 | Porous | Wet | R245fa | MinimizeLCOE_Brownfield | IgnoreSilica | 158.2191 | 37.1188 | 5.6869 | 4 | 3106.0396 | 5067.7212 | 63.3208 | 103.3124 | 141.1723 | 15.2626 | 119.6916 | 8655390.923 | 0 | 5230454.4138 | 0 | 0 | 0 | 1994251.1969 | 6193237.6481 | 16113533.9527 | 10997818.0228 | 49184686.1574 | 961560.8286 | 20509168.3242 | 20509168.3242 | 15798354.3283 | 8316321.2789 | 0 | 70655415.3101 | 115279259.2415 | 421696.5034 | 22.7478 | 3106.0396 | 5067.7212 | 63.3208 | 103.3124
1 | 4800 | 707 | 0.04 | 15 | 15 | 7 | 5.6234e-10 | 5spot_SharedNeighbor | CO2 | Porous | Wet | R245fa | MinimizeLCOE_Brownfield | IgnoreSilica | 158.6944 | 37.2393 | 5.7091 | 4 | 3095.5134 | 5049.5785 | 63.1062 | 102.9425 | 141.114 | 15.2429 | 115.0798 | 8669307.8263 | 0 | 5243019.8245 | 0 | 0 | 0 | 1979075.5893 | 6197647.2636 | 16125006.8677 | 11005648.523 | 49219705.8943 | 961560.8286 | 20509168.3242 | 20509168.3242 | 15798354.3283 | 8316321.2789 | 0 | 70690435.0471 | 115314278.9785 | 562341.3252 | 22.8364 | 3095.5134 | 5049.5785 | 63.1062 | 102.9425
1 | 4800 | 707 | 0.04 | 15 | 15 | 7 | 7.4989e-10 | 5spot_SharedNeighbor | CO2 | Porous | Wet | R245fa | MinimizeLCOE_Brownfield | IgnoreSilica | 159.0498 | 37.3296 | 5.7258 | 4 | 3087.6165 | 5035.9987 | 62.9452 | 102.6656 | 141.0702 | 15.2282 | 106.9065 | 8679677.7781 | 0 | 5252412.4934 | 0 | 0 | 0 | 1967487.5632 | 6200835.3555 | 16133301.6289 | 11011309.8679 | 49245024.6871 | 961560.8286 | 20509168.3242 | 20509168.3242 | 15798354.3283 | 8316321.2789 | 0 | 70715753.8399 | 115339597.7713 | 749894.2093 | 22.903 | 3087.6165 | 5035.9987 | 62.9452 | 102.6656
1 | 4800 | 707 | 0.04 | 15 | 15 | 7 | 1e-09 | 5spot_SharedNeighbor | CO2 | Porous | Wet | R245fa | MinimizeLCOE_Brownfield | IgnoreSilica | 159.323 | 37.3989 | 5.7384 | 4 | 3081.6926 | 5025.7835 | 62.8245 | 102.4574 | 141.0365 | 15.2168 | 115.1425 | 8687627.2733 | 0 | 5259628.9006 | 0 | 0 | 0 | 1958817.9951 | 6203368.9259 | 16139893.4592 | 11015808.9275 | 49265145.4815 | 961560.8286 | 20509168.3242 | 20509168.3242 | 15798354.3283 | 8316321.2789 | 0 | 70735874.6343 | 115359718.5657 | 1000000 | 22.9536 | 3081.6926 | 5025.7835 | 62.8245 | 102.4574
1 | 4800 | 707 | 0.04 | 15 | 15 | 7 | 1.3335e-09 | 5spot_SharedNeighbor | CO2 | Porous | Wet | R245fa | MinimizeLCOE_Brownfield | IgnoreSilica | 159.5297 | 37.4512 | 5.7479 | 4 | 3077.2492 | 5018.1178 | 62.7339 | 102.3011 | 141.0109 | 15.2082 | 115.0651 | 8693629.1867 | 0 | 5265087.0301 | 0 | 0 | 0 | 1952290.0014 | 6205292.4251 | 16144898.0097 | 11019224.6361 | 49280421.2891 | 961560.8286 | 20509168.3242 | 20509168.3242 | 15798354.3283 | 8316321.2789 | 0 | 70751150.4419 | 115374994.3732 | 1333521.4322 | 22.9917 | 3077.2492 | 5018.1178 | 62.7339 | 102.3011
1 | 4800 | 707 | 0.04 | 15 | 15 | 7 | 1.7783e-09 | 5spot_SharedNeighbor | CO2 | Porous | Wet | R245fa | MinimizeLCOE_Brownfield | IgnoreSilica | 159.6734 | 37.488 | 5.7549 | 4 | 3073.9165 | 5012.4444 | 62.6659 | 102.1855 | 140.993 | 15.2022 | 118.6481 | 8697793.6966 | 0 | 5268881.3841 | 0 | 0 | 0 | 1947144.0291 | 6206389.4528 | 16147752.2507 | 11021172.7142 | 49289133.5274 | 961560.8286 | 20509168.3242 | 20509168.3242 | 15798354.3283 | 8316321.2789 | 0 | 70759862.6802 | 115383706.6115 | 1778279.41 | 23.0194 | 3073.9165 | 5012.4444 | 62.6659 | 102.1855
1 | 4800 | 707 | 0.04 | 15 | 15 | 7 | 2.3714e-09 | 5spot_SharedNeighbor | CO2 | Porous | Wet | R245fa | MinimizeLCOE_Brownfield | IgnoreSilica | 159.7808 | 37.5154 | 5.7601 | 4 | 3071.4169 | 5008.1938 | 62.615 | 102.0988 | 140.9796 | 15.1977 | 107.1604 | 8700902.9462 | 0 | 5271717.0982 | 0 | 0 | 0 | 1943259.3137 | 6207192.9496 | 16149842.7846 | 11022599.5466 | 49295514.6389 | 961560.8286 | 20509168.3242 | 20509168.3242 | 15798354.3283 | 8316321.2789 | 0 | 70766243.7917 | 115390087.7231 | 2371373.7057 | 23.0403 | 3071.4169 | 5008.1938 | 62.615 | 102.0988
1 | 4800 | 707 | 0.04 | 15 | 15 | 7 | 3.1623e-09 | 5spot_SharedNeighbor | CO2 | Porous | Wet | R245fa | MinimizeLCOE_Brownfield | IgnoreSilica | 159.8781 | 37.5398 | 5.7643 | 4 | 3069.5423 | 5004.9019 | 62.5768 | 102.0317 | 140.9676 | 15.1937 | 116.8635 | 8703718.3783 | 0 | 5274283.5796 | 0 | 0 | 0 | 1940653.2562 | 6208275.5335 | 16152659.4457 | 11024521.9757 | 49304112.169 | 961560.8286 | 20509168.3242 | 20509168.3242 | 15798354.3283 | 8316321.2789 | 0 | 70774841.3217 | 115398685.2531 | 3162277.6602 | 23.0571 | 3069.5423 | 5004.9019 | 62.5768 | 102.0317
1 | 4800 | 707 | 0.04 | 15 | 15 | 7 | 4.217e-09 | 5spot_SharedNeighbor | CO2 | Porous | Wet | R245fa | MinimizeLCOE_Brownfield | IgnoreSilica | 159.9318 | 37.5537 | 5.7671 | 4 | 3068.1364 | 5002.5553 | 62.5481 | 101.9839 | 140.9608 | 15.1914 | 110.3256 | 8705269.0619 | 0 | 5275701.1212 | 0 | 0 | 0 | 1938326.7476 | 6208525.803 | 16153310.5956 | 11024966.3988 | 49306099.7281 | 961560.8286 | 20509168.3242 | 20509168.3242 | 15798354.3283 | 8316321.2789 | 0 | 70776828.8809 | 115400672.8123 | 4216965.0343 | 23.0683 | 3068.1364 | 5002.5553 | 62.5481 | 101.9839
1 | 4800 | 707 | 0.04 | 15 | 15 | 7 | 5.6234e-09 | 5spot_SharedNeighbor | CO2 | Porous | Wet | R245fa | MinimizeLCOE_Brownfield | IgnoreSilica | 159.9829 | 37.5666 | 5.7694 | 4 | 3067.082 | 5000.7275 | 62.5266 | 101.9466 | 140.9545 | 15.1893 | 120.9414 | 8706746.5786 | 0 | 5277049.9086 | 0 | 0 | 0 | 1936784.8923 | 6209026.738 | 16154613.9258 | 11025855.9485 | 49310077.9918 | 961560.8286 | 20509168.3242 | 20509168.3242 | 15798354.3283 | 8316321.2789 | 0 | 70780807.1445 | 115404651.0759 | 5623413.2519 | 23.0776 | 3067.082 | 5000.7275 | 62.5266 | 101.9466
1 | 4800 | 707 | 0.04 | 15 | 15 | 7 | 7.4989e-09 | 5spot_SharedNeighbor | CO2 | Porous | Wet | R245fa | MinimizeLCOE_Brownfield | IgnoreSilica | 160.0218 | 37.5764 | 5.7711 | 4 | 3066.2913 | 4999.3535 | 62.5105 | 101.9186 | 140.9496 | 15.1877 | 124.2298 | 8707870.6251 | 0 | 5278076.2792 | 0 | 0 | 0 | 1935637.416 | 6209417.8849 | 16155631.6098 | 11026550.5387 | 49313184.3536 | 961560.8286 | 20509168.3242 | 20509168.3242 | 15798354.3283 | 8316321.2789 | 0 | 70783913.5064 | 115407757.4378 | 7498942.0933 | 23.0845 | 3066.2913 | 4999.3535 | 62.5105 | 101.9186
1 | 4800 | 707 | 0.04 | 15 | 15 | 7 | 1e-08 | 5spot_SharedNeighbor | CO2 | Porous | Wet | R245fa | MinimizeLCOE_Brownfield | IgnoreSilica | 160.0561 | 37.5849 | 5.7725 | 4 | 3065.6984 | 4998.2912 | 62.4984 | 101.8969 | 140.9454 | 15.1862 | 116.6688 | 8708861.502 | 0 | 5278980.4215 | 0 | 0 | 0 | 1934872.6412 | 6209858.6802 | 16156778.4687 | 11027333.2935 | 49316685.007 | 961560.8286 | 20509168.3242 | 20509168.3242 | 15798354.3283 | 8316321.2789 | 0 | 70787414.1598 | 115411258.0911 | 10000000 | 23.0901 | 3065.6984 | 4998.2912 | 62.4984 | 101.8969
1 | 4900 | 707 | 0.04 | 15 | 15 | 7 | 1e-13 | 5spot_SharedNeighbor | CO2 | Porous | Wet | R245fa | MinimizeLCOE_Brownfield | IgnoreSilica | 1.6 | 0.073729 | 0.0086736 | 4 | 681589.1916 | 2000104.935 | 13895.1176 | 40774.8444 | 87.4697 | 15.937 | 24.6515 | 224643.796 | 0 | 99374.8798 | 0 | 0 | 0 | 199632.171 | 204223.8302 | 531348.5141 | 362656.279 | 1621879.4701 | 961560.8286 | 21064010.0986 | 21064010.0986 | 16170054.3665 | 8511284.8276 | 0 | 23647450.3973 | 69392799.6899 | 100 | 0.034695 | 681589.1916 | 2000104.935 | 13895.1176 | 40774.8444
1 | 4900 | 707 | 0.04 | 15 | 15 | 7 | 1.3335e-13 | 5spot_SharedNeighbor | CO2 | Porous | Wet | R245fa | MinimizeLCOE_Brownfield | IgnoreSilica | 2.9787 | 0.26877 | 0.024212 | 4 | 259168.3686 | 731519.4079 | 5283.4977 | 14913.0126 | 108.4252 | 17.1559 | 45.2539 | 421303.4576 | 0 | 209296.8332 | 0 | 0 | 0 | 361850.2912 | 387055.727 | 1007039.6055 | 687325.2233 | 3073871.1377 | 961560.8286 | 21064010.0986 | 21064010.0986 | 16170054.3665 | 8511284.8276 | 0 | 25099442.0649 | 70844791.3575 | 133.3521 | 0.096846 | 259168.3686 | 731519.4079 | 5283.4977 | 14913.0126
1 | 4900 | 707 | 0.04 | 15 | 15 | 7 | 1.7783e-13 | 5spot_SharedNeighbor | CO2 | Porous | Wet | R245fa | MinimizeLCOE_Brownfield | IgnoreSilica | 4.0971 | 0.47696 | 0.045386 | 4 | 143660.748 | 395637.5049 | 2928.7187 | 8065.6057 | 117.768 | 17.6007 | 57.6689 | 568016.1594 | 0 | 281262.2163 | 0 | 0 | 0 | 460091.3554 | 510654.1951 | 1328617.4661 | 906808.721 | 4055450.1132 | 961560.8286 | 21064010.0986 | 21064010.0986 | 16170054.3665 | 8511284.8276 | 0 | 26081021.0404 | 71826370.333 | 177.8279 | 0.18155 | 143660.748 | 395637.5049 | 2928.7187 | 8065.6057
1 | 4900 | 707 | 0.04 | 15 | 15 | 7 | 2.3714e-13 | 5spot_SharedNeighbor | CO2 | Porous | Wet | R245fa | MinimizeLCOE_Brownfield | IgnoreSilica | 5.4607 | 0.75423 | 0.075932 | 4 | 89348.1817 | 239961.3034 | 1821.4835 | 4891.9357 | 125.055 | 17.912 | 58.5476 | 733902.1511 | 0 | 353943.2829 | 0 | 0 | 0 | 562626.5694 | 643684.0813 | 1674733.9418 | 1143040.3276 | 5111930.3542 | 961560.8286 | 21064010.0986 | 21064010.0986 | 16170054.3665 | 8511284.8276 | 0 | 27137501.2813 | 72882850.574 | 237.1374 | 0.30373 | 89348.1817 | 239961.3034 | 1821.4835 | 4891.9357
1 | 4900 | 707 | 0.04 | 15 | 15 | 7 | 3.1623e-13 | 5spot_SharedNeighbor | CO2 | Porous | Wet | R245fa | MinimizeLCOE_Brownfield | IgnoreSilica | 7.1781 | 1.1211 | 0.11803 | 4 | 60056.3447 | 156948.6768 | 1224.3298 | 3199.6111 | 130.9365 | 18.1422 | 66.7738 | 926862.204 | 0 | 440493.275 | 0 | 0 | 0 | 675927.6952 | 796880.4379 | 2073319.4368 | 1415083.1181 | 6328566.167 | 961560.8286 | 21064010.0986 | 21064010.0986 | 16170054.3665 | 8511284.8276 | 0 | 28354137.0941 | 74099486.3868 | 316.2278 | 0.47213 | 60056.3447 | 156948.6768 | 1224.3298 | 3199.6111
1 | 4900 | 707 | 0.04 | 15 | 15 | 7 | 4.217e-13 | 5spot_SharedNeighbor | CO2 | Porous | Wet | R245fa | MinimizeLCOE_Brownfield | IgnoreSilica | 9.3512 | 1.5998 | 0.17489 | 4 | 42550.4549 | 107943.5958 | 867.4486 | 2200.5762 | 135.6788 | 18.3143 | 59.8001 | 1152315.5248 | 0 | 544287.0543 | 0 | 0 | 0 | 802490.4666 | 974646.2878 | 2535829.7134 | 1730755.8855 | 7740324.9323 | 961560.8286 | 21064010.0986 | 21064010.0986 | 16170054.3665 | 8511284.8276 | 0 | 29765895.8595 | 75511245.1521 | 421.6965 | 0.69954 | 42550.4549 | 107943.5958 | 867.4486 | 2200.5762
1 | 4900 | 707 | 0.04 | 15 | 15 | 7 | 5.6234e-13 | 5spot_SharedNeighbor | CO2 | Porous | Wet | R245fa | MinimizeLCOE_Brownfield | IgnoreSilica | 12.1091 | 2.2192 | 0.25069 | 4 | 31327.6246 | 76947.9552 | 638.656 | 1568.6881 | 139.4884 | 18.4422 | 61.836 | 1416690.6286 | 0 | 669302.9588 | 0 | 0 | 0 | 945047.9816 | 1182106.2119 | 3075597.88 | 2099158.7503 | 9387904.4111 | 961560.8286 | 21064010.0986 | 21064010.0986 | 16170054.3665 | 8511284.8276 | 0 | 31413475.3383 | 77158824.6309 | 562.3413 | 1.0027 | 31327.6246 | 76947.9552 | 638.656 | 1568.6881
1 | 4900 | 707 | 0.04 | 15 | 15 | 7 | 7.4989e-13 | 5spot_SharedNeighbor | CO2 | Porous | Wet | R245fa | MinimizeLCOE_Brownfield | IgnoreSilica | 15.6071 | 3.0152 | 0.35078 | 4 | 23760.6708 | 56363.3543 | 484.3934 | 1149.0432 | 142.5267 | 18.5345 | 56.9696 | 1726873.6056 | 0 | 819953.7204 | 0 | 0 | 0 | 1105895.2828 | 1424561.8174 | 3706417.6311 | 2529706.1925 | 11313408.2498 | 961560.8286 | 21064010.0986 | 21064010.0986 | 16170054.3665 | 8511284.8276 | 0 | 33338979.1769 | 79084328.4696 | 749.8942 | 1.4031 | 23760.6708 | 56363.3543 | 484.3934 | 1149.0432
1 | 4900 | 707 | 0.04 | 15 | 15 | 7 | 1e-12 | 5spot_SharedNeighbor | CO2 | Porous | Wet | R245fa | MinimizeLCOE_Brownfield | IgnoreSilica | 20.0286 | 4.0306 | 0.48184 | 4 | 18462.9495 | 42197.8 | 376.3922 | 860.2592 | 144.9251 | 18.5959 | 68.7989 | 2090014.4354 | 0 | 1001042.3682 | 0 | 0 | 0 | 1286687.1446 | 1707320.1398 | 4442096.7841 | 3031822.3311 | 13558983.2031 | 961560.8286 | 21064010.0986 | 21064010.0986 | 16170054.3665 | 8511284.8276 | 0 | 35584554.1303 | 81329903.4229 | 1000 | 1.9273 | 18462.9495 | 42197.8 | 376.3922 | 860.2592
1 | 4900 | 707 | 0.04 | 15 | 15 | 7 | 1.3335e-12 | 5spot_SharedNeighbor | CO2 | Porous | Wet | R245fa | MinimizeLCOE_Brownfield | IgnoreSilica | 25.5534 | 5.3094 | 0.6516 | 4 | 14645.4032 | 32196.5904 | 298.5664 | 656.371 | 146.7831 | 18.6274 | 66.4426 | 2510862.8679 | 0 | 1216439.8251 | 0 | 0 | 0 | 1485752.4605 | 2033091.5099 | 5289687.0643 | 3610320.1136 | 16146153.8413 | 961560.8286 | 21064010.0986 | 21064010.0986 | 16170054.3665 | 8511284.8276 | 0 | 38171724.7685 | 83917074.0611 | 1333.5214 | 2.6064 | 14645.4032 | 32196.5904 | 298.5664 | 656.371
1 | 4900 | 707 | 0.04 | 15 | 15 | 7 | 1.7783e-12 | 5spot_SharedNeighbor | CO2 | Porous | Wet | R245fa | MinimizeLCOE_Brownfield | IgnoreSilica | 32.4233 | 6.9095 | 0.86931 | 4 | 11832.1903 | 24987.8135 | 241.2152 | 509.4104 | 148.1973 | 18.6273 | 80.5388 | 2996828.6965 | 0 | 1471694.3767 | 0 | 0 | 0 | 1704002.0816 | 2407284.8104 | 6263261.2746 | 4274804.5171 | 19117875.757 | 961560.8286 | 21064010.0986 | 21064010.0986 | 16170054.3665 | 8511284.8276 | 0 | 41143446.6842 | 86888795.9768 | 1778.2794 | 3.4772 | 11832.1903 | 24987.8135 | 241.2152 | 509.4104
1 | 4900 | 707 | 0.04 | 15 | 15 | 7 | 2.3714e-12 | 5spot_SharedNeighbor | CO2 | Porous | Wet | R245fa | MinimizeLCOE_Brownfield | IgnoreSilica | 40.7861 | 8.8705 | 1.1436 | 4 | 9723.1059 | 19723.3896 | 198.2187 | 402.088 | 149.2229 | 18.5903 | 61.4825 | 3546780.9025 | 0 | 1768244.6082 | 0 | 0 | 0 | 1933930.5454 | 2827092.8619 | 7355515.7101 | 5020290.6129 | 22451855.2409 | 961560.8286 | 21064010.0986 | 21064010.0986 | 16170054.3665 | 8511284.8276 | 0 | 44477426.1681 | 90222775.4607 | 2371.3737 | 4.5744 | 9723.1059 | 19723.3896 | 198.2187 | 402.088
1 | 4900 | 707 | 0.04 | 15 | 15 | 7 | 3.1623e-12 | 5spot_SharedNeighbor | CO2 | Porous | Wet | R245fa | MinimizeLCOE_Brownfield | IgnoreSilica | 50.766 | 11.2266 | 1.4818 | 4 | 8122.0906 | 15839.8518 | 165.5798 | 322.9168 | 149.9049 | 18.5081 | 84.5011 | 4157415.1713 | 0 | 2106642.6614 | 0 | 0 | 0 | 2168042.5316 | 3288519.1421 | 8556052.2397 | 5839681.4629 | 26116353.209 | 961560.8286 | 21064010.0986 | 21064010.0986 | 16170054.3665 | 8511284.8276 | 0 | 48141924.1362 | 93887273.4288 | 3162.2777 | 5.9273 | 8122.0906 | 15839.8518 | 165.5798 | 322.9168
1 | 4900 | 707 | 0.04 | 15 | 15 | 7 | 4.217e-12 | 5spot_SharedNeighbor | CO2 | Porous | Wet | R245fa | MinimizeLCOE_Brownfield | IgnoreSilica | 62.2741 | 13.9639 | 1.8854 | 4 | 6897.6714 | 12963.3671 | 140.6184 | 264.2758 | 150.2592 | 18.3711 | 76.5023 | 4812738.3028 | 0 | 2480722.2797 | 0 | 0 | 0 | 2390682.5746 | 3776815.8312 | 9826500.0614 | 6706788.2063 | 29994247.2559 | 961560.8286 | 21064010.0986 | 21064010.0986 | 16170054.3665 | 8511284.8276 | 0 | 52019818.1831 | 97765167.4757 | 4216.965 | 7.5416 | 6897.6714 | 12963.3671 | 140.6184 | 264.2758
1 | 4900 | 707 | 0.04 | 15 | 15 | 7 | 5.6234e-12 | 5spot_SharedNeighbor | CO2 | Porous | Wet | R245fa | MinimizeLCOE_Brownfield | IgnoreSilica | 74.905 | 16.9938 | 2.3452 | 4 | 5958.9493 | 10835.4095 | 121.4812 | 220.8945 | 150.2902 | 18.1726 | 91.5426 | 5481992.0842 | 0 | 2875682.7309 | 0 | 0 | 0 | 2579256.0805 | 4265403.0493 | 11097703.7798 | 7574410.8647 | 33874448.5895 | 961560.8286 | 21064010.0986 | 21064010.0986 | 16170054.3665 | 8511284.8276 | 0 | 55900019.5167 | 101645368.8093 | 5623.4133 | 9.3809 | 5958.9493 | 10835.4095 | 121.4812 | 220.8945
1 | 4900 | 707 | 0.04 | 15 | 15 | 7 | 7.4989e-12 | 5spot_SharedNeighbor | CO2 | Porous | Wet | R245fa | MinimizeLCOE_Brownfield | IgnoreSilica | 87.9692 | 20.1557 | 2.8397 | 4 | 5240.8706 | 9268.1313 | 106.8422 | 188.9434 | 150.022 | 17.9179 | 77.1094 | 6126196.5909 | 0 | 3270371.0423 | 0 | 0 | 0 | 2712573.2887 | 4722564.9595 | 12287145.2934 | 8386229.1383 | 37505080.3131 | 961560.8286 | 21064010.0986 | 21064010.0986 | 16170054.3665 | 8511284.8276 | 0 | 59530651.2402 | 105276000.5329 | 7498.9421 | 11.3589 | 5240.8706 | 9268.1313 | 106.8422 | 188.9434
1 | 4900 | 707 | 0.04 | 15 | 15 | 7 | 1e-11 | 5spot_SharedNeighbor | CO2 | Porous | Wet | R245fa | MinimizeLCOE_Brownfield | IgnoreSilica | 100.6876 | 23.2615 | 3.3398 | 4 | 4693.6906 | 8117.9454 | 95.6872 | 165.4953 | 149.5133 | 17.6219 | 95.9952 | 6710415.856 | 0 | 3643451.9525 | 0 | 0 | 0 | 2779845.5422 | 5122148.2068 | 13326778.937 | 9095800.4624 | 40678440.957 | 961560.8286 | 21064010.0986 | 21064010.0986 | 16170054.3665 | 8511284.8276 | 0 | 62704011.8841 | 108449361.1768 | 10000 | 13.3592 | 4693.6906 | 8117.9454 | 95.6872 | 165.4953
1 | 4900 | 707 | 0.04 | 15 | 15 | 7 | 1.3335e-11 | 5spot_SharedNeighbor | CO2 | Porous | Wet | R245fa | MinimizeLCOE_Brownfield | IgnoreSilica | 112.3855 | 26.1426 | 3.816 | 4 | 4278.6324 | 7275.5847 | 87.2257 | 148.3226 | 148.8518 | 17.3082 | 95.8624 | 7212301.6552 | 0 | 3978326.9918 | 0 | 0 | 0 | 2784102.5577 | 5450145.1699 | 14180159.7535 | 9678250.4049 | 43283286.5331 | 961560.8286 | 21064010.0986 | 21064010.0986 | 16170054.3665 | 8511284.8276 | 0 | 65308857.4602 | 111054206.7529 | 13335.2143 | 15.264 | 4278.6324 | 7275.5847 | 87.2257 | 148.3226
1 | 4900 | 707 | 0.04 | 15 | 15 | 7 | 1.7783e-11 | 5spot_SharedNeighbor | CO2 | Porous | Wet | R245fa | MinimizeLCOE_Brownfield | IgnoreSilica | 122.5823 | 28.6751 | 4.2448 | 4 | 3965.0125 | 6659.2116 | 80.8321 | 135.757 | 148.1328 | 17.0023 | 118.2615 | 7622770.9655 | 0 | 4264561.8018 | 0 | 0 | 0 | 2737615.4376 | 5703729.7999 | 14839934.9435 | 10128560.5291 | 45297173.4775 | 961560.8286 | 21064010.0986 | 21064010.0986 | 16170054.3665 | 8511284.8276 | 0 | 67322744.4047 | 113068093.6973 | 17782.7941 | 16.9792 | 3965.0125 | 6659.2116 | 80.8321 | 135.757
1 | 4900 | 707 | 0.04 | 15 | 15 | 7 | 2.3714e-11 | 5spot_SharedNeighbor | CO2 | Porous | Wet | R245fa | MinimizeLCOE_Brownfield | IgnoreSilica | 131.1233 | 30.8122 | 4.614 | 4 | 3728.6871 | 6207.3042 | 76.0143 | 126.5443 | 147.4315 | 16.7229 | 109.7381 | 7947361.8597 | 0 | 4500659.9846 | 0 | 0 | 0 | 2659254.5014 | 5891837.7748 | 15329353.308 | 10462598.6194 | 46791066.048 | 961560.8286 | 21064010.0986 | 21064010.0986 | 16170054.3665 | 8511284.8276 | 0 | 68816636.9752 | 114561986.2678 | 23713.7371 | 18.456 | 3728.6871 | 6207.3042 | 76.0143 | 126.5443
1 | 4900 | 707 | 0.04 | 15 | 15 | 7 | 3.1623e-11 | 5spot_SharedNeighbor | CO2 | Porous | Wet | R245fa | MinimizeLCOE_Brownfield | IgnoreSilica | 138.054 | 32.5578 | 4.9206 | 4 | 3550.8987 | 5875.0577 | 72.3899 | 119.771 | 146.7965 | 16.4804 | 104.5076 | 8197814.7617 | 0 | 4689984.8958 | 0 | 0 | 0 | 2566257.1105 | 6027082.1395 | 15681231.4025 | 10702762.6493 | 47865132.9592 | 961560.8286 | 21064010.0986 | 21064010.0986 | 16170054.3665 | 8511284.8276 | 0 | 69890703.8864 | 115636053.179 | 31622.7766 | 19.6825 | 3550.8987 | 5875.0577 | 72.3899 | 119.771
1 | 4900 | 707 | 0.04 | 15 | 15 | 7 | 4.217e-11 | 5spot_SharedNeighbor | CO2 | Porous | Wet | R245fa | MinimizeLCOE_Brownfield | IgnoreSilica | 143.5398 | 33.9475 | 5.1683 | 4 | 3417.2636 | 5630.0574 | 69.6655 | 114.7763 | 146.2518 | 16.2784 | 97.914 | 8387752.8512 | 0 | 4838495.0821 | 0 | 0 | 0 | 2471505.5975 | 6122123.877 | 15928510.5077 | 10871535.7197 | 48619923.6352 | 961560.8286 | 21064010.0986 | 21064010.0986 | 16170054.3665 | 8511284.8276 | 0 | 70645494.5624 | 116390843.855 | 42169.6503 | 20.6731 | 3417.2636 | 5630.0574 | 69.6655 | 114.7763
1 | 4900 | 707 | 0.04 | 15 | 15 | 7 | 5.6234e-11 | 5spot_SharedNeighbor | CO2 | Porous | Wet | R245fa | MinimizeLCOE_Brownfield | IgnoreSilica | 147.8371 | 35.0406 | 5.3648 | 4 | 3316.8587 | 5448.595 | 67.6187 | 111.077 | 145.799 | 16.114 | 104.9472 | 8531351.5888 | 0 | 4954034.6434 | 0 | 0 | 0 | 2384014.088 | 6189066.1249 | 16102680.5049 | 10990410.3216 | 49151557.2716 | 961560.8286 | 21064010.0986 | 21064010.0986 | 16170054.3665 | 8511284.8276 | 0 | 71177128.1988 | 116922477.4914 | 56234.1325 | 21.4592 | 3316.8587 | 5448.595 | 67.6187 | 111.077
1 | 4900 | 707 | 0.04 | 15 | 15 | 7 | 7.4989e-11 | 5spot_SharedNeighbor | CO2 | Porous | Wet | R245fa | MinimizeLCOE_Brownfield | IgnoreSilica | 151.1233 | 35.8805 | 5.5177 | 4 | 3241.4385 | 5314.1172 | 66.0811 | 108.3355 | 145.4368 | 15.9845 | 113.9187 | 8638048.0608 | 0 | 5041937.4367 | 0 | 0 | 0 | 2306776.4537 | 6234837.161 | 16221767.3519 | 11071689.5416 | 49515056.0057 | 961560.8286 | 21064010.0986 | 21064010.0986 | 16170054.3665 | 8511284.8276 | 0 | 71540626.9329 | 117285976.2255 | 74989.4209 | 22.0706 | 3241.4385 | 5314.1172 | 66.0811 | 108.3355
1 | 4900 | 707 | 0.04 | 15 | 15 | 7 | 1e-10 | 5spot_SharedNeighbor | CO2 | Porous | Wet | R245fa | MinimizeLCOE_Brownfield | IgnoreSilica | 153.6519 | 36.5282 | 5.636 | 4 | 3184.7956 | 5213.9534 | 64.9264 | 106.2935 | 145.1488 | 15.8826 | 101.0559 | 8718292.6021 | 0 | 5109315.0202 | 0 | 0 | 0 | 2242269.9941 | 6267252.2704 | 16306104.8174 | 11129251.5948 | 49772486.299 | 961560.8286 | 21064010.0986 | 21064010.0986 | 16170054.3665 | 8511284.8276 | 0 | 71798057.2262 | 117543406.5188 | 100000 | 22.544 | 3184.7956 | 5213.9534 | 64.9264 | 106.2935
1 | 4900 | 707 | 0.04 | 15 | 15 | 7 | 1.3335e-10 | 5spot_SharedNeighbor | CO2 | Porous | Wet | R245fa | MinimizeLCOE_Brownfield | IgnoreSilica | 155.5667 | 37.02 | 5.7265 | 4 | 3142.2625 | 5139.3461 | 64.0593 | 104.7725 | 144.9252 | 15.8042 | 101.0143 | 8777971.5711 | 0 | 5160188.8859 | 0 | 0 | 0 | 2189459.9702 | 6289771.9666 | 16364696.4474 | 11169241.5863 | 49951330.4275 | 961560.8286 | 21064010.0986 | 21064010.0986 | 16170054.3665 | 8511284.8276 | 0 | 71976901.3547 | 117722250.6473 | 133352.1432 | 22.9061 | 3142.2625 | 5139.3461 | 64.0593 | 104.7725
1 | 4900 | 707 | 0.04 | 15 | 15 | 7 | 1.7783e-10 | 5spot_SharedNeighbor | CO2 | Porous | Wet | R245fa | MinimizeLCOE_Brownfield | IgnoreSilica | 157.0212 | 37.3942 | 5.7956 | 4 | 3110.3303 | 5083.6219 | 63.4083 | 103.6365 | 144.7522 | 15.7439 | 110.1436 | 8822676.2915 | 0 | 5198750.0234 | 0 | 0 | 0 | 2147381.2687 | 6305834.9576 | 16406489.0551 | 11197765.8997 | 50078897.496 | 961560.8286 | 21064010.0986 | 21064010.0986 | 16170054.3665 | 8511284.8276 | 0 | 72104468.4232 | 117849817.7158 | 177827.941 | 23.1823 | 3110.3303 | 5083.6219 | 63.4083 | 103.6365
1 | 4900 | 707 | 0.04 | 15 | 15 | 7 | 2.3714e-10 | 5spot_SharedNeighbor | CO2 | Porous | Wet | R245fa | MinimizeLCOE_Brownfield | IgnoreSilica | 158.1265 | 37.6787 | 5.8481 | 4 | 3086.3613 | 5041.9327 | 62.9196 | 102.7866 | 144.6189 | 15.6976 | 123.9275 | 8856283.3459 | 0 | 5228005.0468 | 0 | 0 | 0 | 2114441.1559 | 6317504.524 | 16436850.873 | 11218488.4644 | 50171573.41 | 961560.8286 | 21064010.0986 | 21064010.0986 | 16170054.3665 | 8511284.8276 | 0 | 72197144.3372 | 117942493.6298 | 237137.3706 | 23.3923 | 3086.3613 | 5041.9327 | 62.9196 | 102.7866
1 | 4900 | 707 | 0.04 | 15 | 15 | 7 | 3.1623e-10 | 5spot_SharedNeighbor | CO2 | Porous | Wet | R245fa | MinimizeLCOE_Brownfield | IgnoreSilica | 158.9501 | 37.8913 | 5.8876 | 4 | 3068.3727 | 5010.8112 | 62.5529 | 102.1522 | 144.5185 | 15.6629 | 121.4233 | 8881119.07 | 0 | 5249779.201 | 0 | 0 | 0 | 2088653.4924 | 6325625.1877 | 16457979.1744 | 11232908.9642 | 50236065.0897 | 961560.8286 | 21064010.0986 | 21064010.0986 | 16170054.3665 | 8511284.8276 | 0 | 72261636.0169 | 118006985.3095 | 316227.766 | 23.5505 | 3068.3727 | 5010.8112 | 62.5529 | 102.1522
1 | 4900 | 707 | 0.04 | 15 | 15 | 7 | 4.217e-10 | 5spot_SharedNeighbor | CO2 | Porous | Wet | R245fa | MinimizeLCOE_Brownfield | IgnoreSilica | 159.5808 | 38.0539 | 5.9177 | 4 | 3054.8746 | 4987.4497 | 62.2778 | 101.6759 | 144.441 | 15.6361 | 122.0373 | 8900018.505 | 0 | 5266436.4967 | 0 | 0 | 0 | 2069012.9409 | 6331832.4976 | 16474129.3213 | 11243931.7713 | 50285361.5328 | 961560.8286 | 21064010.0986 | 21064010.0986 | 16170054.3665 | 8511284.8276 | 0 | 72310932.4599 | 118056281.7526 | 421696.5034 | 23.6707 | 3054.8746 | 4987.4497 | 62.2778 | 101.6759
1 | 4900 | 707 | 0.04 | 15 | 15 | 7 | 5.6234e-10 | 5spot_SharedNeighbor | CO2 | Porous | Wet | R245fa | MinimizeLCOE_Brownfield | IgnoreSilica | 160.0366 | 38.172 | 5.94 | 4 | 3044.7473 | 4970.0722 | 62.0713 | 101.3216 | 144.3846 | 15.6167 | 113.8725 | 8913609.5123 | 0 | 5278467.2644 | 0 | 0 | 0 | 2053619.2579 | 6335821.4535 | 16484507.7663 | 11251015.2733 | 50317040.5276 | 961560.8286 | 21064010.0986 | 21064010.0986 | 16170054.3665 | 8511284.8276 | 0 | 72342611.4548 | 118087960.7475 | 562341.3252 | 23.7598 | 3044.7473 | 4970.0722 | 62.0713 | 101.3216
1 | 4900 | 707 | 0.04 | 15 | 15 | 7 | 7.4989e-10 | 5spot_SharedNeighbor | CO2 | Porous | Wet | R245fa | MinimizeLCOE_Brownfield | IgnoreSilica | 160.3922 | 38.2638 | 5.957 | 4 | 3037.1499 | 4956.9723 | 61.9164 | 101.0546 | 144.3405 | 15.6016 | 116.3027 | 8924177.9849 | 0 | 5287848.739 | 0 | 0 | 0 | 2042165.9459 | 6339135.1412 | 16493129.3021 | 11256899.6486 | 50343356.7618 | 961560.8286 | 21064010.0986 | 21064010.0986 | 16170054.3665 | 8511284.8276 | 0 | 72368927.6889 | 118114276.9816 | 749894.2093 | 23.8279 | 3037.1499 | 4956.9723 | 61.9164 | 101.0546
1 | 4900 | 707 | 0.04 | 15 | 15 | 7 | 1e-09 | 5spot_SharedNeighbor | CO2 | Porous | Wet | R245fa | MinimizeLCOE_Brownfield | IgnoreSilica | 160.6675 | 38.3346 | 5.9699 | 4 | 3031.451 | 4947.106 | 61.8002 | 100.8534 | 144.3062 | 15.5898 | 124.6799 | 8932336.1915 | 0 | 5295106.5212 | 0 | 0 | 0 | 2033639.7402 | 6341822.1566 | 16500120.3649 | 11261671.1926 | 50364696.1671 | 961560.8286 | 21064010.0986 | 21064010.0986 | 16170054.3665 | 8511284.8276 | 0 | 72390267.0943 | 118135616.3869 | 1000000 | 23.8797 | 3031.451 | 4947.106 | 61.8002 | 100.8534
1 | 4900 | 707 | 0.04 | 15 | 15 | 7 | 1.3335e-09 | 5spot_SharedNeighbor | CO2 | Porous | Wet | R245fa | MinimizeLCOE_Brownfield | IgnoreSilica | 160.8675 | 38.3863 | 5.9795 | 4 | 3027.1763 | 4939.7529 | 61.7131 | 100.7035 | 144.2812 | 15.5812 | 109.8586 | 8938251.8308 | 0 | 5300379.9647 | 0 | 0 | 0 | 2027060.7153 | 6343620.0792 | 16504798.1908 | 11264863.9049 | 50378974.6858 | 961560.8286 | 21064010.0986 | 21064010.0986 | 16170054.3665 | 8511284.8276 | 0 | 72404545.6129 | 118149894.9056 | 1333521.4322 | 23.9182 | 3027.1763 | 4939.7529 | 61.7131 | 100.7035
1 | 4900 | 707 | 0.04 | 15 | 15 | 7 | 1.7783e-09 | 5spot_SharedNeighbor | CO2 | Porous | Wet | R245fa | MinimizeLCOE_Brownfield | IgnoreSilica | 161.0159 | 38.4247 | 5.9867 | 4 | 3023.9702 | 4934.2523 | 61.6477 | 100.5914 | 144.2627 | 15.5749 | 128.4445 | 8942631.8364 | 0 | 5304290.0226 | 0 | 0 | 0 | 2022060.9456 | 6344903.2938 | 16508136.8518 | 11267142.6097 | 50389165.5599 | 961560.8286 | 21064010.0986 | 21064010.0986 | 16170054.3665 | 8511284.8276 | 0 | 72414736.4871 | 118160085.7797 | 1778279.41 | 23.9469 | 3023.9702 | 4934.2523 | 61.6477 | 100.5914
1 | 4900 | 707 | 0.04 | 15 | 15 | 7 | 2.3714e-09 | 5spot_SharedNeighbor | CO2 | Porous | Wet | R245fa | MinimizeLCOE_Brownfield | IgnoreSilica | 161.1233 | 38.4526 | 5.992 | 4 | 3021.5657 | 4930.1528 | 61.5987 | 100.5078 | 144.2492 | 15.5702 | 116.0018 | 8945799.1244 | 0 | 5307120.9939 | 0 | 0 | 0 | 2018218.0389 | 6345743.8813 | 16510323.8881 | 11268635.3069 | 50395841.2336 | 961560.8286 | 21064010.0986 | 21064010.0986 | 16170054.3665 | 8511284.8276 | 0 | 72421412.1608 | 118166761.4534 | 2371373.7057 | 23.9682 | 3021.5657 | 4930.1528 | 61.5987 | 100.5078
1 | 4900 | 707 | 0.04 | 15 | 15 | 7 | 3.1623e-09 | 5spot_SharedNeighbor | CO2 | Porous | Wet | R245fa | MinimizeLCOE_Brownfield | IgnoreSilica | 161.2009 | 38.4729 | 5.996 | 4 | 3019.7623 | 4927.0977 | 61.5619 | 100.4456 | 144.2394 | 15.5669 | 114.9285 | 8948084.9904 | 0 | 5309166.1796 | 0 | 0 | 0 | 2015268.3691 | 6346282.6202 | 16511725.5762 | 11269591.9878 | 50400119.7233 | 961560.8286 | 21064010.0986 | 21064010.0986 | 16170054.3665 | 8511284.8276 | 0 | 72425690.6504 | 118171039.9431 | 3162277.6602 | 23.9839 | 3019.7623 | 4927.0977 | 61.5619 | 100.4456
1 | 4900 | 707 | 0.04 | 15 | 15 | 7 | 4.217e-09 | 5spot_SharedNeighbor | CO2 | Porous | Wet | R245fa | MinimizeLCOE_Brownfield | IgnoreSilica | 161.2741 | 38.4915 | 5.9992 | 4 | 3018.4099 | 4924.7152 | 61.5344 | 100.397 | 144.2303 | 15.5638 | 110.6554 | 8950241.5783 | 0 | 5311093.767 | 0 | 0 | 0 | 2013341.8795 | 6347124.1176 | 16513914.9799 | 11271086.3008 | 50406802.6231 | 961560.8286 | 21064010.0986 | 21064010.0986 | 16170054.3665 | 8511284.8276 | 0 | 72432373.5502 | 118177722.8429 | 4216965.0343 | 23.9969 | 3018.4099 | 4924.7152 | 61.5344 | 100.397
1 | 4900 | 707 | 0.04 | 15 | 15 | 7 | 5.6234e-09 | 5spot_SharedNeighbor | CO2 | Porous | Wet | R245fa | MinimizeLCOE_Brownfield | IgnoreSilica | 161.313 | 38.5018 | 6.0013 | 4 | 3017.3957 | 4923.0271 | 61.5137 | 100.3626 | 144.2254 | 15.5621 | 114.4315 | 8951384.6369 | 0 | 5312118.4891 | 0 | 0 | 0 | 2011582.7757 | 6347283.5016 | 16514329.6643 | 11271369.3314 | 50408068.399 | 961560.8286 | 21064010.0986 | 21064010.0986 | 16170054.3665 | 8511284.8276 | 0 | 72433639.3261 | 118178988.6188 | 5623413.2519 | 24.0054 | 3017.3957 | 4923.0271 | 61.5137 | 100.3626
1 | 4900 | 707 | 0.04 | 15 | 15 | 7 | 7.4989e-09 | 5spot_SharedNeighbor | CO2 | Porous | Wet | R245fa | MinimizeLCOE_Brownfield | IgnoreSilica | 161.3519 | 38.5117 | 6.0031 | 4 | 3016.635 | 4921.7015 | 61.4982 | 100.3355 | 144.2205 | 15.5604 | 119.2132 | 8952529.7939 | 0 | 5313143.1617 | 0 | 0 | 0 | 2010451.0934 | 6347688.3791 | 16515383.0725 | 11272088.3042 | 50411283.8047 | 961560.8286 | 21064010.0986 | 21064010.0986 | 16170054.3665 | 8511284.8276 | 0 | 72436854.7319 | 118182204.0245 | 7498942.0933 | 24.0125 | 3016.635 | 4921.7015 | 61.4982 | 100.3355
1 | 4900 | 707 | 0.04 | 15 | 15 | 7 | 1e-08 | 5spot_SharedNeighbor | CO2 | Porous | Wet | R245fa | MinimizeLCOE_Brownfield | IgnoreSilica | 161.3861 | 38.5204 | 6.0046 | 4 | 3016.0647 | 4920.6763 | 61.4866 | 100.3146 | 144.2162 | 15.5589 | 110.654 | 8953539.2764 | 0 | 5314045.8086 | 0 | 0 | 0 | 2009700.4372 | 6348141.3537 | 16516561.6194 | 11272892.6867 | 50414881.1821 | 961560.8286 | 21064010.0986 | 21064010.0986 | 16170054.3665 | 8511284.8276 | 0 | 72440452.1092 | 118185801.4019 | 10000000 | 24.0182 | 3016.0647 | 4920.6763 | 61.4866 | 100.3146
1 | 5000 | 707 | 0.04 | 15 | 15 | 7 | 1e-13 | 5spot_SharedNeighbor | CO2 | Porous | Wet | R245fa | MinimizeLCOE_Brownfield | IgnoreSilica | 1.6 | 0.07271 | 0.0089247 | 4 | 678489.3626 | 1991711.8069 | 13831.9234 | 40603.7392 | 88.1085 | 16.3053 | 24.5654 | 227122.5368 | 0 | 99118.2071 | 0 | 0 | 0 | 201667.6509 | 205884.274 | 535668.6482 | 365604.8593 | 1635066.1763 | 961560.8286 | 21624711.9638 | 21624711.9638 | 16547321.491 | 8708592.4126 | 0 | 24221338.9688 | 71101964.8362 | 100 | 0.035699 | 678489.3626 | 1991711.8069 | 13831.9234 | 40603.7392
1 | 5000 | 707 | 0.04 | 15 | 15 | 7 | 1.3335e-13 | 5spot_SharedNeighbor | CO2 | Porous | Wet | R245fa | MinimizeLCOE_Brownfield | IgnoreSilica | 3.0714 | 0.28163 | 0.025826 | 4 | 249685.871 | 703494.4066 | 5090.1842 | 14341.685 | 110.7396 | 17.6196 | 42.9452 | 440104.0994 | 0 | 217094.4037 | 0 | 0 | 0 | 378393.2883 | 403880.7986 | 1050814.9907 | 717202.8233 | 3207490.404 | 961560.8286 | 21624711.9638 | 21624711.9638 | 16547321.491 | 8708592.4126 | 0 | 25793763.1965 | 72674389.0639 | 133.3521 | 0.1033 | 249685.871 | 703494.4066 | 5090.1842 | 14341.685
1 | 5000 | 707 | 0.04 | 15 | 15 | 7 | 1.7783e-13 | 5spot_SharedNeighbor | CO2 | Porous | Wet | R245fa | MinimizeLCOE_Brownfield | IgnoreSilica | 4.224 | 0.49938 | 0.048466 | 4 | 138276.8322 | 380099.6235 | 2818.9603 | 7748.8449 | 120.3275 | 18.0717 | 58.0949 | 593345.3412 | 0 | 288208.8667 | 0 | 0 | 0 | 481125.7447 | 531445.1815 | 1382711.3479 | 943728.9068 | 4220565.3887 | 961560.8286 | 21624711.9638 | 21624711.9638 | 16547321.491 | 8708592.4126 | 0 | 26806838.1812 | 73687464.0486 | 177.8279 | 0.19386 | 138276.8322 | 380099.6235 | 2818.9603 | 7748.8449
1 | 5000 | 707 | 0.04 | 15 | 15 | 7 | 2.3714e-13 | 5spot_SharedNeighbor | CO2 | Porous | Wet | R245fa | MinimizeLCOE_Brownfield | IgnoreSilica | 5.6265 | 0.78902 | 0.080975 | 4 | 86147.741 | 230885.7954 | 1756.2382 | 4706.9192 | 127.7907 | 18.3874 | 49.6123 | 766189.5545 | 0 | 362513.2329 | 0 | 0 | 0 | 587967.3238 | 669501.3433 | 1741905.1617 | 1188886.0655 | 5316962.6817 | 961560.8286 | 21624711.9638 | 21624711.9638 | 16547321.491 | 8708592.4126 | 0 | 27903235.4741 | 74783861.3415 | 237.1374 | 0.3239 | 86147.741 | 230885.7954 | 1756.2382 | 4706.9192
1 | 5000 | 707 | 0.04 | 15 | 15 | 7 | 3.1623e-13 | 5spot_SharedNeighbor | CO2 | Porous | Wet | R245fa | MinimizeLCOE_Brownfield | IgnoreSilica | 7.3755 | 1.1692 | 0.12567 | 4 | 57991.4712 | 151255.1998 | 1182.2346 | 3083.5418 | 133.7692 | 18.6193 | 65.0182 | 965329.9979 | 0 | 450159.6368 | 0 | 0 | 0 | 703853.4434 | 826543.8005 | 2150497.4214 | 1467758.6784 | 6564142.9784 | 961560.8286 | 21624711.9638 | 21624711.9638 | 16547321.491 | 8708592.4126 | 0 | 29150415.7709 | 76031041.6383 | 316.2278 | 0.50267 | 57991.4712 | 151255.1998 | 1182.2346 | 3083.5418
1 | 5000 | 707 | 0.04 | 15 | 15 | 7 | 4.217e-13 | 5spot_SharedNeighbor | CO2 | Porous | Wet | R245fa | MinimizeLCOE_Brownfield | IgnoreSilica | 9.607 | 1.6684 | 0.18604 | 4 | 41138.2527 | 104136.0759 | 838.6589 | 2122.9548 | 138.6398 | 18.7943 | 65.4063 | 1200014.5866 | 0 | 556164.9165 | 0 | 0 | 0 | 835560.9722 | 1010778.7854 | 2629839.0603 | 1794919.1965 | 8027277.5175 | 961560.8286 | 21624711.9638 | 21624711.9638 | 16547321.491 | 8708592.4126 | 0 | 30613550.31 | 77494176.1774 | 421.6965 | 0.74416 | 41138.2527 | 104136.0759 | 838.6589 | 2122.9548
1 | 5000 | 707 | 0.04 | 15 | 15 | 7 | 5.6234e-13 | 5spot_SharedNeighbor | CO2 | Porous | Wet | R245fa | MinimizeLCOE_Brownfield | IgnoreSilica | 12.4575 | 2.3181 | 0.26661 | 4 | 30320.1004 | 74279.447 | 618.1163 | 1514.287 | 142.5728 | 18.9249 | 65.8718 | 1476962.5683 | 0 | 684664.2697 | 0 | 0 | 0 | 985911.0057 | 1227539.7591 | 3193806.65 | 2179838.6648 | 9748722.9177 | 961560.8286 | 21624711.9638 | 21624711.9638 | 16547321.491 | 8708592.4126 | 0 | 32334995.7101 | 79215621.5775 | 562.3413 | 1.0665 | 30320.1004 | 74279.447 | 618.1163 | 1514.287
1 | 5000 | 707 | 0.04 | 15 | 15 | 7 | 7.4989e-13 | 5spot_SharedNeighbor | CO2 | Porous | Wet | R245fa | MinimizeLCOE_Brownfield | IgnoreSilica | 16.0527 | 3.1491 | 0.37287 | 4 | 23018.4183 | 54450.634 | 469.2616 | 1110.0498 | 145.6877 | 19.0181 | 73.1745 | 1800029.1794 | 0 | 838630.6347 | 0 | 0 | 0 | 1153510.9451 | 1478946.5961 | 3847915.6693 | 2626281.511 | 11745314.5355 | 961560.8286 | 21624711.9638 | 21624711.9638 | 16547321.491 | 8708592.4126 | 0 | 34331587.3279 | 81212213.1953 | 749.8942 | 1.4915 | 23018.4183 | 54450.634 | 469.2616 | 1110.0498
1 | 5000 | 707 | 0.04 | 15 | 15 | 7 | 1e-12 | 5spot_SharedNeighbor | CO2 | Porous | Wet | R245fa | MinimizeLCOE_Brownfield | IgnoreSilica | 20.5692 | 4.2037 | 0.5117 | 4 | 17901.9747 | 40806.1093 | 364.956 | 831.8877 | 148.1347 | 19.0791 | 53.15 | 2176035.7982 | 0 | 1022603.0045 | 0 | 0 | 0 | 1339522.2056 | 1769882.7933 | 4604871.9752 | 3142919.7437 | 14055835.5206 | 961560.8286 | 21624711.9638 | 21624711.9638 | 16547321.491 | 8708592.4126 | 0 | 36642108.313 | 83522734.1804 | 1000 | 2.0468 | 17901.9747 | 40806.1093 | 364.956 | 831.8877
1 | 5000 | 707 | 0.04 | 15 | 15 | 7 | 1.3335e-12 | 5spot_SharedNeighbor | CO2 | Porous | Wet | R245fa | MinimizeLCOE_Brownfield | IgnoreSilica | 26.2501 | 5.5393 | 0.69178 | 4 | 14212.3695 | 31154.3424 | 289.7384 | 635.1234 | 150.0443 | 19.1096 | 77.5431 | 2614743.1571 | 0 | 1242903.8157 | 0 | 0 | 0 | 1547524.9909 | 2108017.0658 | 5484627.9916 | 3743371.3021 | 16741188.3232 | 961560.8286 | 21624711.9638 | 21624711.9638 | 16547321.491 | 8708592.4126 | 0 | 39327461.1156 | 86208086.983 | 1333.5214 | 2.7671 | 14212.3695 | 31154.3424 | 289.7384 | 635.1234
1 | 5000 | 707 | 0.04 | 15 | 15 | 7 | 1.7783e-12 | 5spot_SharedNeighbor | CO2 | Porous | Wet | R245fa | MinimizeLCOE_Brownfield | IgnoreSilica | 33.2681 | 7.2011 | 0.92209 | 4 | 11491.8419 | 24202.2335 | 234.2767 | 493.3953 | 151.4886 | 19.1069 | 77.1126 | 3118076.0588 | 0 | 1502294.4392 | 0 | 0 | 0 | 1772354.603 | 2493162.7894 | 6486698.1599 | 4427304.7825 | 19799890.8327 | 961560.8286 | 21624711.9638 | 21624711.9638 | 16547321.491 | 8708592.4126 | 0 | 42386163.6252 | 89266789.4926 | 1778.2794 | 3.6884 | 11491.8419 | 24202.2335 | 234.2767 | 493.3953
1 | 5000 | 707 | 0.04 | 15 | 15 | 7 | 2.3714e-12 | 5spot_SharedNeighbor | CO2 | Porous | Wet | R245fa | MinimizeLCOE_Brownfield | IgnoreSilica | 41.8332 | 9.2422 | 1.2123 | 4 | 9451.3714 | 19119.4067 | 192.679 | 389.775 | 152.539 | 19.0654 | 83.0355 | 3689206.1817 | 0 | 1804469.708 | 0 | 0 | 0 | 2010954.1575 | 2926805.7184 | 7614948.1089 | 5197358.5558 | 23243742.4303 | 961560.8286 | 21624711.9638 | 21624711.9638 | 16547321.491 | 8708592.4126 | 0 | 45830015.2227 | 92710641.0901 | 2371.3737 | 4.849 | 9451.3714 | 19119.4067 | 192.679 | 389.775
1 | 5000 | 707 | 0.04 | 15 | 15 | 7 | 3.1623e-12 | 5spot_SharedNeighbor | CO2 | Porous | Wet | R245fa | MinimizeLCOE_Brownfield | IgnoreSilica | 52.0307 | 11.6894 | 1.5693 | 4 | 7902.1205 | 15370.3523 | 161.0954 | 313.3454 | 153.2341 | 18.9762 | 86.8225 | 4321842.7014 | 0 | 2148522.7314 | 0 | 0 | 0 | 2252853.0517 | 3402055.209 | 8851449.7963 | 6041296.3651 | 27018019.855 | 961560.8286 | 21624711.9638 | 21624711.9638 | 16547321.491 | 8708592.4126 | 0 | 49604292.6474 | 96484918.5148 | 3162.2777 | 6.2773 | 7902.1205 | 15370.3523 | 161.0954 | 313.3454
1 | 5000 | 707 | 0.04 | 15 | 15 | 7 | 4.217e-12 | 5spot_SharedNeighbor | CO2 | Porous | Wet | R245fa | MinimizeLCOE_Brownfield | IgnoreSilica | 63.7286 | 14.5189 | 1.9938 | 4 | 6717.3988 | 12595.6988 | 136.9433 | 256.7804 | 153.5899 | 18.8296 | 88.1351 | 4997240.8417 | 0 | 2526967.8629 | 0 | 0 | 0 | 2480246.6773 | 3901737.599 | 10151520.8761 | 6928621.5908 | 30986335.4478 | 961560.8286 | 21624711.9638 | 21624711.9638 | 16547321.491 | 8708592.4126 | 0 | 53572608.2403 | 100453234.1077 | 4216.965 | 7.9752 | 6717.3988 | 12595.6988 | 136.9433 | 256.7804
1 | 5000 | 707 | 0.04 | 15 | 15 | 7 | 5.6234e-12 | 5spot_SharedNeighbor | CO2 | Porous | Wet | R245fa | MinimizeLCOE_Brownfield | IgnoreSilica | 76.5271 | 17.641 | 2.4756 | 4 | 5809.6182 | 10543.8752 | 118.4369 | 214.9512 | 153.614 | 18.6197 | 91.4395 | 5684838.025 | 0 | 2925396.0768 | 0 | 0 | 0 | 2671708.5066 | 4399957.6173 | 11447787.1647 | 7813349.9684 | 34943037.3589 | 961560.8286 | 21624711.9638 | 21624711.9638 | 16547321.491 | 8708592.4126 | 0 | 57529310.1513 | 104409936.0187 | 5623.4133 | 9.9024 | 5809.6182 | 10543.8752 | 118.4369 | 214.9512
1 | 5000 | 707 | 0.04 | 15 | 15 | 7 | 7.4989e-12 | 5spot_SharedNeighbor | CO2 | Porous | Wet | R245fa | MinimizeLCOE_Brownfield | IgnoreSilica | 89.7083 | 20.8859 | 2.9916 | 4 | 5115.3274 | 9033.0644 | 104.2829 | 184.1512 | 153.3313 | 18.351 | 95.8167 | 6343743.7764 | 0 | 3321991.9753 | 0 | 0 | 0 | 2804997.2582 | 4863585.8739 | 12654052.7852 | 8636651.0407 | 38625022.7097 | 961560.8286 | 21624711.9638 | 21624711.9638 | 16547321.491 | 8708592.4126 | 0 | 61211295.5021 | 108091921.3696 | 7498.9421 | 11.9663 | 5115.3274 | 9033.0644 | 104.2829 | 184.1512
1 | 5000 | 707 | 0.04 | 15 | 15 | 7 | 1e-11 | 5spot_SharedNeighbor | CO2 | Porous | Wet | R245fa | MinimizeLCOE_Brownfield | IgnoreSilica | 102.4781 | 24.0582 | 3.5107 | 4 | 4586.7264 | 7925.1227 | 93.5066 | 161.5643 | 152.8076 | 18.0419 | 97.9236 | 6938457.0818 | 0 | 3695193.0246 | 0 | 0 | 0 | 2870079.8184 | 5266454.6707 | 13702234.7547 | 9352056.7729 | 41824476.1231 | 961560.8286 | 21624711.9638 | 21624711.9638 | 16547321.491 | 8708592.4126 | 0 | 64410748.9155 | 111291374.7829 | 10000 | 14.0429 | 4586.7264 | 7925.1227 | 93.5066 | 161.5643
1 | 5000 | 707 | 0.04 | 15 | 15 | 7 | 1.3335e-11 | 5spot_SharedNeighbor | CO2 | Porous | Wet | R245fa | MinimizeLCOE_Brownfield | IgnoreSilica | 114.1707 | 26.9883 | 4.0028 | 4 | 4185.9948 | 7114.0049 | 85.3372 | 145.0286 | 152.1336 | 17.7165 | 106.2249 | 7447161.1966 | 0 | 4028803.1103 | 0 | 0 | 0 | 2870957.4726 | 5595299.494 | 14557821.5296 | 9936012.3273 | 44436055.1304 | 961560.8286 | 21624711.9638 | 21624711.9638 | 16547321.491 | 8708592.4126 | 0 | 67022327.9229 | 113902953.7903 | 13335.2143 | 16.0111 | 4185.9948 | 7114.0049 | 85.3372 | 145.0286
1 | 5000 | 707 | 0.04 | 15 | 15 | 7 | 1.7783e-11 | 5spot_SharedNeighbor | CO2 | Porous | Wet | R245fa | MinimizeLCOE_Brownfield | IgnoreSilica | 124.3339 | 29.5566 | 4.4443 | 4 | 3883.3505 | 6520.4911 | 79.1674 | 132.929 | 151.4056 | 17.4009 | 114.4047 | 7862140.5772 | 0 | 4313242.49 | 0 | 0 | 0 | 2821228.3568 | 5848678.4554 | 15217061.612 | 10385957.2295 | 46448308.7209 | 961560.8286 | 21624711.9638 | 21624711.9638 | 16547321.491 | 8708592.4126 | 0 | 69034581.5133 | 115915207.3807 | 17782.7941 | 17.7771 | 3883.3505 | 6520.4911 | 79.1674 | 132.929
1 | 5000 | 707 | 0.04 | 15 | 15 | 7 | 2.3714e-11 | 5spot_SharedNeighbor | CO2 | Porous | Wet | R245fa | MinimizeLCOE_Brownfield | IgnoreSilica | 132.8166 | 31.7165 | 4.823 | 4 | 3655.3869 | 6085.4289 | 74.52 | 124.0597 | 150.6995 | 17.1139 | 113.7277 | 8189253.0309 | 0 | 4547095.8068 | 0 | 0 | 0 | 2739889.3321 | 6035732.8862 | 15703738.8709 | 10718124.459 | 47933834.3859 | 961560.8286 | 21624711.9638 | 21624711.9638 | 16547321.491 | 8708592.4126 | 0 | 70520107.1783 | 117400733.0457 | 23713.7371 | 19.2921 | 3655.3869 | 6085.4289 | 74.52 | 124.0597
1 | 5000 | 707 | 0.04 | 15 | 15 | 7 | 3.1623e-11 | 5spot_SharedNeighbor | CO2 | Porous | Wet | R245fa | MinimizeLCOE_Brownfield | IgnoreSilica | 139.6734 | 33.4744 | 5.1366 | 4 | 3483.9435 | 5765.6563 | 71.0249 | 117.5407 | 150.0637 | 16.8663 | 118.5752 | 8440797.3198 | 0 | 4733946.3643 | 0 | 0 | 0 | 2644327.6077 | 6169437.8038 | 16051611.6397 | 10955554.7718 | 48995675.507 | 961560.8286 | 21624711.9638 | 21624711.9638 | 16547321.491 | 8708592.4126 | 0 | 71581948.2995 | 118462574.1669 | 31622.7766 | 20.5462 | 3483.9435 | 5765.6563 | 71.0249 | 117.5407
1 | 5000 | 707 | 0.04 | 15 | 15 | 7 | 4.217e-11 | 5spot_SharedNeighbor | CO2 | Porous | Wet | R245fa | MinimizeLCOE_Brownfield | IgnoreSilica | 145.1038 | 34.8743 | 5.3895 | 4 | 3355.1102 | 5529.7329 | 68.3985 | 112.7311 | 149.5187 | 16.6601 | 122.583 | 8631757.2811 | 0 | 4880624.2347 | 0 | 0 | 0 | 2548093.8396 | 6263585.3886 | 16296564.3431 | 11122740.0251 | 49743365.1121 | 961560.8286 | 21624711.9638 | 21624711.9638 | 16547321.491 | 8708592.4126 | 0 | 72329637.9046 | 119210263.772 | 42169.6503 | 21.5581 | 3355.1102 | 5529.7329 | 68.3985 | 112.7311
1 | 5000 | 707 | 0.04 | 15 | 15 | 7 | 5.6234e-11 | 5spot_SharedNeighbor | CO2 | Porous | Wet | R245fa | MinimizeLCOE_Brownfield | IgnoreSilica | 149.3445 | 35.9724 | 5.5898 | 4 | 3258.3336 | 5355.0449 | 66.4255 | 109.1698 | 149.0673 | 16.4928 | 119.08 | 8775743.7599 | 0 | 4994403.8313 | 0 | 0 | 0 | 2459458.7153 | 6329546.4595 | 16468181.5192 | 11239872.2741 | 50267206.5593 | 961560.8286 | 21624711.9638 | 21624711.9638 | 16547321.491 | 8708592.4126 | 0 | 72853479.3518 | 119734105.2192 | 56234.1325 | 22.3591 | 3258.3336 | 5355.0449 | 66.4255 | 109.1698
1 | 5000 | 707 | 0.04 | 15 | 15 | 7 | 7.4989e-11 | 5spot_SharedNeighbor | CO2 | Porous | Wet | R245fa | MinimizeLCOE_Brownfield | IgnoreSilica | 152.5971 | 36.8182 | 5.7456 | 4 | 3185.6514 | 5225.4882 | 64.9438 | 106.5286 | 148.7055 | 16.3608 | 117.5779 | 8883087.4113 | 0 | 5081235.0878 | 0 | 0 | 0 | 2381798.3679 | 6374987.1381 | 16586408.8437 | 11320564.8525 | 50628081.7013 | 961560.8286 | 21624711.9638 | 21624711.9638 | 16547321.491 | 8708592.4126 | 0 | 73214354.4938 | 120094980.3612 | 74989.4209 | 22.9825 | 3185.6514 | 5225.4882 | 64.9438 | 106.5286
1 | 5000 | 707 | 0.04 | 15 | 15 | 7 | 1e-10 | 5spot_SharedNeighbor | CO2 | Porous | Wet | R245fa | MinimizeLCOE_Brownfield | IgnoreSilica | 155.0797 | 37.4658 | 5.8658 | 4 | 3131.0732 | 5129.1155 | 63.8312 | 104.564 | 148.4202 | 16.2578 | 122.4639 | 8963193.9363 | 0 | 5147262.9116 | 0 | 0 | 0 | 2316669.0713 | 6406579.1085 | 16668604.6702 | 11376665.193 | 50878974.8909 | 961560.8286 | 21624711.9638 | 21624711.9638 | 16547321.491 | 8708592.4126 | 0 | 73465247.6833 | 120345873.5508 | 100000 | 23.4633 | 3131.0732 | 5129.1155 | 63.8312 | 104.564
1 | 5000 | 707 | 0.04 | 15 | 15 | 7 | 1.3335e-10 | 5spot_SharedNeighbor | CO2 | Porous | Wet | R245fa | MinimizeLCOE_Brownfield | IgnoreSilica | 156.9675 | 37.9593 | 5.9579 | 4 | 3090.0957 | 5057.2695 | 62.9958 | 103.0993 | 148.1979 | 16.1783 | 118.6465 | 9023036.6268 | 0 | 5197327.2642 | 0 | 0 | 0 | 2263665.6605 | 6428771.5251 | 16726344.786 | 11416074.0084 | 51055219.8711 | 961560.8286 | 21624711.9638 | 21624711.9638 | 16547321.491 | 8708592.4126 | 0 | 73641492.6636 | 120522118.531 | 133352.1432 | 23.8315 | 3090.0957 | 5057.2695 | 62.9958 | 103.0993
1 | 5000 | 707 | 0.04 | 15 | 15 | 7 | 1.7783e-10 | 5spot_SharedNeighbor | CO2 | Porous | Wet | R245fa | MinimizeLCOE_Brownfield | IgnoreSilica | 158.3971 | 38.3338 | 6.028 | 4 | 3059.3346 | 5003.6319 | 62.3687 | 102.0058 | 148.0265 | 16.1173 | 121.9624 | 9067736.9356 | 0 | 5235161.0588 | 0 | 0 | 0 | 2221411.7512 | 6444480.8007 | 16767217.0988 | 11443970.2018 | 51179977.8468 | 961560.8286 | 21624711.9638 | 21624711.9638 | 16547321.491 | 8708592.4126 | 0 | 73766250.6392 | 120646876.5066 | 177827.941 | 24.1119 | 3059.3346 | 5003.6319 | 62.3687 | 102.0058
1 | 5000 | 707 | 0.04 | 15 | 15 | 7 | 2.3714e-10 | 5spot_SharedNeighbor | CO2 | Porous | Wet | R245fa | MinimizeLCOE_Brownfield | IgnoreSilica | 159.4862 | 38.6191 | 6.0813 | 4 | 3036.2467 | 4963.484 | 61.898 | 101.1873 | 147.8941 | 16.0704 | 111.0484 | 9101432.3311 | 0 | 5263937.7614 | 0 | 0 | 0 | 2188438.2036 | 6455985.2355 | 16797149.278 | 11464399.5292 | 51271342.3388 | 961560.8286 | 21624711.9638 | 21624711.9638 | 16547321.491 | 8708592.4126 | 0 | 73857615.1312 | 120738240.9986 | 237137.3706 | 24.3253 | 3036.2467 | 4963.484 | 61.898 | 101.1873
1 | 5000 | 707 | 0.04 | 15 | 15 | 7 | 3.1623e-10 | 5spot_SharedNeighbor | CO2 | Porous | Wet | R245fa | MinimizeLCOE_Brownfield | IgnoreSilica | 160.2996 | 38.8327 | 6.1215 | 4 | 3018.9207 | 4933.5001 | 61.5448 | 100.5761 | 147.7941 | 16.0351 | 123.2745 | 9126394.5103 | 0 | 5285406.0477 | 0 | 0 | 0 | 2162686.3085 | 6464049.8779 | 16818131.8235 | 11478720.5476 | 51335389.1155 | 961560.8286 | 21624711.9638 | 21624711.9638 | 16547321.491 | 8708592.4126 | 0 | 73921661.908 | 120802287.7754 | 316227.766 | 24.4861 | 3018.9207 | 4933.5001 | 61.5448 | 100.5761
1 | 5000 | 707 | 0.04 | 15 | 15 | 7 | 4.217e-10 | 5spot_SharedNeighbor | CO2 | Porous | Wet | R245fa | MinimizeLCOE_Brownfield | IgnoreSilica | 160.9038 | 38.9918 | 6.1517 | 4 | 3005.9204 | 4911.1077 | 61.2798 | 100.1196 | 147.7193 | 16.0087 | 132.0171 | 9144819.0195 | 0 | 5301336.624 | 0 | 0 | 0 | 2142705.706 | 6469655.9263 | 16832717.6113 | 11488675.6475 | 51379910.5346 | 961560.8286 | 21624711.9638 | 21624711.9638 | 16547321.491 | 8708592.4126 | 0 | 73966183.327 | 120846809.1944 | 421696.5034 | 24.6068 | 3005.9204 | 4911.1077 | 61.2798 | 100.1196
1 | 5000 | 707 | 0.04 | 15 | 15 | 7 | 5.6234e-10 | 5spot_SharedNeighbor | CO2 | Porous | Wet | R245fa | MinimizeLCOE_Brownfield | IgnoreSilica | 161.3667 | 39.1134 | 6.1746 | 4 | 2996.1671 | 4894.2863 | 61.0809 | 99.7766 | 147.6616 | 15.9885 | 112.4165 | 9158870.9125 | 0 | 5313533.5002 | 0 | 0 | 0 | 2127608.268 | 6474004.9455 | 16844032.8671 | 11496398.5421 | 51414449.0355 | 961560.8286 | 21624711.9638 | 21624711.9638 | 16547321.491 | 8708592.4126 | 0 | 74000721.8279 | 120881347.6953 | 562341.3252 | 24.6985 | 2996.1671 | 4894.2863 | 61.0809 | 99.7766
1 | 5000 | 707 | 0.04 | 15 | 15 | 7 | 7.4989e-10 | 5spot_SharedNeighbor | CO2 | Porous | Wet | R245fa | MinimizeLCOE_Brownfield | IgnoreSilica | 161.7151 | 39.205 | 6.1919 | 4 | 2988.8505 | 4881.6818 | 60.9318 | 99.5197 | 147.6181 | 15.9732 | 117.1476 | 9169409.7908 | 0 | 5322709.0379 | 0 | 0 | 0 | 2116132.3917 | 6477217.9759 | 16852392.5133 | 11502104.1724 | 51439965.882 | 961560.8286 | 21624711.9638 | 21624711.9638 | 16547321.491 | 8708592.4126 | 0 | 74026238.6745 | 120906864.5419 | 749894.2093 | 24.7675 | 2988.8505 | 4881.6818 | 60.9318 | 99.5197
1 | 5000 | 707 | 0.04 | 15 | 15 | 7 | 1e-09 | 5spot_SharedNeighbor | CO2 | Porous | Wet | R245fa | MinimizeLCOE_Brownfield | IgnoreSilica | 161.9781 | 39.2741 | 6.2049 | 4 | 2983.3623 | 4872.229 | 60.8199 | 99.327 | 147.5851 | 15.9616 | 120.0094 | 9177344.8405 | 0 | 5329633.3692 | 0 | 0 | 0 | 2107459.4416 | 6479630.684 | 16858669.8848 | 11506388.6074 | 51459126.8277 | 961560.8286 | 21624711.9638 | 21624711.9638 | 16547321.491 | 8708592.4126 | 0 | 74045399.6201 | 120926025.4875 | 1000000 | 24.8194 | 2983.3623 | 4872.229 | 60.8199 | 99.327
1 | 5000 | 707 | 0.04 | 15 | 15 | 7 | 1.3335e-09 | 5spot_SharedNeighbor | CO2 | Porous | Wet | R245fa | MinimizeLCOE_Brownfield | IgnoreSilica | 162.1755 | 39.326 | 6.2146 | 4 | 2979.2458 | 4865.1448 | 60.736 | 99.1826 | 147.5602 | 15.9529 | 118.9156 | 9183289.3187 | 0 | 5334829.7842 | 0 | 0 | 0 | 2100901.4374 | 6481418.0107 | 16863320.1423 | 11509562.5037 | 51473321.197 | 961560.8286 | 21624711.9638 | 21624711.9638 | 16547321.491 | 8708592.4126 | 0 | 74059593.9894 | 120940219.8568 | 1333521.4322 | 24.8585 | 2979.2458 | 4865.1448 | 60.736 | 99.1826
1 | 5000 | 707 | 0.04 | 15 | 15 | 7 | 1.7783e-09 | 5spot_SharedNeighbor | CO2 | Porous | Wet | R245fa | MinimizeLCOE_Brownfield | IgnoreSilica | 162.3265 | 39.3656 | 6.222 | 4 | 2976.1584 | 4859.818 | 60.673 | 99.074 | 147.5412 | 15.9463 | 124.6304 | 9187827.888 | 0 | 5338801.9771 | 0 | 0 | 0 | 2096008.5903 | 6482828.9976 | 16866991.2406 | 11512068.1037 | 51484526.7971 | 961560.8286 | 21624711.9638 | 21624711.9638 | 16547321.491 | 8708592.4126 | 0 | 74070799.5896 | 120951425.457 | 1778279.41 | 24.8881 | 2976.1584 | 4859.818 | 60.673 | 99.074
1 | 5000 | 707 | 0.04 | 15 | 15 | 7 | 2.3714e-09 | 5spot_SharedNeighbor | CO2 | Porous | Wet | R245fa | MinimizeLCOE_Brownfield | IgnoreSilica | 162.4339 | 39.394 | 6.2274 | 4 | 2973.8429 | 4855.86 | 60.6258 | 98.9933 | 147.5277 | 15.9416 | 111.6869 | 9191052.851 | 0 | 5341628.3637 | 0 | 0 | 0 | 2092205.4563 | 6483705.8017 | 16869272.5051 | 11513625.1136 | 51491490.0915 | 961560.8286 | 21624711.9638 | 21624711.9638 | 16547321.491 | 8708592.4126 | 0 | 74077762.8839 | 120958388.7513 | 2371373.7057 | 24.9098 | 2973.8429 | 4855.86 | 60.6258 | 98.9933
1 | 5000 | 707 | 0.04 | 15 | 15 | 7 | 3.1623e-09 | 5spot_SharedNeighbor | CO2 | Porous | Wet | R245fa | MinimizeLCOE_Brownfield | IgnoreSilica | 162.5117 | 39.4146 | 6.2315 | 4 | 2972.1064 | 4852.9095 | 60.5904 | 98.9331 | 147.5178 | 15.9381 | 118.3545 | 9193385.6155 | 0 | 5343674.8241 | 0 | 0 | 0 | 2089288.0033 | 6484275.8928 | 16870755.7651 | 11514637.4691 | 51496017.5699 | 961560.8286 | 21624711.9638 | 21624711.9638 | 16547321.491 | 8708592.4126 | 0 | 74082290.3624 | 120962916.2298 | 3162277.6602 | 24.9259 | 2972.1064 | 4852.9095 | 60.5904 | 98.9331
1 | 5000 | 707 | 0.04 | 15 | 15 | 7 | 4.217e-09 | 5spot_SharedNeighbor | CO2 | Porous | Wet | R245fa | MinimizeLCOE_Brownfield | IgnoreSilica | 162.5628 | 39.4284 | 6.2343 | 4 | 2970.804 | 4850.7409 | 60.5639 | 98.8889 | 147.5113 | 15.9359 | 125.7198 | 9194915.7532 | 0 | 5345019.3023 | 0 | 0 | 0 | 2086950.6236 | 6484485.4149 | 16871300.8987 | 11515009.5339 | 51497681.5267 | 961560.8286 | 21624711.9638 | 21624711.9638 | 16547321.491 | 8708592.4126 | 0 | 74083954.3191 | 120964580.1865 | 4216965.0343 | 24.9373 | 2970.804 | 4850.7409 | 60.5639 | 98.8889
1 | 5000 | 707 | 0.04 | 15 | 15 | 7 | 5.6234e-09 | 5spot_SharedNeighbor | CO2 | Porous | Wet | R245fa | MinimizeLCOE_Brownfield | IgnoreSilica | 162.6165 | 39.4423 | 6.2368 | 4 | 2969.8274 | 4849.0225 | 60.5439 | 98.8539 | 147.5045 | 15.9335 | 117.9726 | 9196527.086 | 0 | 5346432.1313 | 0 | 0 | 0 | 2085500.9391 | 6485099.461 | 16872898.5208 | 11516099.9438 | 51502558.082 | 961560.8286 | 21624711.9638 | 21624711.9638 | 16547321.491 | 8708592.4126 | 0 | 74088830.8745 | 120969456.7419 | 5623413.2519 | 24.9472 | 2969.8274 | 4849.0225 | 60.5439 | 98.8539
1 | 5000 | 707 | 0.04 | 15 | 15 | 7 | 7.4989e-09 | 5spot_SharedNeighbor | CO2 | Porous | Wet | R245fa | MinimizeLCOE_Brownfield | IgnoreSilica | 162.6554 | 39.4524 | 6.2386 | 4 | 2969.095 | 4847.7424 | 60.529 | 98.8278 | 147.4996 | 15.9318 | 121.3962 | 9197693.1708 | 0 | 5347455.1561 | 0 | 0 | 0 | 2084384.3067 | 6485517.7271 | 16873986.7634 | 11516842.6918 | 51505879.8159 | 961560.8286 | 21624711.9638 | 21624711.9638 | 16547321.491 | 8708592.4126 | 0 | 74092152.6084 | 120972778.4758 | 7498942.0933 | 24.9545 | 2969.095 | 4847.7424 | 60.529 | 98.8278
1 | 5000 | 707 | 0.04 | 15 | 15 | 7 | 1e-08 | 5spot_SharedNeighbor | CO2 | Porous | Wet | R245fa | MinimizeLCOE_Brownfield | IgnoreSilica | 162.6702 | 39.4567 | 6.2397 | 4 | 2968.5457 | 4846.8686 | 60.5178 | 98.81 | 147.4977 | 15.9311 | 111.632 | 9198134.4811 | 0 | 5347844.867 | 0 | 0 | 0 | 2083260.5445 | 6485403.5581 | 16873689.719 | 11516639.9529 | 51504973.1225 | 961560.8286 | 21624711.9638 | 21624711.9638 | 16547321.491 | 8708592.4126 | 0 | 74091245.915 | 120971871.7824 | 10000000 | 24.9588 | 2968.5457 | 4846.8686 | 60.5178 | 98.81
1 | 5100 | 707 | 0.04 | 15 | 15 | 7 | 1e-13 | 5spot_SharedNeighbor | CO2 | Porous | Wet | R245fa | MinimizeLCOE_Brownfield | IgnoreSilica | 1.6 | 0.071692 | 0.0091608 | 4 | 676823.9097 | 1987566.2459 | 13797.9709 | 40519.2263 | 88.7219 | 16.6719 | 24.6509 | 229547.0888 | 0 | 98854.575 | 0 | 0 | 0 | 203714.0197 | 207525.1166 | 539937.784 | 368518.6322 | 1648097.2162 | 961560.8286 | 22191273.92 | 22191273.92 | 16930155.7018 | 8908244.0339 | 0 | 24800931.9648 | 72830605.6205 | 100 | 0.036643 | 676823.9097 | 1987566.2459 | 13797.9709 | 40519.2263
1 | 5100 | 707 | 0.04 | 15 | 15 | 7 | 1.3335e-13 | 5spot_SharedNeighbor | CO2 | Porous | Wet | R245fa | MinimizeLCOE_Brownfield | IgnoreSilica | 3.1567 | 0.29385 | 0.027514 | 4 | 240675.1712 | 677093.8308 | 4906.4889 | 13803.4736 | 112.9809 | 18.0795 | 57.378 | 458203.949 | 0 | 224402.3813 | 0 | 0 | 0 | 393979.9042 | 419868.6314 | 1092412.0521 | 745593.6724 | 3334460.5904 | 961560.8286 | 22191273.92 | 22191273.92 | 16930155.7018 | 8908244.0339 | 0 | 26487295.339 | 74516968.9947 | 133.3521 | 0.11005 | 240675.1712 | 677093.8308 | 4906.4889 | 13803.4736
1 | 5100 | 707 | 0.04 | 15 | 15 | 7 | 1.7783e-13 | 5spot_SharedNeighbor | CO2 | Porous | Wet | R245fa | MinimizeLCOE_Brownfield | IgnoreSilica | 4.3406 | 0.52078 | 0.051673 | 4 | 133192.5179 | 365564.955 | 2715.3096 | 7452.5361 | 122.8227 | 18.5398 | 59.3178 | 617777.1456 | 0 | 294560.9862 | 0 | 0 | 0 | 500874.8793 | 551153.0744 | 1433987.2424 | 978725.7584 | 4377079.0864 | 961560.8286 | 22191273.92 | 22191273.92 | 16930155.7018 | 8908244.0339 | 0 | 27529913.835 | 75559587.4907 | 177.8279 | 0.20669 | 133192.5179 | 365564.955 | 2715.3096 | 7452.5361
1 | 5100 | 707 | 0.04 | 15 | 15 | 7 | 2.3714e-13 | 5spot_SharedNeighbor | CO2 | Porous | Wet | R245fa | MinimizeLCOE_Brownfield | IgnoreSilica | 5.7702 | 0.82092 | 0.086172 | 4 | 83135.4607 | 222477.1987 | 1694.8288 | 4535.4986 | 130.4364 | 18.8592 | 58.7107 | 796347.7927 | 0 | 369902.4395 | 0 | 0 | 0 | 610520.4131 | 692940.5517 | 1802889.1739 | 1230508.9068 | 5503109.2778 | 961560.8286 | 22191273.92 | 22191273.92 | 16930155.7018 | 8908244.0339 | 0 | 28655944.0263 | 76685617.682 | 237.1374 | 0.34469 | 83135.4607 | 222477.1987 | 1694.8288 | 4535.4986
1 | 5100 | 707 | 0.04 | 15 | 15 | 7 | 3.1623e-13 | 5spot_SharedNeighbor | CO2 | Porous | Wet | R245fa | MinimizeLCOE_Brownfield | IgnoreSilica | 7.5802 | 1.2196 | 0.13364 | 4 | 56047.7462 | 145894.5664 | 1142.6091 | 2974.2581 | 136.6264 | 19.0972 | 63.7534 | 1005197.2228 | 0 | 460125.6234 | 0 | 0 | 0 | 733002.3177 | 857346.8139 | 2230640.5438 | 1522458.0063 | 6808770.528 | 961560.8286 | 22191273.92 | 22191273.92 | 16930155.7018 | 8908244.0339 | 0 | 29961605.2765 | 77991278.9323 | 316.2278 | 0.53457 | 56047.7462 | 145894.5664 | 1142.6091 | 2974.2581
1 | 5100 | 707 | 0.04 | 15 | 15 | 7 | 4.217e-13 | 5spot_SharedNeighbor | CO2 | Porous | Wet | R245fa | MinimizeLCOE_Brownfield | IgnoreSilica | 9.8823 | 1.7422 | 0.19774 | 4 | 39808.1917 | 100532.2789 | 811.5438 | 2049.4865 | 141.6395 | 19.2756 | 75.7349 | 1250444.8534 | 0 | 568875.4963 | 0 | 0 | 0 | 871265.3593 | 1049328.4265 | 2730137.3189 | 1863374.8189 | 8333426.2734 | 961560.8286 | 22191273.92 | 22191273.92 | 16930155.7018 | 8908244.0339 | 0 | 31486261.0219 | 79515934.6776 | 421.6965 | 0.79095 | 39808.1917 | 100532.2789 | 811.5438 | 2049.4865
1 | 5100 | 707 | 0.04 | 15 | 15 | 7 | 5.6234e-13 | 5spot_SharedNeighbor | CO2 | Porous | Wet | R245fa | MinimizeLCOE_Brownfield | IgnoreSilica | 12.7935 | 2.4166 | 0.28308 | 4 | 29370.7021 | 71787.7582 | 598.7615 | 1463.4906 | 145.6487 | 19.4072 | 53.8642 | 1537008.2772 | 0 | 699398.0704 | 0 | 0 | 0 | 1025901.1388 | 1272299.9197 | 3310263.4065 | 2259322.794 | 10104193.6067 | 961560.8286 | 22191273.92 | 22191273.92 | 16930155.7018 | 8908244.0339 | 0 | 33257028.3553 | 81286702.011 | 562.3413 | 1.1323 | 29370.7021 | 71787.7582 | 598.7615 | 1463.4906
1 | 5100 | 707 | 0.04 | 15 | 15 | 7 | 7.4989e-13 | 5spot_SharedNeighbor | CO2 | Porous | Wet | R245fa | MinimizeLCOE_Brownfield | IgnoreSilica | 16.4741 | 3.281 | 0.39561 | 4 | 22318.5538 | 52670.1115 | 454.9939 | 1073.7515 | 148.8374 | 19.5012 | 61.1152 | 1872202.7536 | 0 | 856195.8905 | 0 | 0 | 0 | 1199291.1493 | 1531799.0194 | 3985426.8334 | 2720135.7061 | 12165051.3523 | 961560.8286 | 22191273.92 | 22191273.92 | 16930155.7018 | 8908244.0339 | 0 | 35317886.1009 | 83347559.7566 | 749.8942 | 1.5824 | 22318.5538 | 52670.1115 | 454.9939 | 1073.7515
1 | 5100 | 707 | 0.04 | 15 | 15 | 7 | 1e-12 | 5spot_SharedNeighbor | CO2 | Porous | Wet | R245fa | MinimizeLCOE_Brownfield | IgnoreSilica | 21.1345 | 4.3854 | 0.54291 | 4 | 17372.6688 | 39489.6146 | 354.1654 | 805.0492 | 151.3602 | 19.5625 | 60.4959 | 2265375.8154 | 0 | 1045024.0207 | 0 | 0 | 0 | 1395077.4363 | 1835136.1362 | 4774647.7883 | 3258795.2247 | 14574056.4216 | 961560.8286 | 22191273.92 | 22191273.92 | 16930155.7018 | 8908244.0339 | 0 | 37726891.1702 | 85756564.8259 | 1000 | 2.1716 | 17372.6688 | 39489.6146 | 354.1654 | 805.0492
1 | 5100 | 707 | 0.04 | 15 | 15 | 7 | 1.3335e-12 | 5spot_SharedNeighbor | CO2 | Porous | Wet | R245fa | MinimizeLCOE_Brownfield | IgnoreSilica | 26.9345 | 5.7715 | 0.7333 | 4 | 13803.4983 | 30178.099 | 281.403 | 615.2214 | 153.3077 | 19.5915 | 68.964 | 2719281.5156 | 0 | 1268760.7822 | 0 | 0 | 0 | 1608957.9969 | 2182830.1149 | 5679276.1991 | 3876222.7033 | 17335329.3121 | 961560.8286 | 22191273.92 | 22191273.92 | 16930155.7018 | 8908244.0339 | 0 | 40488164.0606 | 88517837.7163 | 1333.5214 | 2.9332 | 13803.4983 | 30178.099 | 281.403 | 615.2214
1 | 5100 | 707 | 0.04 | 15 | 15 | 7 | 1.7783e-12 | 5spot_SharedNeighbor | CO2 | Porous | Wet | R245fa | MinimizeLCOE_Brownfield | IgnoreSilica | 34.1112 | 7.4984 | 0.97672 | 4 | 11170.2582 | 23463.8206 | 227.7208 | 478.3417 | 154.7851 | 19.5862 | 74.7668 | 3241020.1284 | 0 | 1532675.7626 | 0 | 0 | 0 | 1841263.2065 | 2579834.048 | 6712198.9962 | 4581213.7368 | 20488205.8786 | 961560.8286 | 22191273.92 | 22191273.92 | 16930155.7018 | 8908244.0339 | 0 | 43641040.6271 | 91670714.2828 | 1778.2794 | 3.9069 | 11170.2582 | 23463.8206 | 227.7208 | 478.3417
1 | 5100 | 707 | 0.04 | 15 | 15 | 7 | 2.3714e-12 | 5spot_SharedNeighbor | CO2 | Porous | Wet | R245fa | MinimizeLCOE_Brownfield | IgnoreSilica | 42.866 | 9.6185 | 1.2831 | 4 | 9194.4417 | 18552.5817 | 187.4411 | 378.2195 | 155.8592 | 19.54 | 81.1808 | 3832809.8039 | 0 | 1840021.6043 | 0 | 0 | 0 | 2087809.9228 | 3026650.1191 | 7874722.7585 | 5374660.0921 | 24036674.3006 | 961560.8286 | 22191273.92 | 22191273.92 | 16930155.7018 | 8908244.0339 | 0 | 47189509.0492 | 95219182.7049 | 2371.3737 | 5.1324 | 9194.4417 | 18552.5817 | 187.4411 | 378.2195
1 | 5100 | 707 | 0.04 | 15 | 15 | 7 | 3.1623e-12 | 5spot_SharedNeighbor | CO2 | Porous | Wet | R245fa | MinimizeLCOE_Brownfield | IgnoreSilica | 53.283 | 12.159 | 1.6596 | 4 | 7694.0031 | 14929.1126 | 156.8527 | 304.3502 | 156.568 | 19.4435 | 79.9735 | 4487903.3879 | 0 | 2189792.3381 | 0 | 0 | 0 | 2337764.3924 | 3516029.4462 | 9147987.3822 | 6243689.3607 | 27923166.3076 | 961560.8286 | 22191273.92 | 22191273.92 | 16930155.7018 | 8908244.0339 | 0 | 51076001.0562 | 99105674.7119 | 3162.2777 | 6.6384 | 7694.0031 | 14929.1126 | 156.8527 | 304.3502
1 | 5100 | 707 | 0.04 | 15 | 15 | 7 | 4.217e-12 | 5spot_SharedNeighbor | CO2 | Porous | Wet | R245fa | MinimizeLCOE_Brownfield | IgnoreSilica | 65.1823 | 15.0848 | 2.1057 | 4 | 6546.7394 | 12249.1969 | 133.4641 | 249.7164 | 156.9255 | 19.2869 | 108.3853 | 5184257.6578 | 0 | 2572976.6 | 0 | 0 | 0 | 2570596.2781 | 4027853.909 | 10479649.6448 | 7152576.2179 | 31987910.3076 | 961560.8286 | 22191273.92 | 22191273.92 | 16930155.7018 | 8908244.0339 | 0 | 55140745.0562 | 103170418.7119 | 4216.965 | 8.4226 | 6546.7394 | 12249.1969 | 133.4641 | 249.7164
1 | 5100 | 707 | 0.04 | 15 | 15 | 7 | 5.6234e-12 | 5spot_SharedNeighbor | CO2 | Porous | Wet | R245fa | MinimizeLCOE_Brownfield | IgnoreSilica | 78.1324 | 18.2971 | 2.6097 | 4 | 5668.0109 | 10269.0891 | 115.5501 | 209.3493 | 156.9417 | 19.0649 | 93.1484 | 5889408.6647 | 0 | 2974386.0615 | 0 | 0 | 0 | 2764029.7476 | 4534851.5448 | 11798753.4935 | 8052891.6995 | 36014321.2115 | 961560.8286 | 22191273.92 | 22191273.92 | 16930155.7018 | 8908244.0339 | 0 | 59167155.9601 | 107196829.6158 | 5623.4133 | 10.4388 | 5668.0109 | 10269.0891 | 115.5501 | 209.3493
1 | 5100 | 707 | 0.04 | 15 | 15 | 7 | 7.4989e-12 | 5spot_SharedNeighbor | CO2 | Porous | Wet | R245fa | MinimizeLCOE_Brownfield | IgnoreSilica | 91.4233 | 21.6243 | 3.1473 | 4 | 4996.318 | 8811.5249 | 101.8567 | 179.6349 | 156.6454 | 18.7826 | 108.7847 | 6562762.9127 | 0 | 3372699.6917 | 0 | 0 | 0 | 2897150.1585 | 5004718.9776 | 13021252.1706 | 8887272.1664 | 39745856.0775 | 961560.8286 | 22191273.92 | 22191273.92 | 16930155.7018 | 8908244.0339 | 0 | 62898690.826 | 110928364.4817 | 7498.9421 | 12.589 | 4996.318 | 8811.5249 | 101.8567 | 179.6349
1 | 5100 | 707 | 0.04 | 15 | 15 | 7 | 1e-11 | 5spot_SharedNeighbor | CO2 | Porous | Wet | R245fa | MinimizeLCOE_Brownfield | IgnoreSilica | 104.2419 | 24.863 | 3.6856 | 4 | 4485.2398 | 7743.1538 | 91.4377 | 157.8547 | 156.1071 | 18.4601 | 93.1458 | 7167835.6682 | 0 | 3745986.595 | 0 | 0 | 0 | 2959967.257 | 5410777.9129 | 14077734.2262 | 9608342.8779 | 42970644.5371 | 961560.8286 | 22191273.92 | 22191273.92 | 16930155.7018 | 8908244.0339 | 0 | 66123479.2857 | 114153152.9414 | 10000 | 14.7425 | 4485.2398 | 7743.1538 | 91.4377 | 157.8547
1 | 5100 | 707 | 0.04 | 15 | 15 | 7 | 1.3335e-11 | 5spot_SharedNeighbor | CO2 | Porous | Wet | R245fa | MinimizeLCOE_Brownfield | IgnoreSilica | 115.9345 | 27.8434 | 4.1937 | 4 | 4098.0127 | 6961.2154 | 83.5435 | 141.9138 | 155.4206 | 18.1228 | 102.6425 | 7683500.3853 | 0 | 4078519.5136 | 0 | 0 | 0 | 2957646.2719 | 5740669.8066 | 14936045.2634 | 10194157.7973 | 45590539.038 | 961560.8286 | 22191273.92 | 22191273.92 | 16930155.7018 | 8908244.0339 | 0 | 68743373.7866 | 116773047.4423 | 13335.2143 | 16.7748 | 4098.0127 | 6961.2154 | 83.5435 | 141.9138
1 | 5100 | 707 | 0.04 | 15 | 15 | 7 | 1.7783e-11 | 5spot_SharedNeighbor | CO2 | Porous | Wet | R245fa | MinimizeLCOE_Brownfield | IgnoreSilica | 126.0466 | 30.4433 | 4.6475 | 4 | 3805.7085 | 6389.3349 | 77.5845 | 130.2552 | 154.6853 | 17.7978 | 102.4423 | 8102164.5544 | 0 | 4360709.7143 | 0 | 0 | 0 | 2904085.6809 | 5993114.3803 | 15592854.2609 | 10642443.4341 | 47595372.0249 | 961560.8286 | 22191273.92 | 22191273.92 | 16930155.7018 | 8908244.0339 | 0 | 70748206.7735 | 118777880.4292 | 17782.7941 | 18.59 | 3805.7085 | 6389.3349 | 77.5845 | 130.2552
1 | 5100 | 707 | 0.04 | 15 | 15 | 7 | 2.3714e-11 | 5spot_SharedNeighbor | CO2 | Porous | Wet | R245fa | MinimizeLCOE_Brownfield | IgnoreSilica | 134.4756 | 32.6268 | 5.0358 | 4 | 3585.6187 | 5970.0081 | 73.0977 | 121.7067 | 153.9745 | 17.5033 | 107.1542 | 8431878.1651 | 0 | 4592477.2323 | 0 | 0 | 0 | 2819895.5455 | 6179257.8677 | 16077161.4318 | 10972993.0298 | 49073663.2723 | 961560.8286 | 22191273.92 | 22191273.92 | 16930155.7018 | 8908244.0339 | 0 | 72226498.0209 | 120256171.6766 | 23713.7371 | 20.1434 | 3585.6187 | 5970.0081 | 73.0977 | 121.7067
1 | 5100 | 707 | 0.04 | 15 | 15 | 7 | 3.1623e-11 | 5spot_SharedNeighbor | CO2 | Porous | Wet | R245fa | MinimizeLCOE_Brownfield | IgnoreSilica | 141.2741 | 34.4 | 5.3565 | 4 | 3420.1474 | 5661.8016 | 69.7243 | 115.4235 | 153.3368 | 17.25 | 106.1565 | 8684965.9726 | 0 | 4777297.6284 | 0 | 0 | 0 | 2722148.4754 | 6311920.7098 | 16422322.934 | 11208572.8474 | 50127228.5676 | 961560.8286 | 22191273.92 | 22191273.92 | 16930155.7018 | 8908244.0339 | 0 | 73280063.3162 | 121309736.9719 | 31622.7766 | 21.426 | 3420.1474 | 5661.8016 | 69.7243 | 115.4235
1 | 5100 | 707 | 0.04 | 15 | 15 | 7 | 4.217e-11 | 5spot_SharedNeighbor | CO2 | Porous | Wet | R245fa | MinimizeLCOE_Brownfield | IgnoreSilica | 146.6339 | 35.8063 | 5.6144 | 4 | 3295.8321 | 5434.5257 | 67.19 | 110.7902 | 152.7933 | 17.0402 | 100.1173 | 8876313.2364 | 0 | 4921753.3025 | 0 | 0 | 0 | 2623984.407 | 6404599.8689 | 16663455.0949 | 11373150.502 | 50863256.4118 | 961560.8286 | 22191273.92 | 22191273.92 | 16930155.7018 | 8908244.0339 | 0 | 74016091.1604 | 122045764.8161 | 42169.6503 | 22.4575 | 3295.8321 | 5434.5257 | 67.19 | 110.7902
1 | 5100 | 707 | 0.04 | 15 | 15 | 7 | 5.6234e-11 | 5spot_SharedNeighbor | CO2 | Porous | Wet | R245fa | MinimizeLCOE_Brownfield | IgnoreSilica | 150.8092 | 36.9068 | 5.8181 | 4 | 3202.4678 | 5266.2621 | 65.2866 | 107.3599 | 152.3446 | 16.8706 | 114.3105 | 9020307.8866 | 0 | 5033551.5711 | 0 | 0 | 0 | 2533942.6167 | 6469242.809 | 16831642.7648 | 11487942.0427 | 51376629.6908 | 961560.8286 | 22191273.92 | 22191273.92 | 16930155.7018 | 8908244.0339 | 0 | 74529464.4394 | 122559138.0951 | 56234.1325 | 23.2725 | 3202.4678 | 5266.2621 | 65.2866 | 107.3599
1 | 5100 | 707 | 0.04 | 15 | 15 | 7 | 7.4989e-11 | 5spot_SharedNeighbor | CO2 | Porous | Wet | R245fa | MinimizeLCOE_Brownfield | IgnoreSilica | 154.0197 | 37.7564 | 5.9768 | 4 | 3132.3602 | 5141.3807 | 63.8574 | 104.814 | 151.9844 | 16.7365 | 105.5833 | 9127977.3986 | 0 | 5119097.9188 | 0 | 0 | 0 | 2455636.4685 | 6514057.5965 | 16948241.6491 | 11567523.177 | 51732534.2084 | 961560.8286 | 22191273.92 | 22191273.92 | 16930155.7018 | 8908244.0339 | 0 | 74885368.957 | 122915042.6127 | 74989.4209 | 23.907 | 3132.3602 | 5141.3807 | 63.8574 | 104.814
1 | 5100 | 707 | 0.04 | 15 | 15 | 7 | 1e-10 | 5spot_SharedNeighbor | CO2 | Porous | Wet | R245fa | MinimizeLCOE_Brownfield | IgnoreSilica | 156.4681 | 38.4063 | 6.099 | 4 | 3079.7226 | 5048.4865 | 62.7843 | 102.9202 | 151.7008 | 16.632 | 108.3601 | 9208280.6184 | 0 | 5184096.078 | 0 | 0 | 0 | 2390112.6423 | 6545170.8421 | 17029191.932 | 11622773.4085 | 51979625.5213 | 961560.8286 | 22191273.92 | 22191273.92 | 16930155.7018 | 8908244.0339 | 0 | 75132460.2699 | 123162133.9256 | 100000 | 24.3959 | 3079.7226 | 5048.4865 | 62.7843 | 102.9202
1 | 5100 | 707 | 0.04 | 15 | 15 | 7 | 1.3335e-10 | 5spot_SharedNeighbor | CO2 | Porous | Wet | R245fa | MinimizeLCOE_Brownfield | IgnoreSilica | 158.3387 | 38.9036 | 6.1927 | 4 | 3040.2069 | 4979.1692 | 61.9787 | 101.5071 | 151.4788 | 16.5509 | 124.3603 | 9268572.6657 | 0 | 5233618.3381 | 0 | 0 | 0 | 2337102.563 | 6567324.491 | 17086831.1822 | 11662113.3811 | 52155562.6211 | 961560.8286 | 22191273.92 | 22191273.92 | 16930155.7018 | 8908244.0339 | 0 | 75308397.3697 | 123338071.0254 | 133352.1432 | 24.7708 | 3040.2069 | 4979.1692 | 61.9787 | 101.5071
1 | 5100 | 707 | 0.04 | 15 | 15 | 7 | 1.7783e-10 | 5spot_SharedNeighbor | CO2 | Porous | Wet | R245fa | MinimizeLCOE_Brownfield | IgnoreSilica | 159.742 | 39.2778 | 6.2638 | 4 | 3010.5461 | 4927.5015 | 61.3741 | 100.4538 | 151.3091 | 16.4893 | 115.6316 | 9313189.1001 | 0 | 5270690.4182 | 0 | 0 | 0 | 2294607.0752 | 6582609.7715 | 17126600.3464 | 11689256.6529 | 52276953.3642 | 961560.8286 | 22191273.92 | 22191273.92 | 16930155.7018 | 8908244.0339 | 0 | 75429788.1128 | 123459461.7685 | 177827.941 | 25.0552 | 3010.5461 | 4927.5015 | 61.3741 | 100.4538
1 | 5100 | 707 | 0.04 | 15 | 15 | 7 | 2.3714e-10 | 5spot_SharedNeighbor | CO2 | Porous | Wet | R245fa | MinimizeLCOE_Brownfield | IgnoreSilica | 160.8092 | 39.5626 | 6.3179 | 4 | 2988.2858 | 4888.8366 | 60.9202 | 99.6655 | 151.1784 | 16.4421 | 115.2628 | 9346772.1815 | 0 | 5298842.0126 | 0 | 0 | 0 | 2261453.7674 | 6593756.505 | 17155601.8605 | 11709050.7822 | 52365477.1092 | 961560.8286 | 22191273.92 | 22191273.92 | 16930155.7018 | 8908244.0339 | 0 | 75518311.8578 | 123547985.5135 | 237137.3706 | 25.2714 | 2988.2858 | 4888.8366 | 60.9202 | 99.6655
1 | 5100 | 707 | 0.04 | 15 | 15 | 7 | 3.1623e-10 | 5spot_SharedNeighbor | CO2 | Porous | Wet | R245fa | MinimizeLCOE_Brownfield | IgnoreSilica | 161.6102 | 39.7766 | 6.3587 | 4 | 2971.5819 | 4859.9342 | 60.5797 | 99.0763 | 151.0793 | 16.4064 | 109.3041 | 9371779.1841 | 0 | 5319948.6626 | 0 | 0 | 0 | 2235674.3031 | 6601686.8384 | 17176234.9614 | 11723133.2975 | 52428457.247 | 961560.8286 | 22191273.92 | 22191273.92 | 16930155.7018 | 8908244.0339 | 0 | 75581291.9956 | 123610965.6513 | 316227.766 | 25.4347 | 2971.5819 | 4859.9342 | 60.5797 | 99.0763
1 | 5100 | 707 | 0.04 | 15 | 15 | 7 | 4.217e-10 | 5spot_SharedNeighbor | CO2 | Porous | Wet | R245fa | MinimizeLCOE_Brownfield | IgnoreSilica | 162.2144 | 39.9382 | 6.3895 | 4 | 2959.0491 | 4838.2934 | 60.3242 | 98.6352 | 151.0039 | 16.3793 | 124.5485 | 9390525.4486 | 0 | 5335853.3647 | 0 | 0 | 0 | 2215877.2305 | 6607479.8571 | 17191307.2077 | 11733420.4153 | 52474463.524 | 961560.8286 | 22191273.92 | 22191273.92 | 16930155.7018 | 8908244.0339 | 0 | 75627298.2726 | 123656971.9283 | 421696.5034 | 25.558 | 2959.0491 | 4838.2934 | 60.3242 | 98.6352
1 | 5100 | 707 | 0.04 | 15 | 15 | 7 | 5.6234e-10 | 5spot_SharedNeighbor | CO2 | Porous | Wet | R245fa | MinimizeLCOE_Brownfield | IgnoreSilica | 162.6554 | 40.0566 | 6.4124 | 4 | 2949.6469 | 4822.1671 | 60.1325 | 98.3064 | 150.9486 | 16.3595 | 125.4425 | 9404143.7969 | 0 | 5347455.1561 | 0 | 0 | 0 | 2200473.6562 | 6611308.3176 | 17201268.0765 | 11740218.9129 | 52504867.9161 | 961560.8286 | 22191273.92 | 22191273.92 | 16930155.7018 | 8908244.0339 | 0 | 75657702.6647 | 123687376.3204 | 562341.3252 | 25.6497 | 2949.6469 | 4822.1671 | 60.1325 | 98.3064
1 | 5100 | 707 | 0.04 | 15 | 15 | 7 | 7.4989e-10 | 5spot_SharedNeighbor | CO2 | Porous | Wet | R245fa | MinimizeLCOE_Brownfield | IgnoreSilica | 163.0038 | 40.1496 | 6.4301 | 4 | 2942.5939 | 4809.9849 | 59.9888 | 98.058 | 150.9047 | 16.3438 | 128.6851 | 9414868.944 | 0 | 5356616.1234 | 0 | 0 | 0 | 2189114.0565 | 6614633.6583 | 17209919.9309 | 11746123.9813 | 52531276.6944 | 961560.8286 | 22191273.92 | 22191273.92 | 16930155.7018 | 8908244.0339 | 0 | 75684111.4429 | 123713785.0986 | 749894.2093 | 25.7202 | 2942.5939 | 4809.9849 | 59.9888 | 98.058
1 | 5100 | 707 | 0.04 | 15 | 15 | 7 | 1e-09 | 5spot_SharedNeighbor | CO2 | Porous | Wet | R245fa | MinimizeLCOE_Brownfield | IgnoreSilica | 163.2692 | 40.2204 | 6.4434 | 4 | 2937.3036 | 4800.8344 | 59.8809 | 97.8715 | 150.8712 | 16.3318 | 110.2318 | 9423019.267 | 0 | 5363593.2796 | 0 | 0 | 0 | 2180580.7012 | 6617205.3666 | 17216610.9886 | 11750690.7657 | 52551700.3687 | 961560.8286 | 22191273.92 | 22191273.92 | 16930155.7018 | 8908244.0339 | 0 | 75704535.1173 | 123734208.773 | 1000000 | 25.7735 | 2937.3036 | 4800.8344 | 59.8809 | 97.8715
1 | 5100 | 707 | 0.04 | 15 | 15 | 7 | 1.3335e-09 | 5spot_SharedNeighbor | CO2 | Porous | Wet | R245fa | MinimizeLCOE_Brownfield | IgnoreSilica | 163.4519 | 40.2696 | 6.453 | 4 | 2933.3356 | 4794.0751 | 59.8 | 97.7337 | 150.848 | 16.3235 | 119.3682 | 9428611.8992 | 0 | 5368392.1243 | 0 | 0 | 0 | 2173787.6233 | 6618608.7423 | 17220262.284 | 11753182.8499 | 52562845.523 | 961560.8286 | 22191273.92 | 22191273.92 | 16930155.7018 | 8908244.0339 | 0 | 75715680.2715 | 123745353.9273 | 1333521.4322 | 25.8121 | 2933.3356 | 4794.0751 | 59.8 | 97.7337
1 | 5100 | 707 | 0.04 | 15 | 15 | 7 | 1.7783e-09 | 5spot_SharedNeighbor | CO2 | Porous | Wet | R245fa | MinimizeLCOE_Brownfield | IgnoreSilica | 163.5982 | 40.3087 | 6.4605 | 4 | 2930.3596 | 4788.9537 | 59.7393 | 97.6293 | 150.8295 | 16.3169 | 109.6129 | 9433088.6611 | 0 | 5372236.4523 | 0 | 0 | 0 | 2168853.9033 | 6619929.8165 | 17223699.4483 | 11755528.7851 | 52573337.0667 | 961560.8286 | 22191273.92 | 22191273.92 | 16930155.7018 | 8908244.0339 | 0 | 75726171.8153 | 123755845.471 | 1778279.41 | 25.8419 | 2930.3596 | 4788.9537 | 59.7393 | 97.6293
1 | 5100 | 707 | 0.04 | 15 | 15 | 7 | 2.3714e-09 | 5spot_SharedNeighbor | CO2 | Porous | Wet | R245fa | MinimizeLCOE_Brownfield | IgnoreSilica | 163.7102 | 40.3386 | 6.4661 | 4 | 2928.1277 | 4785.1012 | 59.6938 | 97.5508 | 150.8153 | 16.3118 | 111.202 | 9436513.6373 | 0 | 5375180.0613 | 0 | 0 | 0 | 2165183.4747 | 6620982.0976 | 17226437.2678 | 11757397.4031 | 52581693.9418 | 961560.8286 | 22191273.92 | 22191273.92 | 16930155.7018 | 8908244.0339 | 0 | 75734528.6904 | 123764202.3461 | 2371373.7057 | 25.8645 | 2928.1277 | 4785.1012 | 59.6938 | 97.5508
1 | 5100 | 707 | 0.04 | 15 | 15 | 7 | 3.1623e-09 | 5spot_SharedNeighbor | CO2 | Porous | Wet | R245fa | MinimizeLCOE_Brownfield | IgnoreSilica | 163.7808 | 40.3579 | 6.4701 | 4 | 2926.4538 | 4782.2924 | 59.6597 | 97.4935 | 150.8062 | 16.3086 | 122.0771 | 9438665.5833 | 0 | 5377033.3667 | 0 | 0 | 0 | 2162146.2967 | 6621359.6462 | 17227419.5718 | 11758067.8458 | 52584692.3105 | 961560.8286 | 22191273.92 | 22191273.92 | 16930155.7018 | 8908244.0339 | 0 | 75737527.0591 | 123767200.7148 | 3162277.6602 | 25.8803 | 2926.4538 | 4782.2924 | 59.6597 | 97.4935
1 | 5100 | 707 | 0.04 | 15 | 15 | 7 | 4.217e-09 | 5spot_SharedNeighbor | CO2 | Porous | Wet | R245fa | MinimizeLCOE_Brownfield | IgnoreSilica | 163.8493 | 40.376 | 6.4734 | 4 | 2925.1985 | 4780.0948 | 59.6341 | 97.4487 | 150.7975 | 16.3055 | 117.716 | 9440758.3847 | 0 | 5378833.2367 | 0 | 0 | 0 | 2160181.1509 | 6622111.3812 | 17229375.4321 | 11759402.7607 | 52590662.3464 | 961560.8286 | 22191273.92 | 22191273.92 | 16930155.7018 | 8908244.0339 | 0 | 75743497.095 | 123773170.7507 | 4216965.0343 | 25.8935 | 2925.1985 | 4780.0948 | 59.6341 | 97.4487
1 | 5100 | 707 | 0.04 | 15 | 15 | 7 | 5.6234e-09 | 5spot_SharedNeighbor | CO2 | Porous | Wet | R245fa | MinimizeLCOE_Brownfield | IgnoreSilica | 163.8929 | 40.3878 | 6.4757 | 4 | 2924.2571 | 4778.4933 | 59.6149 | 97.416 | 150.792 | 16.3035 | 121.7191 | 9442085.3643 | 0 | 5379976.3192 | 0 | 0 | 0 | 2158544.1559 | 6622436.2774 | 17230220.7453 | 11759979.7043 | 52593242.5663 | 961560.8286 | 22191273.92 | 22191273.92 | 16930155.7018 | 8908244.0339 | 0 | 75746077.3149 | 123775750.9706 | 5623413.2519 | 25.9027 | 2924.2571 | 4778.4933 | 59.6149 | 97.416
1 | 5100 | 707 | 0.04 | 15 | 15 | 7 | 7.4989e-09 | 5spot_SharedNeighbor | CO2 | Porous | Wet | R245fa | MinimizeLCOE_Brownfield | IgnoreSilica | 163.9271 | 40.3969 | 6.4774 | 4 | 2923.5512 | 4777.283 | 59.6005 | 97.3914 | 150.7876 | 16.302 | 113.2856 | 9443130.0265 | 0 | 5380876.15 | 0 | 0 | 0 | 2157347.8299 | 6622728.0625 | 17230979.9103 | 11760497.85 | 52595559.8292 | 961560.8286 | 22191273.92 | 22191273.92 | 16930155.7018 | 8908244.0339 | 0 | 75748394.5778 | 123778068.2335 | 7498942.0933 | 25.9097 | 2923.5512 | 4777.283 | 59.6005 | 97.3914
1 | 5100 | 707 | 0.04 | 15 | 15 | 7 | 1e-08 | 5spot_SharedNeighbor | CO2 | Porous | Wet | R245fa | MinimizeLCOE_Brownfield | IgnoreSilica | 163.9466 | 40.4024 | 6.4786 | 4 | 2923.0217 | 4776.412 | 59.5898 | 97.3736 | 150.7851 | 16.3011 | 115.5602 | 9443721.3959 | 0 | 5381386.848 | 0 | 0 | 0 | 2156322.7713 | 6622758.0959 | 17231058.0511 | 11760551.1827 | 52595798.345 | 961560.8286 | 22191273.92 | 22191273.92 | 16930155.7018 | 8908244.0339 | 0 | 75748633.0935 | 123778306.7492 | 10000000 | 25.9145 | 2923.0217 | 4776.412 | 59.5898 | 97.3736
1 | 5200 | 707 | 0.04 | 15 | 15 | 7 | 1e-13 | 5spot_SharedNeighbor | CO2 | Porous | Wet | R245fa | MinimizeLCOE_Brownfield | IgnoreSilica | 1.6 | 0.070676 | 0.0093822 | 4 | 676443.5633 | 1987230.4195 | 13790.217 | 40512.38 | 89.3108 | 17.0369 | 26.8952 | 231919.7472 | 0 | 98584.4631 | 0 | 0 | 0 | 205770.7712 | 209147.2428 | 544158.2237 | 371399.169 | 1660979.6171 | 961560.8286 | 22763695.9669 | 22763695.9669 | 17318556.9989 | 9110239.6917 | 0 | 25386236.4127 | 74578729.0702 | 100 | 0.037529 | 676443.5633 | 1987230.4195 | 13790.217 | 40512.38
1 | 5200 | 707 | 0.04 | 15 | 15 | 7 | 1.3335e-13 | 5spot_SharedNeighbor | CO2 | Porous | Wet | R245fa | MinimizeLCOE_Brownfield | IgnoreSilica | 3.2493 | 0.30729 | 0.029292 | 4 | 232119.1831 | 651966.9337 | 4732.0635 | 13291.2278 | 115.3 | 18.5433 | 56.9413 | 477610.7802 | 0 | 232341.9905 | 0 | 0 | 0 | 410897.4188 | 437131.5739 | 1137326.6874 | 776248.8338 | 3471557.2847 | 961560.8286 | 22763695.9669 | 22763695.9669 | 17318556.9989 | 9110239.6917 | 0 | 27196814.0803 | 76389306.7378 | 133.3521 | 0.11717 | 232119.1831 | 651966.9337 | 4732.0635 | 13291.2278
1 | 5200 | 707 | 0.04 | 15 | 15 | 7 | 1.7783e-13 | 5spot_SharedNeighbor | CO2 | Porous | Wet | R245fa | MinimizeLCOE_Brownfield | IgnoreSilica | 4.4797 | 0.54604 | 0.055073 | 4 | 128393.7848 | 351700.236 | 2617.481 | 7169.885 | 125.4694 | 19.0144 | 68.6514 | 645539.2716 | 0 | 302088.2227 | 0 | 0 | 0 | 524254.2106 | 574033.8649 | 1493518.3659 | 1019356.9735 | 4558790.9092 | 961560.8286 | 22763695.9669 | 22763695.9669 | 17318556.9989 | 9110239.6917 | 0 | 28284047.7048 | 77476540.3623 | 177.8279 | 0.22029 | 128393.7848 | 351700.236 | 2617.481 | 7169.885
1 | 5200 | 707 | 0.04 | 15 | 15 | 7 | 2.3714e-13 | 5spot_SharedNeighbor | CO2 | Porous | Wet | R245fa | MinimizeLCOE_Brownfield | IgnoreSilica | 5.9406 | 0.85795 | 0.091667 | 4 | 80297.2352 | 214458.0739 | 1636.9677 | 4372.0179 | 133.2001 | 19.3356 | 69.3635 | 830202.2631 | 0 | 378615.8832 | 0 | 0 | 0 | 637066.7233 | 719895.0992 | 1873019.3772 | 1278374.2116 | 5717173.5576 | 961560.8286 | 22763695.9669 | 22763695.9669 | 17318556.9989 | 9110239.6917 | 0 | 29442430.3532 | 78634923.0108 | 237.1374 | 0.36667 | 80297.2352 | 214458.0739 | 1636.9677 | 4372.0179
1 | 5200 | 707 | 0.04 | 15 | 15 | 7 | 3.1623e-13 | 5spot_SharedNeighbor | CO2 | Porous | Wet | R245fa | MinimizeLCOE_Brownfield | IgnoreSilica | 7.7971 | 1.2733 | 0.14199 | 4 | 54215.8628 | 140828.7077 | 1105.2637 | 2870.9837 | 139.5214 | 19.5764 | 68.6367 | 1047049.1801 | 0 | 470627.8905 | 0 | 0 | 0 | 764053.3541 | 889874.8656 | 2315271.8619 | 1580220.6199 | 7067097.7721 | 961560.8286 | 22763695.9669 | 22763695.9669 | 17318556.9989 | 9110239.6917 | 0 | 30792354.5677 | 79984847.2252 | 316.2278 | 0.56796 | 54215.8628 | 140828.7077 | 1105.2637 | 2870.9837
1 | 5200 | 707 | 0.04 | 15 | 15 | 7 | 4.217e-13 | 5spot_SharedNeighbor | CO2 | Porous | Wet | R245fa | MinimizeLCOE_Brownfield | IgnoreSilica | 10.1601 | 1.8179 | 0.2099 | 4 | 38554.1807 | 97143.9597 | 785.9791 | 1980.411 | 144.6484 | 19.7571 | 70.4218 | 1301926.06 | 0 | 581634.627 | 0 | 0 | 0 | 907677.2522 | 1088582.7963 | 2832269.1369 | 1933081.8833 | 8645171.7557 | 961560.8286 | 22763695.9669 | 22763695.9669 | 17318556.9989 | 9110239.6917 | 0 | 32370428.5513 | 81562921.2088 | 421.6965 | 0.83961 | 38554.1807 | 97143.9597 | 785.9791 | 1980.411
1 | 5200 | 707 | 0.04 | 15 | 15 | 7 | 5.6234e-13 | 5spot_SharedNeighbor | CO2 | Porous | Wet | R245fa | MinimizeLCOE_Brownfield | IgnoreSilica | 13.1445 | 2.5202 | 0.30027 | 4 | 28475.0148 | 69432.4639 | 580.5017 | 1415.4747 | 148.7461 | 19.89 | 44.4862 | 1599400.8483 | 0 | 714706.871 | 0 | 0 | 0 | 1067934.0042 | 1318996.2722 | 3431757.7368 | 2342245.1709 | 10475040.9034 | 961560.8286 | 22763695.9669 | 22763695.9669 | 17318556.9989 | 9110239.6917 | 0 | 34200297.699 | 83392790.3565 | 562.3413 | 1.2011 | 28475.0148 | 69432.4639 | 580.5017 | 1415.4747
1 | 5200 | 707 | 0.04 | 15 | 15 | 7 | 7.4989e-13 | 5spot_SharedNeighbor | CO2 | Porous | Wet | R245fa | MinimizeLCOE_Brownfield | IgnoreSilica | 16.9151 | 3.4196 | 0.41935 | 4 | 21657.8442 | 50984.8207 | 441.5244 | 1039.3945 | 152.0058 | 19.9846 | 65.6909 | 1947198.5962 | 0 | 874483.1598 | 0 | 0 | 0 | 1247466.6517 | 1586967.879 | 4128964.8893 | 2818103.3787 | 12603184.5547 | 961560.8286 | 22763695.9669 | 22763695.9669 | 17318556.9989 | 9110239.6917 | 0 | 36328441.3503 | 85520934.0079 | 749.8942 | 1.6774 | 21657.8442 | 50984.8207 | 441.5244 | 1039.3945
1 | 5200 | 707 | 0.04 | 15 | 15 | 7 | 1e-12 | 5spot_SharedNeighbor | CO2 | Porous | Wet | R245fa | MinimizeLCOE_Brownfield | IgnoreSilica | 21.6681 | 4.5644 | 0.57493 | 4 | 16872.6431 | 38263.2126 | 343.9717 | 780.0473 | 154.5775 | 20.0455 | 62.6706 | 2353462.3298 | 0 | 1066079.2913 | 0 | 0 | 0 | 1448394.8401 | 1898495.2198 | 4939495.1271 | 3371306.9207 | 15077233.7287 | 961560.8286 | 22763695.9669 | 22763695.9669 | 17318556.9989 | 9110239.6917 | 0 | 38802490.5243 | 87994983.1819 | 1000 | 2.2997 | 16872.6431 | 38263.2126 | 343.9717 | 780.0473
1 | 5200 | 707 | 0.04 | 15 | 15 | 7 | 1.3335e-12 | 5spot_SharedNeighbor | CO2 | Porous | Wet | R245fa | MinimizeLCOE_Brownfield | IgnoreSilica | 27.6145 | 6.0076 | 0.77622 | 4 | 13416.9787 | 29260.4942 | 273.5233 | 596.5148 | 156.5752 | 20.0733 | 60.6433 | 2825029.9472 | 0 | 1294319.5736 | 0 | 0 | 0 | 1670647.0405 | 2258098.6589 | 5875109.5107 | 4009882.9625 | 17933087.6934 | 961560.8286 | 22763695.9669 | 22763695.9669 | 17318556.9989 | 9110239.6917 | 0 | 41658344.4889 | 90850837.1465 | 1333.5214 | 3.1049 | 13416.9787 | 29260.4942 | 273.5233 | 596.5148
1 | 5200 | 707 | 0.04 | 15 | 15 | 7 | 1.7783e-12 | 5spot_SharedNeighbor | CO2 | Porous | Wet | R245fa | MinimizeLCOE_Brownfield | IgnoreSilica | 34.9855 | 7.8084 | 1.0336 | 4 | 10866.0423 | 22763.9212 | 221.519 | 464.0733 | 158.0919 | 20.065 | 79.5748 | 3367974.7063 | 0 | 1564020.9257 | 0 | 0 | 0 | 1913115.6328 | 2669593.3933 | 6945734.4004 | 4740606.4489 | 21201045.5075 | 961560.8286 | 22763695.9669 | 22763695.9669 | 17318556.9989 | 9110239.6917 | 0 | 44926302.303 | 94118794.9606 | 1778.2794 | 4.1346 | 10866.0423 | 22763.9212 | 221.519 | 464.0733
1 | 5200 | 707 | 0.04 | 15 | 15 | 7 | 2.3714e-12 | 5spot_SharedNeighbor | CO2 | Porous | Wet | R245fa | MinimizeLCOE_Brownfield | IgnoreSilica | 43.9138 | 10.0058 | 1.3565 | 4 | 8951.2261 | 18017.0427 | 182.4829 | 367.3018 | 159.1861 | 20.0139 | 80.1191 | 3979468.3463 | 0 | 1875914.9407 | 0 | 0 | 0 | 2166384.8023 | 3128489.5548 | 8139688.0802 | 5555504.3686 | 24845450.093 | 961560.8286 | 22763695.9669 | 22763695.9669 | 17318556.9989 | 9110239.6917 | 0 | 48570706.8885 | 97763199.5461 | 2371.3737 | 5.4262 | 8951.2261 | 18017.0427 | 182.4829 | 367.3018
1 | 5200 | 707 | 0.04 | 15 | 15 | 7 | 3.1623e-12 | 5spot_SharedNeighbor | CO2 | Porous | Wet | R245fa | MinimizeLCOE_Brownfield | IgnoreSilica | 54.525 | 12.6357 | 1.7527 | 4 | 7496.8744 | 14513.7147 | 152.8339 | 295.8817 | 159.9066 | 19.9099 | 79.5266 | 4655672.593 | 0 | 2230535.0107 | 0 | 0 | 0 | 2422871.6714 | 3630540.9173 | 9445922.7404 | 6447036.3646 | 28832579.2974 | 961560.8286 | 22763695.9669 | 22763695.9669 | 17318556.9989 | 9110239.6917 | 0 | 52557836.093 | 101750328.7505 | 3162.2777 | 7.0106 | 7496.8744 | 14513.7147 | 152.8339 | 295.8817
1 | 5200 | 707 | 0.04 | 15 | 15 | 7 | 4.217e-12 | 5spot_SharedNeighbor | CO2 | Porous | Wet | R245fa | MinimizeLCOE_Brownfield | IgnoreSilica | 66.6197 | 15.6582 | 2.2207 | 4 | 6384.9991 | 11922.8815 | 130.1668 | 243.0641 | 160.2656 | 19.743 | 90.0084 | 5372873.0959 | 0 | 2618271.5213 | 0 | 0 | 0 | 2660903.5291 | 4154298.7771 | 10808633.254 | 7377114.2911 | 32992094.4685 | 961560.8286 | 22763695.9669 | 22763695.9669 | 17318556.9989 | 9110239.6917 | 0 | 56717351.264 | 105909843.9216 | 4216.965 | 8.8829 | 6384.9991 | 11922.8815 | 130.1668 | 243.0641
1 | 5200 | 707 | 0.04 | 15 | 15 | 7 | 5.6234e-12 | 5spot_SharedNeighbor | CO2 | Porous | Wet | R245fa | MinimizeLCOE_Brownfield | IgnoreSilica | 79.7332 | 18.9646 | 2.7476 | 4 | 5533.7235 | 10009.5959 | 112.8124 | 204.0592 | 160.2737 | 19.5083 | 96.4831 | 6096338.4274 | 0 | 3023039.9742 | 0 | 0 | 0 | 2856924.3409 | 4670758.0696 | 12152354.3928 | 8294231.579 | 37093646.784 | 961560.8286 | 22763695.9669 | 22763695.9669 | 17318556.9989 | 9110239.6917 | 0 | 60818903.5796 | 110011396.2371 | 5623.4133 | 10.9906 | 5533.7235 | 10009.5959 | 112.8124 | 204.0592
1 | 5200 | 707 | 0.04 | 15 | 15 | 7 | 7.4989e-12 | 5spot_SharedNeighbor | CO2 | Porous | Wet | R245fa | MinimizeLCOE_Brownfield | IgnoreSilica | 93.1165 | 22.3712 | 3.3068 | 4 | 4883.3796 | 8602.4198 | 99.5543 | 175.372 | 159.9642 | 19.2124 | 100.4469 | 6783290.8625 | 0 | 3422580.8906 | 0 | 0 | 0 | 2989103.9408 | 5146040.5206 | 13388941.8366 | 9138227.9187 | 40868185.9697 | 961560.8286 | 22763695.9669 | 22763695.9669 | 17318556.9989 | 9110239.6917 | 0 | 64593442.7653 | 113785935.4228 | 7498.9421 | 13.2272 | 4883.3796 | 8602.4198 | 99.5543 | 175.372
1 | 5200 | 707 | 0.04 | 15 | 15 | 7 | 1e-11 | 5spot_SharedNeighbor | CO2 | Porous | Wet | R245fa | MinimizeLCOE_Brownfield | IgnoreSilica | 105.9929 | 25.6789 | 3.8647 | 4 | 4388.8479 | 7570.9969 | 89.4726 | 154.345 | 159.4109 | 18.8761 | 113.1421 | 7399099.2578 | 0 | 3796239.7592 | 0 | 0 | 0 | 3050011.093 | 5555686.5429 | 14454756.7566 | 9865668.5019 | 44121461.9115 | 961560.8286 | 22763695.9669 | 22763695.9669 | 17318556.9989 | 9110239.6917 | 0 | 67846718.707 | 117039211.3646 | 10000 | 15.4589 | 4388.8479 | 7570.9969 | 89.4726 | 154.345
1 | 5200 | 707 | 0.04 | 15 | 15 | 7 | 1.3335e-11 | 5spot_SharedNeighbor | CO2 | Porous | Wet | R245fa | MinimizeLCOE_Brownfield | IgnoreSilica | 117.6667 | 28.7053 | 4.3885 | 4 | 4014.3658 | 6816.7122 | 81.8383 | 138.9679 | 158.7134 | 18.5273 | 94.6034 | 7920796.3926 | 0 | 4127196.3931 | 0 | 0 | 0 | 3043787.2024 | 5885794.1953 | 15313629.1538 | 10451866.5611 | 46743069.8983 | 961560.8286 | 22763695.9669 | 22763695.9669 | 17318556.9989 | 9110239.6917 | 0 | 70468326.6938 | 119660819.3514 | 13335.2143 | 17.554 | 4014.3658 | 6816.7122 | 81.8383 | 138.9679
1 | 5200 | 707 | 0.04 | 15 | 15 | 7 | 1.7783e-11 | 5spot_SharedNeighbor | CO2 | Porous | Wet | R245fa | MinimizeLCOE_Brownfield | IgnoreSilica | 127.7445 | 31.3404 | 4.8549 | 4 | 3731.815 | 6264.9387 | 76.0781 | 127.7192 | 157.9698 | 18.1924 | 100.3792 | 8343721.0994 | 0 | 4407639.1098 | 0 | 0 | 0 | 2986923.858 | 6137930.7862 | 15969636.843 | 10899605.2886 | 48745456.9849 | 961560.8286 | 22763695.9669 | 22763695.9669 | 17318556.9989 | 9110239.6917 | 0 | 72470713.7805 | 121663206.438 | 17782.7941 | 19.4197 | 3731.815 | 6264.9387 | 76.0781 | 127.7192
1 | 5200 | 707 | 0.04 | 15 | 15 | 7 | 2.3714e-11 | 5spot_SharedNeighbor | CO2 | Porous | Wet | R245fa | MinimizeLCOE_Brownfield | IgnoreSilica | 136.1003 | 33.5426 | 5.2524 | 4 | 3519.1487 | 5860.592 | 71.7426 | 119.4761 | 157.2564 | 17.891 | 96.5819 | 8675144.3405 | 0 | 4636812.9228 | 0 | 0 | 0 | 2899245.6186 | 6322369.1239 | 16449507.5642 | 11227126.9161 | 50210206.486 | 961560.8286 | 22763695.9669 | 22763695.9669 | 17318556.9989 | 9110239.6917 | 0 | 73935463.2816 | 123127955.9391 | 23713.7371 | 21.0095 | 3519.1487 | 5860.592 | 71.7426 | 119.4761
1 | 5200 | 707 | 0.04 | 15 | 15 | 7 | 3.1623e-11 | 5spot_SharedNeighbor | CO2 | Porous | Wet | R245fa | MinimizeLCOE_Brownfield | IgnoreSilica | 142.8212 | 35.3263 | 5.5796 | 4 | 3359.3055 | 5563.4089 | 68.484 | 113.4176 | 156.6192 | 17.6328 | 110.5847 | 8928968.7246 | 0 | 4819105.5867 | 0 | 0 | 0 | 2798755.518 | 6453263.6334 | 16790068.2278 | 11459566.5668 | 51249728.2573 | 961560.8286 | 22763695.9669 | 22763695.9669 | 17318556.9989 | 9110239.6917 | 0 | 74974985.0529 | 124167477.7104 | 31622.7766 | 22.3186 | 3359.3055 | 5563.4089 | 68.484 | 113.4176
1 | 5200 | 707 | 0.04 | 15 | 15 | 7 | 4.217e-11 | 5spot_SharedNeighbor | CO2 | Porous | Wet | R245fa | MinimizeLCOE_Brownfield | IgnoreSilica | 148.1413 | 36.7458 | 5.843 | 4 | 3239.2466 | 5344.0101 | 66.0364 | 108.9449 | 156.0744 | 17.4184 | 110.52 | 9121732.9837 | 0 | 4962188.1868 | 0 | 0 | 0 | 2699448.5977 | 6545514.2096 | 17030085.3038 | 11623383.1531 | 51982352.4346 | 961560.8286 | 22763695.9669 | 22763695.9669 | 17318556.9989 | 9110239.6917 | 0 | 75707609.2302 | 124900101.8877 | 42169.6503 | 23.372 | 3239.2466 | 5344.0101 | 66.0364 | 108.9449
1 | 5200 | 707 | 0.04 | 15 | 15 | 7 | 5.6234e-11 | 5spot_SharedNeighbor | CO2 | Porous | Wet | R245fa | MinimizeLCOE_Brownfield | IgnoreSilica | 152.2487 | 37.8477 | 6.0501 | 4 | 3149.096 | 5181.8098 | 64.1986 | 105.6382 | 155.629 | 17.2467 | 108.5463 | 9265552.7538 | 0 | 5071952.3095 | 0 | 0 | 0 | 2607873.0687 | 6608697.4715 | 17194475.1905 | 11735582.6287 | 52484133.4226 | 961560.8286 | 22763695.9669 | 22763695.9669 | 17318556.9989 | 9110239.6917 | 0 | 76209390.2182 | 125401882.8757 | 56234.1325 | 24.2004 | 3149.096 | 5181.8098 | 64.1986 | 105.6382
1 | 5200 | 707 | 0.04 | 15 | 15 | 7 | 7.4989e-11 | 5spot_SharedNeighbor | CO2 | Porous | Wet | R245fa | MinimizeLCOE_Brownfield | IgnoreSilica | 155.4204 | 38.7014 | 6.2115 | 4 | 3081.4122 | 5061.3066 | 62.8188 | 103.1816 | 155.2703 | 17.1104 | 109.0943 | 9373591.1147 | 0 | 5156305.6406 | 0 | 0 | 0 | 2528948.3936 | 6652949.6081 | 17309610.1726 | 11814164.6198 | 52835569.5495 | 961560.8286 | 22763695.9669 | 22763695.9669 | 17318556.9989 | 9110239.6917 | 0 | 76560826.345 | 125753319.0026 | 74989.4209 | 24.846 | 3081.4122 | 5061.3066 | 62.8188 | 103.1816
1 | 5200 | 707 | 0.04 | 15 | 15 | 7 | 1e-10 | 5spot_SharedNeighbor | CO2 | Porous | Wet | R245fa | MinimizeLCOE_Brownfield | IgnoreSilica | 157.8318 | 39.3527 | 6.3356 | 4 | 3030.6013 | 4971.7044 | 61.7829 | 101.3549 | 154.9886 | 17.0046 | 112.0808 | 9453950.2671 | 0 | 5220209.4847 | 0 | 0 | 0 | 2462923.1165 | 6683462.3187 | 17388997.9866 | 11868348.434 | 53077891.6076 | 961560.8286 | 22763695.9669 | 22763695.9669 | 17318556.9989 | 9110239.6917 | 0 | 76803148.4032 | 125995641.0607 | 100000 | 25.3425 | 3030.6013 | 4971.7044 | 61.7829 | 101.3549
1 | 5200 | 707 | 0.04 | 15 | 15 | 7 | 1.3335e-10 | 5spot_SharedNeighbor | CO2 | Porous | Wet | R245fa | MinimizeLCOE_Brownfield | IgnoreSilica | 159.6734 | 39.851 | 6.4308 | 4 | 2992.461 | 4904.8406 | 61.0054 | 99.9918 | 154.7684 | 16.9225 | 118.7877 | 9514276.5248 | 0 | 5268881.3841 | 0 | 0 | 0 | 2409611.6287 | 6705180.1196 | 17445503.2497 | 11906914.4372 | 53250367.3441 | 961560.8286 | 22763695.9669 | 22763695.9669 | 17318556.9989 | 9110239.6917 | 0 | 76975624.1397 | 126168116.7972 | 133352.1432 | 25.7232 | 2992.461 | 4904.8406 | 61.0054 | 99.9918
1 | 5200 | 707 | 0.04 | 15 | 15 | 7 | 1.7783e-10 | 5spot_SharedNeighbor | CO2 | Porous | Wet | R245fa | MinimizeLCOE_Brownfield | IgnoreSilica | 161.065 | 40.2283 | 6.5032 | 4 | 2963.8353 | 4854.9357 | 60.4218 | 98.9744 | 154.599 | 16.8598 | 119.4831 | 9559253.2742 | 0 | 5305583.5305 | 0 | 0 | 0 | 2367168.1584 | 6720481.9356 | 17485315.4361 | 11934087.0724 | 53371889.4072 | 961560.8286 | 22763695.9669 | 22763695.9669 | 17318556.9989 | 9110239.6917 | 0 | 77097146.2028 | 126289638.8603 | 177827.941 | 26.0126 | 2963.8353 | 4854.9357 | 60.4218 | 98.9744
1 | 5200 | 707 | 0.04 | 15 | 15 | 7 | 2.3714e-10 | 5spot_SharedNeighbor | CO2 | Porous | Wet | R245fa | MinimizeLCOE_Brownfield | IgnoreSilica | 162.1024 | 40.5103 | 6.5577 | 4 | 2942.3535 | 4817.7152 | 59.9839 | 98.2156 | 154.471 | 16.8126 | 119.2694 | 9592440.1909 | 0 | 5332904.345 | 0 | 0 | 0 | 2333631.625 | 6731000.7027 | 17512683.1104 | 11952766.0725 | 53455426.0465 | 961560.8286 | 22763695.9669 | 22763695.9669 | 17318556.9989 | 9110239.6917 | 0 | 77180682.8421 | 126373175.4996 | 237137.3706 | 26.2309 | 2942.3535 | 4817.7152 | 59.9839 | 98.2156
1 | 5200 | 707 | 0.04 | 15 | 15 | 7 | 3.1623e-10 | 5spot_SharedNeighbor | CO2 | Porous | Wet | R245fa | MinimizeLCOE_Brownfield | IgnoreSilica | 162.8944 | 40.7255 | 6.5992 | 4 | 2926.2347 | 4789.8107 | 59.6553 | 97.6468 | 154.3723 | 16.7763 | 109.2021 | 9617581.1975 | 0 | 5353738.3785 | 0 | 0 | 0 | 2307876.5559 | 6738886.4915 | 17533200.3151 | 11966769.4863 | 53518052.4247 | 961560.8286 | 22763695.9669 | 22763695.9669 | 17318556.9989 | 9110239.6917 | 0 | 77243309.2203 | 126435801.8778 | 316227.766 | 26.3968 | 2926.2347 | 4789.8107 | 59.6553 | 97.6468
1 | 5200 | 707 | 0.04 | 15 | 15 | 7 | 4.217e-10 | 5spot_SharedNeighbor | CO2 | Porous | Wet | R245fa | MinimizeLCOE_Brownfield | IgnoreSilica | 163.4861 | 40.8866 | 6.6304 | 4 | 2914.1415 | 4768.9493 | 59.4087 | 97.2215 | 154.298 | 16.7491 | 106.7348 | 9636253.9059 | 0 | 5369292.44 | 0 | 0 | 0 | 2287991.716 | 6744479.8442 | 17547753.0715 | 11976702.0415 | 53562473.0191 | 961560.8286 | 22763695.9669 | 22763695.9669 | 17318556.9989 | 9110239.6917 | 0 | 77287729.8147 | 126480222.4722 | 421696.5034 | 26.5216 | 2914.1415 | 4768.9493 | 59.4087 | 97.2215
1 | 5200 | 707 | 0.04 | 15 | 15 | 7 | 5.6234e-10 | 5spot_SharedNeighbor | CO2 | Porous | Wet | R245fa | MinimizeLCOE_Brownfield | IgnoreSilica | 163.942 | 41.0104 | 6.6541 | 4 | 2905.0694 | 4753.2634 | 59.2238 | 96.9017 | 154.2405 | 16.7281 | 107.6204 | 9650573.5777 | 0 | 5381265.2543 | 0 | 0 | 0 | 2273034.9309 | 6748900.7675 | 17559255.4072 | 11984552.622 | 53597582.5595 | 961560.8286 | 22763695.9669 | 22763695.9669 | 17318556.9989 | 9110239.6917 | 0 | 77322839.3551 | 126515332.0126 | 562341.3252 | 26.6165 | 2905.0694 | 4753.2634 | 59.2238 | 96.9017
1 | 5200 | 707 | 0.04 | 15 | 15 | 7 | 7.4989e-10 | 5spot_SharedNeighbor | CO2 | Porous | Wet | R245fa | MinimizeLCOE_Brownfield | IgnoreSilica | 164.2755 | 41.1013 | 6.6718 | 4 | 2898.2643 | 4741.565 | 59.085 | 96.6632 | 154.1982 | 16.7126 | 112.0585 | 9661014.7776 | 0 | 5390022.8743 | 0 | 0 | 0 | 2261472.4608 | 6751878.944 | 17567004.0114 | 11989841.2036 | 53621234.2718 | 961560.8286 | 22763695.9669 | 22763695.9669 | 17318556.9989 | 9110239.6917 | 0 | 77346491.0674 | 126538983.725 | 749894.2093 | 26.6872 | 2898.2643 | 4741.565 | 59.085 | 96.6632
1 | 5200 | 707 | 0.04 | 15 | 15 | 7 | 1e-09 | 5spot_SharedNeighbor | CO2 | Porous | Wet | R245fa | MinimizeLCOE_Brownfield | IgnoreSilica | 164.5145 | 41.1669 | 6.6848 | 4 | 2893.16 | 4732.8662 | 58.981 | 96.4859 | 154.1677 | 16.7015 | 102.8363 | 9668472.2188 | 0 | 5396293.6634 | 0 | 0 | 0 | 2252469.7998 | 6753721.916 | 17571799.0466 | 11993113.9137 | 53635870.5583 | 961560.8286 | 22763695.9669 | 22763695.9669 | 17318556.9989 | 9110239.6917 | 0 | 77361127.3539 | 126553620.0114 | 1000000 | 26.7393 | 2893.16 | 4732.8662 | 58.981 | 96.4859
1 | 5200 | 707 | 0.04 | 15 | 15 | 7 | 1.3335e-09 | 5spot_SharedNeighbor | CO2 | Porous | Wet | R245fa | MinimizeLCOE_Brownfield | IgnoreSilica | 164.7165 | 41.2215 | 6.6951 | 4 | 2889.3316 | 4726.2155 | 58.9029 | 96.3503 | 154.142 | 16.6921 | 114.9165 | 9674772.1596 | 0 | 5401595.4452 | 0 | 0 | 0 | 2246143.4265 | 6755779.3022 | 17577151.9435 | 11996767.3758 | 53652209.6528 | 961560.8286 | 22763695.9669 | 22763695.9669 | 17318556.9989 | 9110239.6917 | 0 | 77377466.4484 | 126569959.106 | 1333521.4322 | 26.7804 | 2889.3316 | 4726.2155 | 58.9029 | 96.3503
1 | 5200 | 707 | 0.04 | 15 | 15 | 7 | 1.7783e-09 | 5spot_SharedNeighbor | CO2 | Porous | Wet | R245fa | MinimizeLCOE_Brownfield | IgnoreSilica | 164.848 | 41.2577 | 6.7024 | 4 | 2886.4603 | 4721.3465 | 58.8444 | 96.251 | 154.1252 | 16.686 | 116.3042 | 9678861.8517 | 0 | 5405045.1859 | 0 | 0 | 0 | 2240949.511 | 6756694.0539 | 17579531.9397 | 11998391.7721 | 53659474.3142 | 961560.8286 | 22763695.9669 | 22763695.9669 | 17318556.9989 | 9110239.6917 | 0 | 77384731.1098 | 126577223.7673 | 1778279.41 | 26.8096 | 2886.4603 | 4721.3465 | 58.8444 | 96.251
1 | 5200 | 707 | 0.04 | 15 | 15 | 7 | 2.3714e-09 | 5spot_SharedNeighbor | CO2 | Porous | Wet | R245fa | MinimizeLCOE_Brownfield | IgnoreSilica | 164.9601 | 41.2881 | 6.7081 | 4 | 2884.3069 | 4717.6194 | 58.8005 | 96.1751 | 154.1109 | 16.6808 | 115.7132 | 9682346.2791 | 0 | 5407984.3193 | 0 | 0 | 0 | 2237317.5238 | 6757782.7676 | 17582364.5495 | 12000325.0865 | 53668120.5259 | 961560.8286 | 22763695.9669 | 22763695.9669 | 17318556.9989 | 9110239.6917 | 0 | 77393377.3214 | 126585869.979 | 2371373.7057 | 26.8326 | 2884.3069 | 4717.6194 | 58.8005 | 96.1751
1 | 5200 | 707 | 0.04 | 15 | 15 | 7 | 3.1623e-09 | 5spot_SharedNeighbor | CO2 | Porous | Wet | R245fa | MinimizeLCOE_Brownfield | IgnoreSilica | 165.0332 | 41.3082 | 6.7122 | 4 | 2882.692 | 4714.8879 | 58.7676 | 96.1194 | 154.1015 | 16.6774 | 112.8903 | 9684616.9814 | 0 | 5409903.0421 | 0 | 0 | 0 | 2234357.6713 | 6758262.301 | 17583612.197 | 12001176.6315 | 53671928.8244 | 961560.8286 | 22763695.9669 | 22763695.9669 | 17318556.9989 | 9110239.6917 | 0 | 77397185.62 | 126589678.2775 | 3162277.6602 | 26.8489 | 2882.692 | 4714.8879 | 58.7676 | 96.1194
1 | 5200 | 707 | 0.04 | 15 | 15 | 7 | 4.217e-09 | 5spot_SharedNeighbor | CO2 | Porous | Wet | R245fa | MinimizeLCOE_Brownfield | IgnoreSilica | 165.1038 | 41.3271 | 6.7156 | 4 | 2881.4809 | 4712.7499 | 58.7429 | 96.0758 | 154.0925 | 16.6741 | 121.3267 | 9686809.476 | 0 | 5411753.3672 | 0 | 0 | 0 | 2232458.8511 | 6759098.4608 | 17585787.7131 | 12002661.466 | 53678569.3341 | 961560.8286 | 22763695.9669 | 22763695.9669 | 17318556.9989 | 9110239.6917 | 0 | 77403826.1297 | 126596318.7873 | 4216965.0343 | 26.8625 | 2881.4809 | 4712.7499 | 58.7429 | 96.0758
1 | 5200 | 707 | 0.04 | 15 | 15 | 7 | 5.6234e-09 | 5spot_SharedNeighbor | CO2 | Porous | Wet | R245fa | MinimizeLCOE_Brownfield | IgnoreSilica | 165.1381 | 41.3368 | 6.7178 | 4 | 2880.5727 | 4711.2538 | 58.7244 | 96.0453 | 154.0881 | 16.6725 | 114.2705 | 9687870.0529 | 0 | 5412651.8742 | 0 | 0 | 0 | 2230644.3372 | 6759154.8431 | 17585934.4085 | 12002761.5886 | 53679017.1045 | 961560.8286 | 22763695.9669 | 22763695.9669 | 17318556.9989 | 9110239.6917 | 0 | 77404273.9001 | 126596766.5576 | 5623413.2519 | 26.8711 | 2880.5727 | 4711.2538 | 58.7244 | 96.0453
1 | 5200 | 707 | 0.04 | 15 | 15 | 7 | 7.4989e-09 | 5spot_SharedNeighbor | CO2 | Porous | Wet | R245fa | MinimizeLCOE_Brownfield | IgnoreSilica | 165.177 | 41.3473 | 6.7197 | 4 | 2879.8915 | 4710.0565 | 58.7105 | 96.0209 | 154.0831 | 16.6707 | 118.3357 | 9689077.5548 | 0 | 5413671.7559 | 0 | 0 | 0 | 2229556.0142 | 6759599.0767 | 17587090.2133 | 12003550.4491 | 53682545.0641 | 961560.8286 | 22763695.9669 | 22763695.9669 | 17318556.9989 | 9110239.6917 | 0 | 77407801.8596 | 126600294.5172 | 7498942.0933 | 26.8787 | 2879.8915 | 4710.0565 | 58.7105 | 96.0209
1 | 5200 | 707 | 0.04 | 15 | 15 | 7 | 1e-08 | 5spot_SharedNeighbor | CO2 | Porous | Wet | R245fa | MinimizeLCOE_Brownfield | IgnoreSilica | 165.1964 | 41.3528 | 6.7209 | 4 | 2879.3808 | 4709.2143 | 58.7001 | 96.0037 | 154.0806 | 16.6698 | 119.8098 | 9689679.2008 | 0 | 5414181.6788 | 0 | 0 | 0 | 2228537.1782 | 6759635.2425 | 17587184.3093 | 12003614.6716 | 53682832.2812 | 961560.8286 | 22763695.9669 | 22763695.9669 | 17318556.9989 | 9110239.6917 | 0 | 77408089.0768 | 126600581.7343 | 10000000 | 26.8836 | 2879.3808 | 4709.2143 | 58.7001 | 96.0037
1 | 5300 | 707 | 0.04 | 15 | 15 | 7 | 1e-13 | 5spot_SharedNeighbor | CO2 | Porous | Wet | R245fa | MinimizeLCOE_Brownfield | IgnoreSilica | 1.6 | 0.069659 | 0.0095896 | 4 | 677225.5359 | 1990344.417 | 13806.1586 | 40575.8631 | 89.8763 | 17.4004 | 24.8078 | 234242.7019 | 0 | 98308.3317 | 0 | 0 | 0 | 207837.3819 | 210751.4821 | 548332.1252 | 374247.9426 | 1673719.9654 | 961560.8286 | 23341978.1048 | 23341978.1048 | 17712525.3824 | 9314579.3857 | 0 | 25977258.8988 | 76346341.7717 | 100 | 0.038358 | 677225.5359 | 1990344.417 | 13806.1586 | 40575.8631
1 | 5300 | 707 | 0.04 | 15 | 15 | 7 | 1.3335e-13 | 5spot_SharedNeighbor | CO2 | Porous | Wet | R245fa | MinimizeLCOE_Brownfield | IgnoreSilica | 3.3855 | 0.3268 | 0.031253 | 4 | 223650.446 | 626567.1778 | 4559.4169 | 12773.4194 | 118.0679 | 19.0289 | 55.9842 | 503562.3041 | 0 | 241450.5428 | 0 | 0 | 0 | 435148.7981 | 460263.0415 | 1197510.0211 | 817325.1958 | 3655259.9034 | 961560.8286 | 23341978.1048 | 23341978.1048 | 17712525.3824 | 9314579.3857 | 0 | 27958798.8369 | 78327881.7098 | 133.3521 | 0.12501 | 223650.446 | 626567.1778 | 4559.4169 | 12773.4194
1 | 5300 | 707 | 0.04 | 15 | 15 | 7 | 1.7783e-13 | 5spot_SharedNeighbor | CO2 | Porous | Wet | R245fa | MinimizeLCOE_Brownfield | IgnoreSilica | 4.5964 | 0.56842 | 0.058575 | 4 | 123869.8627 | 338848.5476 | 2525.2547 | 6907.886 | 127.9716 | 19.4826 | 65.4579 | 670762.0375 | 0 | 308367.0609 | 0 | 0 | 0 | 544454.95 | 594197.7788 | 1545980.7338 | 1055163.6176 | 4718926.1786 | 961560.8286 | 23341978.1048 | 23341978.1048 | 17712525.3824 | 9314579.3857 | 0 | 29022465.112 | 79391547.9849 | 177.8279 | 0.2343 | 123869.8627 | 338848.5476 | 2525.2547 | 6907.886
1 | 5300 | 707 | 0.04 | 15 | 15 | 7 | 2.3714e-13 | 5spot_SharedNeighbor | CO2 | Porous | Wet | R245fa | MinimizeLCOE_Brownfield | IgnoreSilica | 6.1038 | 0.89455 | 0.097364 | 4 | 77621.0311 | 206952.4761 | 1582.4097 | 4219.0061 | 135.9369 | 19.8109 | 74.5651 | 863690.5816 | 0 | 386912.7561 | 0 | 0 | 0 | 662879.8697 | 746258.4509 | 1941611.4106 | 1325189.6838 | 5926542.7527 | 961560.8286 | 23341978.1048 | 23341978.1048 | 17712525.3824 | 9314579.3857 | 0 | 30230081.6861 | 80599164.5591 | 237.1374 | 0.38946 | 77621.0311 | 206952.4761 | 1582.4097 | 4219.0061
1 | 5300 | 707 | 0.04 | 15 | 15 | 7 | 3.1623e-13 | 5spot_SharedNeighbor | CO2 | Porous | Wet | R245fa | MinimizeLCOE_Brownfield | IgnoreSilica | 8.0017 | 1.3259 | 0.15061 | 4 | 52487.7046 | 136096.0948 | 1070.0329 | 2774.503 | 142.3875 | 20.0545 | 64.2257 | 1088150.6503 | 0 | 480485.1564 | 0 | 0 | 0 | 793838.3629 | 921364.9261 | 2397202.5399 | 1636139.991 | 7317181.6266 | 961560.8286 | 23341978.1048 | 23341978.1048 | 17712525.3824 | 9314579.3857 | 0 | 31620720.56 | 81989803.4329 | 316.2278 | 0.60244 | 52487.7046 | 136096.0948 | 1070.0329 | 2774.503
1 | 5300 | 707 | 0.04 | 15 | 15 | 7 | 4.217e-13 | 5spot_SharedNeighbor | CO2 | Porous | Wet | R245fa | MinimizeLCOE_Brownfield | IgnoreSilica | 10.4112 | 1.8902 | 0.22238 | 4 | 37370.4111 | 93995.8667 | 761.8464 | 1916.2329 | 147.6161 | 20.237 | 60.8079 | 1351382.4907 | 0 | 593108.5194 | 0 | 0 | 0 | 941268.8656 | 1125446.3515 | 2928180.5459 | 1998543.3906 | 8937930.1637 | 961560.8286 | 23341978.1048 | 23341978.1048 | 17712525.3824 | 9314579.3857 | 0 | 33241469.0971 | 83610551.97 | 421.6965 | 0.88951 | 37370.4111 | 93995.8667 | 761.8464 | 1916.2329
1 | 5300 | 707 | 0.04 | 15 | 15 | 7 | 5.6234e-13 | 5spot_SharedNeighbor | CO2 | Porous | Wet | R245fa | MinimizeLCOE_Brownfield | IgnoreSilica | 13.4781 | 2.6224 | 0.31796 | 4 | 27628.998 | 67231.9944 | 563.2545 | 1370.6151 | 151.8295 | 20.3723 | 58.4929 | 1661034.9032 | 0 | 729180.2871 | 0 | 0 | 0 | 1108500.7572 | 1364499.2195 | 3550147.0719 | 2423048.3248 | 10836410.5638 | 961560.8286 | 23341978.1048 | 23341978.1048 | 17712525.3824 | 9314579.3857 | 0 | 35139949.4972 | 85509032.3701 | 562.3413 | 1.2719 | 27628.998 | 67231.9944 | 563.2545 | 1370.6151
1 | 5300 | 707 | 0.04 | 15 | 15 | 7 | 7.4989e-13 | 5spot_SharedNeighbor | CO2 | Porous | Wet | R245fa | MinimizeLCOE_Brownfield | IgnoreSilica | 17.3561 | 3.5611 | 0.44393 | 4 | 21033.383 | 49398.7088 | 428.794 | 1007.0595 | 155.1792 | 20.4681 | 66.3593 | 2023305.7724 | 0 | 892675.3104 | 0 | 0 | 0 | 1296141.9353 | 1642727.977 | 4274041.2264 | 2917120.9598 | 13046013.1814 | 961560.8286 | 23341978.1048 | 23341978.1048 | 17712525.3824 | 9314579.3857 | 0 | 37349552.1148 | 87718634.9877 | 749.8942 | 1.7757 | 21033.383 | 49398.7088 | 428.794 | 1007.0595
1 | 5300 | 707 | 0.04 | 15 | 15 | 7 | 1e-12 | 5spot_SharedNeighbor | CO2 | Porous | Wet | R245fa | MinimizeLCOE_Brownfield | IgnoreSilica | 22.2212 | 4.751 | 0.60827 | 4 | 16399.7269 | 37101.4229 | 334.3306 | 756.3627 | 157.8083 | 20.5287 | 62.4233 | 2444445.9726 | 0 | 1087792.8021 | 0 | 0 | 0 | 1503986.5855 | 1964127.8905 | 5110257.873 | 3487856.0036 | 15598467.1272 | 961560.8286 | 23341978.1048 | 23341978.1048 | 17712525.3824 | 9314579.3857 | 0 | 39902006.0606 | 90271088.9335 | 1000 | 2.4331 | 16399.7269 | 37101.4229 | 334.3306 | 756.3627
1 | 5300 | 707 | 0.04 | 15 | 15 | 7 | 1.3335e-12 | 5spot_SharedNeighbor | CO2 | Porous | Wet | R245fa | MinimizeLCOE_Brownfield | IgnoreSilica | 28.3159 | 6.253 | 0.82088 | 4 | 13051.1627 | 28391.1647 | 266.0656 | 578.7923 | 159.8537 | 20.555 | 81.026 | 2933967.7211 | 0 | 1320554.1369 | 0 | 0 | 0 | 1734691.2888 | 2335793.1272 | 6077254.58 | 4147851.1259 | 18550111.9798 | 961560.8286 | 23341978.1048 | 23341978.1048 | 17712525.3824 | 9314579.3857 | 0 | 42853650.9132 | 93222733.7861 | 1333.5214 | 3.2835 | 13051.1627 | 28391.1647 | 266.0656 | 578.7923
1 | 5300 | 707 | 0.04 | 15 | 15 | 7 | 1.7783e-12 | 5spot_SharedNeighbor | CO2 | Porous | Wet | R245fa | MinimizeLCOE_Brownfield | IgnoreSilica | 35.8286 | 8.118 | 1.0921 | 4 | 10577.9264 | 22108.5726 | 215.6453 | 450.7132 | 161.399 | 20.5436 | 77.4506 | 3494521.4923 | 0 | 1594101.6247 | 0 | 0 | 0 | 1983383.3177 | 2758082.5095 | 7175964.9293 | 4897743.5156 | 21903797.3892 | 961560.8286 | 23341978.1048 | 23341978.1048 | 17712525.3824 | 9314579.3857 | 0 | 46207336.3226 | 96576419.1955 | 1778.2794 | 4.3683 | 10577.9264 | 22108.5726 | 215.6453 | 450.7132
1 | 5300 | 707 | 0.04 | 15 | 15 | 7 | 2.3714e-12 | 5spot_SharedNeighbor | CO2 | Porous | Wet | R245fa | MinimizeLCOE_Brownfield | IgnoreSilica | 44.966 | 10.4017 | 1.4325 | 4 | 8720.7333 | 17511.4211 | 177.7839 | 356.994 | 162.5186 | 20.4872 | 75.7726 | 4128490.6484 | 0 | 1911788.9567 | 0 | 0 | 0 | 2246002.4366 | 3231649.9963 | 8408090.3878 | 5738694.4586 | 25664716.8845 | 961560.8286 | 23341978.1048 | 23341978.1048 | 17712525.3824 | 9314579.3857 | 0 | 49968255.8179 | 100337338.6908 | 2371.3737 | 5.7298 | 8720.7333 | 17511.4211 | 177.7839 | 356.994
1 | 5300 | 707 | 0.04 | 15 | 15 | 7 | 3.1623e-12 | 5spot_SharedNeighbor | CO2 | Porous | Wet | R245fa | MinimizeLCOE_Brownfield | IgnoreSilica | 55.7749 | 13.1235 | 1.8488 | 4 | 7309.9479 | 14121.0428 | 149.0232 | 287.8766 | 163.2505 | 20.3754 | 88.2657 | 4826214.9018 | 0 | 2271345.2629 | 0 | 0 | 0 | 2509221.3831 | 3746644.8037 | 9748001.2366 | 6653211.1454 | 29754638.7334 | 961560.8286 | 23341978.1048 | 23341978.1048 | 17712525.3824 | 9314579.3857 | 0 | 54058177.6669 | 104427260.5398 | 3162.2777 | 7.3952 | 7309.9479 | 14121.0428 | 149.0232 | 287.8766
1 | 5300 | 707 | 0.04 | 15 | 15 | 7 | 4.217e-12 | 5spot_SharedNeighbor | CO2 | Porous | Wet | R245fa | MinimizeLCOE_Brownfield | IgnoreSilica | 68.0593 | 16.243 | 2.3393 | 4 | 6231.5456 | 11614.4316 | 127.0385 | 236.7759 | 163.6103 | 20.1978 | 94.4045 | 5564073.1735 | 0 | 2663434.8871 | 0 | 0 | 0 | 2752114.4546 | 4282052.781 | 11141022.9663 | 7603977.0996 | 34006675.3622 | 961560.8286 | 23341978.1048 | 23341978.1048 | 17712525.3824 | 9314579.3857 | 0 | 58310214.2956 | 108679297.1686 | 4216.965 | 9.3573 | 6231.5456 | 11614.4316 | 127.0385 | 236.7759
1 | 5300 | 707 | 0.04 | 15 | 15 | 7 | 5.6234e-12 | 5spot_SharedNeighbor | CO2 | Porous | Wet | R245fa | MinimizeLCOE_Brownfield | IgnoreSilica | 81.3138 | 19.6399 | 2.8892 | 4 | 5406.2416 | 9764.7018 | 110.2135 | 199.0667 | 163.6102 | 19.9503 | 101.4016 | 6304727.5494 | 0 | 3070886.2555 | 0 | 0 | 0 | 2949614.5162 | 4806839.0452 | 12506409.1774 | 8535881.2446 | 38174357.7883 | 961560.8286 | 23341978.1048 | 23341978.1048 | 17712525.3824 | 9314579.3857 | 0 | 62477896.7218 | 112846979.5947 | 5623.4133 | 11.5566 | 5406.2416 | 9764.7018 | 110.2135 | 199.0667
1 | 5300 | 707 | 0.04 | 15 | 15 | 7 | 7.4989e-12 | 5spot_SharedNeighbor | CO2 | Porous | Wet | R245fa | MinimizeLCOE_Brownfield | IgnoreSilica | 94.8 | 23.129 | 3.4704 | 4 | 4776.2119 | 8404.741 | 97.3695 | 171.342 | 163.2879 | 19.6409 | 103.264 | 7005908.1004 | 0 | 3471994.2126 | 0 | 0 | 0 | 3081527.8823 | 5288177.7762 | 13758753.8192 | 9390632.1957 | 41996993.9863 | 961560.8286 | 23341978.1048 | 23341978.1048 | 17712525.3824 | 9314579.3857 | 0 | 66300532.9197 | 116669615.7926 | 7498.9421 | 13.8814 | 4776.2119 | 8404.741 | 97.3695 | 171.342
1 | 5300 | 707 | 0.04 | 15 | 15 | 7 | 1e-11 | 5spot_SharedNeighbor | CO2 | Porous | Wet | R245fa | MinimizeLCOE_Brownfield | IgnoreSilica | 107.7056 | 26.4998 | 4.0475 | 4 | 4297.2008 | 7408.3438 | 87.6043 | 151.0291 | 162.7203 | 19.2907 | 98.5372 | 7630996.474 | 0 | 3845235.0059 | 0 | 0 | 0 | 3139200.2444 | 5700018.3724 | 14830278.5706 | 10121969.8562 | 45267698.5234 | 961560.8286 | 23341978.1048 | 23341978.1048 | 17712525.3824 | 9314579.3857 | 0 | 69571237.4568 | 119940320.3297 | 10000 | 16.1899 | 4297.2008 | 7408.3438 | 87.6043 | 151.0291
1 | 5300 | 707 | 0.04 | 15 | 15 | 7 | 1.3335e-11 | 5spot_SharedNeighbor | CO2 | Porous | Wet | R245fa | MinimizeLCOE_Brownfield | IgnoreSilica | 119.3575 | 29.5714 | 4.5869 | 4 | 3934.7611 | 6680.0223 | 80.2154 | 136.1813 | 162.0125 | 18.9303 | 107.7878 | 8158531.4393 | 0 | 4174573.9517 | 0 | 0 | 0 | 3129002.0894 | 6030221.9174 | 15689400.4604 | 10708338.1992 | 47890068.0573 | 961560.8286 | 23341978.1048 | 23341978.1048 | 17712525.3824 | 9314579.3857 | 0 | 72193606.9908 | 122562689.8637 | 13335.2143 | 18.3476 | 3934.7611 | 6680.0223 | 80.2154 | 136.1813
1 | 5300 | 707 | 0.04 | 15 | 15 | 7 | 1.7783e-11 | 5spot_SharedNeighbor | CO2 | Porous | Wet | R245fa | MinimizeLCOE_Brownfield | IgnoreSilica | 129.3964 | 32.2405 | 5.0658 | 4 | 3661.4211 | 6147.1626 | 74.643 | 125.3182 | 161.2617 | 18.5858 | 111.0002 | 8585460.2804 | 0 | 4453178.7467 | 0 | 0 | 0 | 3068721.0644 | 6281870.4357 | 16344138.2849 | 11155210.2179 | 49888579.0299 | 961560.8286 | 23341978.1048 | 23341978.1048 | 17712525.3824 | 9314579.3857 | 0 | 74192117.9633 | 124561200.8362 | 17782.7941 | 20.2632 | 3661.4211 | 6147.1626 | 74.643 | 125.3182
1 | 5300 | 707 | 0.04 | 15 | 15 | 7 | 2.3714e-11 | 5spot_SharedNeighbor | CO2 | Porous | Wet | R245fa | MinimizeLCOE_Brownfield | IgnoreSilica | 137.6861 | 34.4625 | 5.4724 | 4 | 3455.7622 | 5756.8123 | 70.4504 | 117.3604 | 160.5457 | 18.2774 | 99.4299 | 8918778.8624 | 0 | 4679985.2397 | 0 | 0 | 0 | 2977772.4014 | 6464849.2363 | 16820211.59 | 11480140.031 | 51341737.3607 | 961560.8286 | 23341978.1048 | 23341978.1048 | 17712525.3824 | 9314579.3857 | 0 | 75645276.2941 | 126014359.167 | 23713.7371 | 21.8896 | 3455.7622 | 5756.8123 | 70.4504 | 117.3604
1 | 5300 | 707 | 0.04 | 15 | 15 | 7 | 3.1623e-11 | 5spot_SharedNeighbor | CO2 | Porous | Wet | R245fa | MinimizeLCOE_Brownfield | IgnoreSilica | 144.3487 | 36.2607 | 5.8066 | 4 | 3301.2296 | 5469.8353 | 67.3 | 111.51 | 159.9074 | 18.0137 | 106.5157 | 9173961.8165 | 0 | 4860294.5139 | 0 | 0 | 0 | 2875051.813 | 6594630.1759 | 17157874.9731 | 11710602.2282 | 52372415.5206 | 961560.8286 | 23341978.1048 | 23341978.1048 | 17712525.3824 | 9314579.3857 | 0 | 76675954.454 | 127045037.3269 | 31622.7766 | 23.2265 | 3301.2296 | 5469.8353 | 67.3 | 111.51
1 | 5300 | 707 | 0.04 | 15 | 15 | 7 | 4.217e-11 | 5spot_SharedNeighbor | CO2 | Porous | Wet | R245fa | MinimizeLCOE_Brownfield | IgnoreSilica | 149.6003 | 37.6862 | 6.0748 | 4 | 3185.1854 | 5258.0715 | 64.9343 | 107.1929 | 159.3646 | 17.7958 | 122.041 | 9367017.7854 | 0 | 5001245.7313 | 0 | 0 | 0 | 2773799.6689 | 6685404.6424 | 17394051.5145 | 11871797.5706 | 53093316.9131 | 961560.8286 | 23341978.1048 | 23341978.1048 | 17712525.3824 | 9314579.3857 | 0 | 77396855.8466 | 127765938.7195 | 42169.6503 | 24.299 | 3185.1854 | 5258.0715 | 64.9343 | 107.1929
1 | 5300 | 707 | 0.04 | 15 | 15 | 7 | 5.6234e-11 | 5spot_SharedNeighbor | CO2 | Porous | Wet | R245fa | MinimizeLCOE_Brownfield | IgnoreSilica | 153.6714 | 38.7967 | 6.2858 | 4 | 3098.0652 | 5101.3533 | 63.1582 | 103.998 | 158.9195 | 17.6207 | 103.1597 | 9511703.211 | 0 | 5109832.3726 | 0 | 0 | 0 | 2681453.8834 | 6748165.8921 | 17557343.4121 | 11983247.6461 | 53591746.4174 | 961560.8286 | 23341978.1048 | 23341978.1048 | 17712525.3824 | 9314579.3857 | 0 | 77895285.3508 | 128264368.2237 | 56234.1325 | 25.1432 | 3098.0652 | 5101.3533 | 63.1582 | 103.998
1 | 5300 | 707 | 0.04 | 15 | 15 | 7 | 7.4989e-11 | 5spot_SharedNeighbor | CO2 | Porous | Wet | R245fa | MinimizeLCOE_Brownfield | IgnoreSilica | 156.7971 | 39.6526 | 6.4498 | 4 | 3032.6664 | 4985.0246 | 61.825 | 101.6265 | 158.5631 | 17.4826 | 110.3707 | 9619803.0098 | 0 | 5192813.0387 | 0 | 0 | 0 | 2601690.0132 | 6791579.3641 | 17670296.3608 | 12060340.3545 | 53936522.1412 | 961560.8286 | 23341978.1048 | 23341978.1048 | 17712525.3824 | 9314579.3857 | 0 | 78240061.0746 | 128609143.9475 | 74989.4209 | 25.7991 | 3032.6664 | 4985.0246 | 61.825 | 101.6265
1 | 5300 | 707 | 0.04 | 15 | 15 | 7 | 1e-10 | 5spot_SharedNeighbor | CO2 | Porous | Wet | R245fa | MinimizeLCOE_Brownfield | IgnoreSilica | 159.1741 | 40.3057 | 6.5758 | 4 | 2983.5769 | 4898.5091 | 60.8243 | 99.8627 | 158.2834 | 17.3754 | 113.0187 | 9700250.6417 | 0 | 5255695.4212 | 0 | 0 | 0 | 2535179.1074 | 6821538.8164 | 17748244.7103 | 12113541.7047 | 54174450.4018 | 961560.8286 | 23341978.1048 | 23341978.1048 | 17712525.3824 | 9314579.3857 | 0 | 78477989.3352 | 128847072.2081 | 100000 | 26.3033 | 2983.5769 | 4898.5091 | 60.8243 | 99.8627
1 | 5300 | 707 | 0.04 | 15 | 15 | 7 | 1.3335e-10 | 5spot_SharedNeighbor | CO2 | Porous | Wet | R245fa | MinimizeLCOE_Brownfield | IgnoreSilica | 160.977 | 40.8023 | 6.6722 | 4 | 2946.7326 | 4834.0182 | 60.0731 | 98.548 | 158.0662 | 17.2929 | 124.7709 | 9760245.816 | 0 | 5303264.9225 | 0 | 0 | 0 | 2481304.8308 | 6842478.072 | 17802724.3582 | 12150725.1839 | 54340743.1835 | 961560.8286 | 23341978.1048 | 23341978.1048 | 17712525.3824 | 9314579.3857 | 0 | 78644282.1169 | 129013364.9898 | 133352.1432 | 26.6886 | 2946.7326 | 4834.0182 | 60.0731 | 98.548
1 | 5300 | 707 | 0.04 | 15 | 15 | 7 | 1.7783e-10 | 5spot_SharedNeighbor | CO2 | Porous | Wet | R245fa | MinimizeLCOE_Brownfield | IgnoreSilica | 162.3413 | 41.1788 | 6.7454 | 4 | 2919.0821 | 4785.8662 | 59.5094 | 97.5664 | 157.899 | 17.2297 | 110.4965 | 9805056.038 | 0 | 5339191.8457 | 0 | 0 | 0 | 2438546.345 | 6857289.7492 | 17841261.3039 | 12177027.4412 | 54458372.723 | 961560.8286 | 23341978.1048 | 23341978.1048 | 17712525.3824 | 9314579.3857 | 0 | 78761911.6564 | 129130994.5293 | 177827.941 | 26.9817 | 2919.0821 | 4785.8662 | 59.5094 | 97.5664
1 | 5300 | 707 | 0.04 | 15 | 15 | 7 | 2.3714e-10 | 5spot_SharedNeighbor | CO2 | Porous | Wet | R245fa | MinimizeLCOE_Brownfield | IgnoreSilica | 163.3741 | 41.464 | 6.801 | 4 | 2898.3334 | 4749.8574 | 59.0864 | 96.8323 | 157.7707 | 17.1815 | 107.4527 | 9838637.1875 | 0 | 5366348.0241 | 0 | 0 | 0 | 2405156.4366 | 6867955.2428 | 17869010.7305 | 12195966.995 | 54543074.6165 | 961560.8286 | 23341978.1048 | 23341978.1048 | 17712525.3824 | 9314579.3857 | 0 | 78846613.5499 | 129215696.4228 | 237137.3706 | 27.2041 | 2898.3334 | 4749.8574 | 59.0864 | 96.8323
1 | 5300 | 707 | 0.04 | 15 | 15 | 7 | 3.1623e-10 | 5spot_SharedNeighbor | CO2 | Porous | Wet | R245fa | MinimizeLCOE_Brownfield | IgnoreSilica | 164.1512 | 41.679 | 6.843 | 4 | 2882.7657 | 4722.9268 | 58.7691 | 96.2833 | 157.6733 | 17.145 | 109.887 | 9863712.6828 | 0 | 5386760.6023 | 0 | 0 | 0 | 2379283.4403 | 6875605.1229 | 17888914.1492 | 12209551.4872 | 54603827.4846 | 961560.8286 | 23341978.1048 | 23341978.1048 | 17712525.3824 | 9314579.3857 | 0 | 78907366.4181 | 129276449.291 | 316227.766 | 27.3721 | 2882.7657 | 4722.9268 | 58.7691 | 96.2833
1 | 5300 | 707 | 0.04 | 15 | 15 | 7 | 4.217e-10 | 5spot_SharedNeighbor | CO2 | Porous | Wet | R245fa | MinimizeLCOE_Brownfield | IgnoreSilica | 164.736 | 41.8408 | 6.8747 | 4 | 2871.0864 | 4702.7694 | 58.531 | 95.8723 | 157.5994 | 17.1174 | 118.1902 | 9882468.255 | 0 | 5402105.6528 | 0 | 0 | 0 | 2359409.7495 | 6881153.6264 | 17903350.2171 | 12219404.4003 | 54647891.9012 | 961560.8286 | 23341978.1048 | 23341978.1048 | 17712525.3824 | 9314579.3857 | 0 | 78951430.8346 | 129320513.7075 | 421696.5034 | 27.4988 | 2871.0864 | 4702.7694 | 58.531 | 95.8723
1 | 5300 | 707 | 0.04 | 15 | 15 | 7 | 5.6234e-10 | 5spot_SharedNeighbor | CO2 | Porous | Wet | R245fa | MinimizeLCOE_Brownfield | IgnoreSilica | 165.177 | 41.9629 | 6.8986 | 4 | 2862.3252 | 4687.6663 | 58.3524 | 95.5644 | 157.5434 | 17.0965 | 119.2885 | 9896551.2117 | 0 | 5413671.7559 | 0 | 0 | 0 | 2344267.2224 | 6885251.1741 | 17914011.1958 | 12226680.7373 | 54680433.2972 | 961560.8286 | 23341978.1048 | 23341978.1048 | 17712525.3824 | 9314579.3857 | 0 | 78983972.2306 | 129353055.1035 | 562341.3252 | 27.5943 | 2862.3252 | 4687.6663 | 58.3524 | 95.5644
1 | 5300 | 707 | 0.04 | 15 | 15 | 7 | 7.4989e-10 | 5spot_SharedNeighbor | CO2 | Porous | Wet | R245fa | MinimizeLCOE_Brownfield | IgnoreSilica | 165.513 | 42.0558 | 6.9167 | 4 | 2855.7534 | 4676.3258 | 58.2184 | 95.3332 | 157.5005 | 17.0805 | 110.4605 | 9907245.7866 | 0 | 5422479.8797 | 0 | 0 | 0 | 2332858.0109 | 6888407.6341 | 17922223.6573 | 12232285.911 | 54705500.8796 | 961560.8286 | 23341978.1048 | 23341978.1048 | 17712525.3824 | 9314579.3857 | 0 | 79009039.813 | 129378122.6859 | 749894.2093 | 27.6666 | 2855.7534 | 4676.3258 | 58.2184 | 95.3332
1 | 5300 | 707 | 0.04 | 15 | 15 | 7 | 1e-09 | 5spot_SharedNeighbor | CO2 | Porous | Wet | R245fa | MinimizeLCOE_Brownfield | IgnoreSilica | 165.7519 | 42.1223 | 6.9299 | 4 | 2850.8242 | 4667.9041 | 58.1179 | 95.1615 | 157.4699 | 17.0691 | 99.3558 | 9914828.5842 | 0 | 5428741.2708 | 0 | 0 | 0 | 2323927.7633 | 6890324.0711 | 17927209.8333 | 12235689.0785 | 54720720.6013 | 961560.8286 | 23341978.1048 | 23341978.1048 | 17712525.3824 | 9314579.3857 | 0 | 79024259.5347 | 129393342.4076 | 1000000 | 27.7198 | 2850.8242 | 4667.9041 | 58.1179 | 95.1615
1 | 5300 | 707 | 0.04 | 15 | 15 | 7 | 1.3335e-09 | 5spot_SharedNeighbor | CO2 | Porous | Wet | R245fa | MinimizeLCOE_Brownfield | IgnoreSilica | 165.9493 | 42.1767 | 6.9403 | 4 | 2847.1272 | 4661.4902 | 58.0425 | 95.0308 | 157.4446 | 17.0597 | 111.8419 | 9921086.7546 | 0 | 5433913.8193 | 0 | 0 | 0 | 2317567.568 | 6892301.5753 | 17932354.8936 | 12239200.6879 | 54736425.2988 | 961560.8286 | 23341978.1048 | 23341978.1048 | 17712525.3824 | 9314579.3857 | 0 | 79039964.2322 | 129409047.1051 | 1333521.4322 | 27.7613 | 2847.1272 | 4661.4902 | 58.0425 | 95.0308
1 | 5300 | 707 | 0.04 | 15 | 15 | 7 | 1.7783e-09 | 5spot_SharedNeighbor | CO2 | Porous | Wet | R245fa | MinimizeLCOE_Brownfield | IgnoreSilica | 166.0855 | 42.2146 | 6.9479 | 4 | 2844.3545 | 4656.7505 | 57.986 | 94.9342 | 157.4271 | 17.0532 | 114.6338 | 9925392.8963 | 0 | 5437479.7 | 0 | 0 | 0 | 2312513.0767 | 6893400.4125 | 17935213.8425 | 12241151.9793 | 54745151.9073 | 961560.8286 | 23341978.1048 | 23341978.1048 | 17712525.3824 | 9314579.3857 | 0 | 79048690.8407 | 129417773.7136 | 1778279.41 | 27.7914 | 2844.3545 | 4656.7505 | 57.986 | 94.9342
1 | 5300 | 707 | 0.04 | 15 | 15 | 7 | 2.3714e-09 | 5spot_SharedNeighbor | CO2 | Porous | Wet | R245fa | MinimizeLCOE_Brownfield | IgnoreSilica | 166.1922 | 42.2441 | 6.9536 | 4 | 2842.2751 | 4653.1713 | 57.9436 | 94.8612 | 157.4134 | 17.0481 | 122.3497 | 9928767.6876 | 0 | 5440276.0082 | 0 | 0 | 0 | 2308805.2792 | 6894361.1003 | 17937713.355 | 12242857.9479 | 54752781.3783 | 961560.8286 | 23341978.1048 | 23341978.1048 | 17712525.3824 | 9314579.3857 | 0 | 79056320.3117 | 129425403.1846 | 2371373.7057 | 27.8145 | 2842.2751 | 4653.1713 | 57.9436 | 94.8612
1 | 5300 | 707 | 0.04 | 15 | 15 | 7 | 3.1623e-09 | 5spot_SharedNeighbor | CO2 | Porous | Wet | R245fa | MinimizeLCOE_Brownfield | IgnoreSilica | 166.2628 | 42.264 | 6.9577 | 4 | 2840.7156 | 4650.5415 | 57.9118 | 94.8076 | 157.4043 | 17.0447 | 132.5605 | 9930993.9409 | 0 | 5442123.7458 | 0 | 0 | 0 | 2305813.2466 | 6894783.064 | 17938811.218 | 12243607.262 | 54756132.4773 | 961560.8286 | 23341978.1048 | 23341978.1048 | 17712525.3824 | 9314579.3857 | 0 | 79059671.4108 | 129428754.2837 | 3162277.6602 | 27.8309 | 2840.7156 | 4650.5415 | 57.9118 | 94.8076
1 | 5300 | 707 | 0.04 | 15 | 15 | 7 | 4.217e-09 | 5spot_SharedNeighbor | CO2 | Porous | Wet | R245fa | MinimizeLCOE_Brownfield | IgnoreSilica | 166.3313 | 42.2826 | 6.9611 | 4 | 2839.5461 | 4648.4823 | 57.888 | 94.7656 | 157.3955 | 17.0414 | 129.32 | 9933158.9732 | 0 | 5443918.2108 | 0 | 0 | 0 | 2303895.529 | 6895579.3581 | 17940883.012 | 12245021.3039 | 54762456.3871 | 961560.8286 | 23341978.1048 | 23341978.1048 | 17712525.3824 | 9314579.3857 | 0 | 79065995.3205 | 129435078.1934 | 4216965.0343 | 27.8446 | 2839.5461 | 4648.4823 | 57.888 | 94.7656
1 | 5300 | 707 | 0.04 | 15 | 15 | 7 | 5.6234e-09 | 5spot_SharedNeighbor | CO2 | Porous | Wet | R245fa | MinimizeLCOE_Brownfield | IgnoreSilica | 166.3749 | 42.2947 | 6.9635 | 4 | 2838.6691 | 4646.9824 | 57.8701 | 94.735 | 157.3898 | 17.0393 | 131.9798 | 9934531.771 | 0 | 5445057.8618 | 0 | 0 | 0 | 2302287.4696 | 6895932.0699 | 17941800.6958 | 12245647.642 | 54765257.5101 | 961560.8286 | 23341978.1048 | 23341978.1048 | 17712525.3824 | 9314579.3857 | 0 | 79068796.4436 | 129437879.3165 | 5623413.2519 | 27.8542 | 2838.6691 | 4646.9824 | 57.8701 | 94.735
1 | 5300 | 707 | 0.04 | 15 | 15 | 7 | 7.4989e-09 | 5spot_SharedNeighbor | CO2 | Porous | Wet | R245fa | MinimizeLCOE_Brownfield | IgnoreSilica | 166.4091 | 42.3042 | 6.9654 | 4 | 2838.0114 | 4645.8488 | 57.8567 | 94.7119 | 157.3854 | 17.0377 | 124.4193 | 9935612.5013 | 0 | 5445954.9919 | 0 | 0 | 0 | 2301114.2971 | 6896245.8982 | 17942617.2126 | 12246204.9315 | 54767749.8327 | 961560.8286 | 23341978.1048 | 23341978.1048 | 17712525.3824 | 9314579.3857 | 0 | 79071288.7661 | 129440371.639 | 7498942.0933 | 27.8615 | 2838.0114 | 4645.8488 | 57.8567 | 94.7119
1 | 5300 | 707 | 0.04 | 15 | 15 | 7 | 1e-08 | 5spot_SharedNeighbor | CO2 | Porous | Wet | R245fa | MinimizeLCOE_Brownfield | IgnoreSilica | 166.4286 | 42.3098 | 6.9666 | 4 | 2837.5182 | 4645.0337 | 57.8466 | 94.6953 | 157.3829 | 17.0368 | 126.0722 | 9936224.3032 | 0 | 5446464.1574 | 0 | 0 | 0 | 2300101.2765 | 6896287.9975 | 17942726.7463 | 12246279.6905 | 54768084.1714 | 961560.8286 | 23341978.1048 | 23341978.1048 | 17712525.3824 | 9314579.3857 | 0 | 79071623.1048 | 129440705.9777 | 10000000 | 27.8665 | 2837.5182 | 4645.0337 | 57.8466 | 94.6953
1 | 5400 | 707 | 0.04 | 15 | 15 | 7 | 1e-13 | 5spot_SharedNeighbor | CO2 | Porous | Wet | R245fa | MinimizeLCOE_Brownfield | IgnoreSilica | 1.6 | 0.06864 | 0.0097833 | 4 | 679068.2262 | 1996610.6742 | 13843.7243 | 40703.6092 | 90.4195 | 17.7624 | 24.5391 | 236518.0421 | 0 | 98026.621 | 0 | 0 | 0 | 209913.3159 | 212338.6118 | 552461.5113 | 377066.3334 | 1686324.4356 | 961560.8286 | 23926120.3335 | 23926120.3335 | 18112060.8521 | 9521263.1161 | 0 | 26574005.5977 | 78133449.8995 | 100 | 0.039133 | 679068.2262 | 1996610.6742 | 13843.7243 | 40703.6092
1 | 5400 | 707 | 0.04 | 15 | 15 | 7 | 1.3335e-13 | 5spot_SharedNeighbor | CO2 | Porous | Wet | R245fa | MinimizeLCOE_Brownfield | IgnoreSilica | 3.4929 | 0.3429 | 0.033292 | 4 | 215461.613 | 602641.9772 | 4392.4764 | 12285.6718 | 120.5403 | 19.4997 | 43.39 | 525807.7697 | 0 | 247560.683 | 0 | 0 | 0 | 455004.4342 | 479065.4259 | 1246429.9683 | 850714.0649 | 3804582.3459 | 961560.8286 | 23926120.3335 | 23926120.3335 | 18112060.8521 | 9521263.1161 | 0 | 28692263.508 | 80251707.8098 | 133.3521 | 0.13317 | 215461.613 | 602641.9772 | 4392.4764 | 12285.6718
1 | 5400 | 707 | 0.04 | 15 | 15 | 7 | 1.7783e-13 | 5spot_SharedNeighbor | CO2 | Porous | Wet | R245fa | MinimizeLCOE_Brownfield | IgnoreSilica | 4.7233 | 0.59285 | 0.062247 | 4 | 119600.5777 | 326675.3582 | 2438.2195 | 6659.719 | 130.5443 | 19.9538 | 54.5387 | 697727.2841 | 0 | 315157.9943 | 0 | 0 | 0 | 566451.2925 | 615941.2627 | 1602552.8185 | 1093775.2278 | 4891605.88 | 961560.8286 | 23926120.3335 | 23926120.3335 | 18112060.8521 | 9521263.1161 | 0 | 29779287.0421 | 81338731.3439 | 177.8279 | 0.24899 | 119600.5777 | 326675.3582 | 2438.2195 | 6659.719
1 | 5400 | 707 | 0.04 | 15 | 15 | 7 | 2.3714e-13 | 5spot_SharedNeighbor | CO2 | Porous | Wet | R245fa | MinimizeLCOE_Brownfield | IgnoreSilica | 6.2696 | 0.93236 | 0.1033 | 4 | 75094.8657 | 199878.8001 | 1530.9104 | 4074.7997 | 138.6887 | 20.2866 | 69.5956 | 898001.9941 | 0 | 395296.6275 | 0 | 0 | 0 | 689344.5224 | 773230.8261 | 2011787.9982 | 1373086.6468 | 6140748.6151 | 961560.8286 | 23926120.3335 | 23926120.3335 | 18112060.8521 | 9521263.1161 | 0 | 31028429.7772 | 82587874.079 | 237.1374 | 0.41319 | 75094.8657 | 199878.8001 | 1530.9104 | 4074.7997
1 | 5400 | 707 | 0.04 | 15 | 15 | 7 | 3.1623e-13 | 5spot_SharedNeighbor | CO2 | Porous | Wet | R245fa | MinimizeLCOE_Brownfield | IgnoreSilica | 8.2233 | 1.3826 | 0.15963 | 4 | 50855.6037 | 131602.157 | 1036.7603 | 2682.888 | 145.3038 | 20.5343 | 80.649 | 1131792.1336 | 0 | 491097.1353 | 0 | 0 | 0 | 826172.8446 | 955134.2242 | 2485063.3265 | 1696106.7833 | 7585366.4475 | 961560.8286 | 23926120.3335 | 23926120.3335 | 18112060.8521 | 9521263.1161 | 0 | 32473047.6096 | 84032491.9114 | 316.2278 | 0.63853 | 50855.6037 | 131602.157 | 1036.7603 | 2682.888
1 | 5400 | 707 | 0.04 | 15 | 15 | 7 | 4.217e-13 | 5spot_SharedNeighbor | CO2 | Porous | Wet | R245fa | MinimizeLCOE_Brownfield | IgnoreSilica | 10.6935 | 1.9699 | 0.23549 | 4 | 36251.7631 | 90988.0281 | 739.0412 | 1854.914 | 150.6422 | 20.7189 | 56.6812 | 1404855.6865 | 0 | 605939.0609 | 0 | 0 | 0 | 978975.7241 | 1166010.4839 | 3033720.0974 | 2070576.3032 | 9260077.356 | 961560.8286 | 23926120.3335 | 23926120.3335 | 18112060.8521 | 9521263.1161 | 0 | 34147758.5182 | 85707202.82 | 421.6965 | 0.94196 | 36251.7631 | 90988.0281 | 739.0412 | 1854.914
1 | 5400 | 707 | 0.04 | 15 | 15 | 7 | 5.6234e-13 | 5spot_SharedNeighbor | CO2 | Porous | Wet | R245fa | MinimizeLCOE_Brownfield | IgnoreSilica | 13.8265 | 2.7297 | 0.3364 | 4 | 26829.0213 | 65146.4421 | 546.9459 | 1328.0983 | 154.9339 | 20.8551 | 64.6897 | 1725010.5551 | 0 | 744220.3541 | 0 | 0 | 0 | 1151110.5751 | 1411933.1789 | 3673560.5042 | 2507280.5282 | 11213115.6957 | 961560.8286 | 23926120.3335 | 23926120.3335 | 18112060.8521 | 9521263.1161 | 0 | 36100796.8578 | 87660241.1596 | 562.3413 | 1.3456 | 26829.0213 | 65146.4421 | 546.9459 | 1328.0983
1 | 5400 | 707 | 0.04 | 15 | 15 | 7 | 7.4989e-13 | 5spot_SharedNeighbor | CO2 | Porous | Wet | R245fa | MinimizeLCOE_Brownfield | IgnoreSilica | 17.7971 | 3.7054 | 0.46938 | 4 | 20442.5115 | 47904.0137 | 416.7482 | 976.5881 | 158.3577 | 20.9515 | 68.9071 | 2100512.7428 | 0 | 910775.2359 | 0 | 0 | 0 | 1345309.3864 | 1699072.9724 | 4420639.3464 | 3017177.189 | 13493486.873 | 961560.8286 | 23926120.3335 | 23926120.3335 | 18112060.8521 | 9521263.1161 | 0 | 38381168.0351 | 89940612.3369 | 749.8942 | 1.8775 | 20442.5115 | 47904.0137 | 416.7482 | 976.5881
1 | 5400 | 707 | 0.04 | 15 | 15 | 7 | 1e-12 | 5spot_SharedNeighbor | CO2 | Porous | Wet | R245fa | MinimizeLCOE_Brownfield | IgnoreSilica | 22.7741 | 4.9414 | 0.64275 | 4 | 15951.9459 | 36006.0807 | 325.202 | 734.0327 | 161.044 | 21.0117 | 53.976 | 2536716.2785 | 0 | 1109391.6921 | 0 | 0 | 0 | 1560111.3713 | 2030425.5434 | 5282750.7663 | 3605585.9477 | 16124981.5992 | 961560.8286 | 23926120.3335 | 23926120.3335 | 18112060.8521 | 9521263.1161 | 0 | 41012662.7614 | 92572107.0632 | 1000 | 2.571 | 15951.9459 | 36006.0807 | 325.202 | 734.0327
1 | 5400 | 707 | 0.04 | 15 | 15 | 7 | 1.3335e-12 | 5spot_SharedNeighbor | CO2 | Porous | Wet | R245fa | MinimizeLCOE_Brownfield | IgnoreSilica | 29.0003 | 6.4996 | 0.86683 | 4 | 12704.5549 | 27574.6824 | 258.9995 | 562.1472 | 163.1327 | 21.0364 | 75.4057 | 3043120.8445 | 0 | 1346027.0772 | 0 | 0 | 0 | 1797958.1353 | 2412971.3622 | 6278056.5161 | 4284902.5734 | 19163036.5087 | 961560.8286 | 23926120.3335 | 23926120.3335 | 18112060.8521 | 9521263.1161 | 0 | 44050717.6709 | 95610161.9727 | 1333.5214 | 3.4673 | 12704.5549 | 27574.6824 | 258.9995 | 562.1472
1 | 5400 | 707 | 0.04 | 15 | 15 | 7 | 1.7783e-12 | 5spot_SharedNeighbor | CO2 | Porous | Wet | R245fa | MinimizeLCOE_Brownfield | IgnoreSilica | 36.6936 | 8.4384 | 1.1527 | 4 | 10304.7571 | 21486.964 | 210.0764 | 438.0408 | 164.7146 | 21.0217 | 63.9427 | 3624420.4072 | 0 | 1624816.0555 | 0 | 0 | 0 | 2055937.647 | 2849017.9028 | 7412560.1692 | 5059224.6283 | 22625976.8101 | 961560.8286 | 23926120.3335 | 23926120.3335 | 18112060.8521 | 9521263.1161 | 0 | 47513657.9722 | 99073102.274 | 1778.2794 | 4.6108 | 10304.7571 | 21486.964 | 210.0764 | 438.0408
1 | 5400 | 707 | 0.04 | 15 | 15 | 7 | 2.3714e-12 | 5spot_SharedNeighbor | CO2 | Porous | Wet | R245fa | MinimizeLCOE_Brownfield | IgnoreSilica | 46.0092 | 10.8033 | 1.5107 | 4 | 8502.0601 | 17034.6376 | 173.326 | 347.2741 | 165.8553 | 20.9599 | 75.377 | 4278945.5102 | 0 | 1947187.8083 | 0 | 0 | 0 | 2325751.6789 | 3335235.149 | 8677597.7068 | 5922638.7417 | 26487356.5948 | 961560.8286 | 23926120.3335 | 23926120.3335 | 18112060.8521 | 9521263.1161 | 0 | 51375037.7569 | 102934482.0587 | 2371.3737 | 6.0427 | 8502.0601 | 17034.6376 | 173.326 | 347.2741
1 | 5400 | 707 | 0.04 | 15 | 15 | 7 | 3.1623e-12 | 5spot_SharedNeighbor | CO2 | Porous | Wet | R245fa | MinimizeLCOE_Brownfield | IgnoreSilica | 57.007 | 13.6167 | 1.9476 | 4 | 7132.5065 | 13750.88 | 145.4058 | 280.3303 | 166.5984 | 20.8401 | 92.2943 | 4997915.4124 | 0 | 2311399.6675 | 0 | 0 | 0 | 2595278.7189 | 3862791.5816 | 10050191.3277 | 6859462.0919 | 30677038.8001 | 961560.8286 | 23926120.3335 | 23926120.3335 | 18112060.8521 | 9521263.1161 | 0 | 55564719.9622 | 107124164.264 | 3162.2777 | 7.7903 | 7132.5065 | 13750.88 | 145.4058 | 280.3303
1 | 5400 | 707 | 0.04 | 15 | 15 | 7 | 4.217e-12 | 5spot_SharedNeighbor | CO2 | Porous | Wet | R245fa | MinimizeLCOE_Brownfield | IgnoreSilica | 69.4702 | 16.8323 | 2.4609 | 4 | 6085.8017 | 11323.7203 | 124.0673 | 230.8494 | 166.9591 | 20.6517 | 86.6142 | 5756035.5571 | 0 | 2707517.941 | 0 | 0 | 0 | 2842559.7247 | 4409384.1569 | 11472313.0872 | 7830089.4145 | 35017899.8815 | 961560.8286 | 23926120.3335 | 23926120.3335 | 18112060.8521 | 9521263.1161 | 0 | 59905581.0436 | 111465025.3454 | 4216.965 | 9.8435 | 6085.8017 | 11323.7203 | 124.0673 | 230.8494
1 | 5400 | 707 | 0.04 | 15 | 15 | 7 | 5.6234e-12 | 5spot_SharedNeighbor | CO2 | Porous | Wet | R245fa | MinimizeLCOE_Brownfield | IgnoreSilica | 82.8802 | 20.3243 | 3.0343 | 4 | 5285.0955 | 9533.1405 | 107.7438 | 194.346 | 166.9508 | 20.3908 | 100.5369 | 6514831.9627 | 0 | 3118120.6486 | 0 | 0 | 0 | 3042363.873 | 4943373.4289 | 12861643.6367 | 8778336.0624 | 39258669.6123 | 961560.8286 | 23926120.3335 | 23926120.3335 | 18112060.8521 | 9521263.1161 | 0 | 64146350.7745 | 115705795.0763 | 5623.4133 | 12.1372 | 5285.0955 | 9533.1405 | 107.7438 | 194.346
1 | 5400 | 707 | 0.04 | 15 | 15 | 7 | 7.4989e-12 | 5spot_SharedNeighbor | CO2 | Porous | Wet | R245fa | MinimizeLCOE_Brownfield | IgnoreSilica | 96.454 | 23.8933 | 3.6376 | 4 | 4674.1856 | 8217.7232 | 95.2896 | 167.5294 | 166.6155 | 20.0673 | 99.117 | 7229427.6354 | 0 | 3520370.8052 | 0 | 0 | 0 | 3173182.2307 | 5429962.4618 | 14127648.4871 | 9642410.3866 | 43123002.0068 | 961560.8286 | 23926120.3335 | 23926120.3335 | 18112060.8521 | 9521263.1161 | 0 | 68010683.169 | 119570127.4708 | 7498.9421 | 14.5503 | 4674.1856 | 8217.7232 | 95.2896 | 167.5294
1 | 5400 | 707 | 0.04 | 15 | 15 | 7 | 1e-11 | 5spot_SharedNeighbor | CO2 | Porous | Wet | R245fa | MinimizeLCOE_Brownfield | IgnoreSilica | 109.3964 | 27.3291 | 4.2341 | 4 | 4209.9786 | 7254.2517 | 85.8261 | 147.8877 | 166.0344 | 19.7033 | 110.2 | 7864195.8142 | 0 | 3893451.8324 | 0 | 0 | 0 | 3228137.2934 | 5844456.1266 | 15206075.9787 | 10378459.3091 | 46414776.3544 | 961560.8286 | 23926120.3335 | 23926120.3335 | 18112060.8521 | 9521263.1161 | 0 | 71302457.5165 | 122861901.8183 | 10000 | 16.9365 | 4209.9786 | 7254.2517 | 85.8261 | 147.8877
1 | 5400 | 707 | 0.04 | 15 | 15 | 7 | 1.3335e-11 | 5spot_SharedNeighbor | CO2 | Porous | Wet | R245fa | MinimizeLCOE_Brownfield | IgnoreSilica | 121.036 | 30.4482 | 4.7894 | 4 | 3858.9301 | 6550.2374 | 78.6695 | 133.5354 | 165.3161 | 19.3311 | 103.3081 | 8397883.0457 | 0 | 4221471.7583 | 0 | 0 | 0 | 3214289.2673 | 6175121.1878 | 16066398.6392 | 10965647.2027 | 49040811.101 | 961560.8286 | 23926120.3335 | 23926120.3335 | 18112060.8521 | 9521263.1161 | 0 | 73928492.2632 | 125487936.565 | 13335.2143 | 19.1578 | 3858.9301 | 6550.2374 | 78.6695 | 133.5354
1 | 5400 | 707 | 0.04 | 15 | 15 | 7 | 1.7783e-11 | 5spot_SharedNeighbor | CO2 | Porous | Wet | R245fa | MinimizeLCOE_Brownfield | IgnoreSilica | 131.0112 | 33.1451 | 5.2802 | 4 | 3594.2986 | 6035.458 | 73.2746 | 123.041 | 164.5602 | 18.9777 | 110.6389 | 8827640.3669 | 0 | 4497582.7066 | 0 | 0 | 0 | 3149721.7871 | 6425228.4957 | 16717126.5501 | 11409782.373 | 51027082.2794 | 961560.8286 | 23926120.3335 | 23926120.3335 | 18112060.8521 | 9521263.1161 | 0 | 75914763.4416 | 127474207.7433 | 17782.7941 | 21.1209 | 3594.2986 | 6035.458 | 73.2746 | 123.041
1 | 5400 | 707 | 0.04 | 15 | 15 | 7 | 2.3714e-11 | 5spot_SharedNeighbor | CO2 | Porous | Wet | R245fa | MinimizeLCOE_Brownfield | IgnoreSilica | 139.2519 | 35.3906 | 5.6963 | 4 | 3395.2619 | 5658.1242 | 69.217 | 115.3485 | 163.8405 | 18.6617 | 115.7283 | 9163433.7616 | 0 | 4722512.7952 | 0 | 0 | 0 | 3056014.9501 | 6607364.9876 | 17191008.3409 | 11733216.4326 | 52473551.2679 | 961560.8286 | 23926120.3335 | 23926120.3335 | 18112060.8521 | 9521263.1161 | 0 | 77361232.4301 | 128920676.7319 | 23713.7371 | 22.7851 | 3395.2619 | 5658.1242 | 69.217 | 115.3485
1 | 5400 | 707 | 0.04 | 15 | 15 | 7 | 3.1623e-11 | 5spot_SharedNeighbor | CO2 | Porous | Wet | R245fa | MinimizeLCOE_Brownfield | IgnoreSilica | 145.8567 | 37.2032 | 6.0373 | 4 | 3245.7462 | 5380.7659 | 66.1689 | 109.6942 | 163.2015 | 18.3925 | 109.3323 | 9419889.6994 | 0 | 4900873.5922 | 0 | 0 | 0 | 2951035.7727 | 6736001.635 | 17525694.5105 | 11961646.6204 | 53495141.8301 | 961560.8286 | 23926120.3335 | 23926120.3335 | 18112060.8521 | 9521263.1161 | 0 | 78382822.9923 | 129942267.294 | 31622.7766 | 24.1494 | 3245.7462 | 5380.7659 | 66.1689 | 109.6942
1 | 5400 | 707 | 0.04 | 15 | 15 | 7 | 4.217e-11 | 5spot_SharedNeighbor | CO2 | Porous | Wet | R245fa | MinimizeLCOE_Brownfield | IgnoreSilica | 151.0307 | 38.632 | 6.31 | 4 | 3133.4934 | 5176.2709 | 63.8805 | 105.5253 | 162.6619 | 18.1716 | 117.0144 | 9612793.3926 | 0 | 5039465.4819 | 0 | 0 | 0 | 2847532.6493 | 6824918.6942 | 17757038.4591 | 12119543.619 | 54201292.296 | 961560.8286 | 23926120.3335 | 23926120.3335 | 18112060.8521 | 9521263.1161 | 0 | 79088973.4582 | 130648417.7599 | 42169.6503 | 25.2399 | 3133.4934 | 5176.2709 | 63.8805 | 105.5253
1 | 5400 | 707 | 0.04 | 15 | 15 | 7 | 5.6234e-11 | 5spot_SharedNeighbor | CO2 | Porous | Wet | R245fa | MinimizeLCOE_Brownfield | IgnoreSilica | 155.0481 | 39.7465 | 6.5245 | 4 | 3049.2341 | 5024.8389 | 62.1628 | 102.4381 | 162.2191 | 17.994 | 100.7398 | 9757666.2378 | 0 | 5146422.13 | 0 | 0 | 0 | 2753942.4305 | 6886632.0114 | 17917603.8511 | 12229132.7983 | 54691399.4591 | 961560.8286 | 23926120.3335 | 23926120.3335 | 18112060.8521 | 9521263.1161 | 0 | 79579080.6212 | 131138524.923 | 56234.1325 | 26.0981 | 3049.2341 | 5024.8389 | 62.1628 | 102.4381
1 | 5400 | 707 | 0.04 | 15 | 15 | 7 | 7.4989e-11 | 5spot_SharedNeighbor | CO2 | Porous | Wet | R245fa | MinimizeLCOE_Brownfield | IgnoreSilica | 158.1413 | 40.6076 | 6.6913 | 4 | 2985.9919 | 4912.3551 | 60.8735 | 100.145 | 161.8638 | 17.8536 | 114.2504 | 9866250.1579 | 0 | 5228396.9648 | 0 | 0 | 0 | 2673646.4188 | 6929634.4812 | 18029487.4565 | 12305495.658 | 55032911.1372 | 961560.8286 | 23926120.3335 | 23926120.3335 | 18112060.8521 | 9521263.1161 | 0 | 79920592.2993 | 131480036.6011 | 74989.4209 | 26.7652 | 2985.9919 | 4912.3551 | 60.8735 | 100.145
1 | 5400 | 707 | 0.04 | 15 | 15 | 7 | 1e-10 | 5spot_SharedNeighbor | CO2 | Porous | Wet | R245fa | MinimizeLCOE_Brownfield | IgnoreSilica | 160.4776 | 41.2607 | 6.8191 | 4 | 2938.5269 | 4828.7888 | 59.9058 | 98.4414 | 161.5869 | 17.7454 | 115.4909 | 9946530.093 | 0 | 5290100.418 | 0 | 0 | 0 | 2606468.9442 | 6958808.7875 | 18105393.0172 | 12357302.7629 | 55264604.0228 | 961560.8286 | 23926120.3335 | 23926120.3335 | 18112060.8521 | 9521263.1161 | 0 | 80152285.185 | 131711729.4867 | 100000 | 27.2763 | 2938.5269 | 4828.7888 | 59.9058 | 98.4414
1 | 5400 | 707 | 0.04 | 15 | 15 | 7 | 1.3335e-10 | 5spot_SharedNeighbor | CO2 | Porous | Wet | R245fa | MinimizeLCOE_Brownfield | IgnoreSilica | 162.2681 | 41.7618 | 6.9171 | 4 | 2902.9054 | 4766.3776 | 59.1797 | 97.1691 | 161.3699 | 17.6613 | 113.0099 | 10007040.9866 | 0 | 5337266.8 | 0 | 0 | 0 | 2552611.8854 | 6979798.6721 | 18160004.3912 | 12394576.1477 | 55431298.883 | 961560.8286 | 23926120.3335 | 23926120.3335 | 18112060.8521 | 9521263.1161 | 0 | 80318980.0451 | 131878424.3469 | 133352.1432 | 27.6685 | 2902.9054 | 4766.3776 | 59.1797 | 97.1691
1 | 5400 | 707 | 0.04 | 15 | 15 | 7 | 1.7783e-10 | 5spot_SharedNeighbor | CO2 | Porous | Wet | R245fa | MinimizeLCOE_Brownfield | IgnoreSilica | 163.6176 | 42.1403 | 6.9915 | 4 | 2876.1745 | 4719.8091 | 58.6347 | 96.2197 | 161.2034 | 17.5971 | 109.0949 | 10052059.1847 | 0 | 5372747.3555 | 0 | 0 | 0 | 2509784.5273 | 6994490.5163 | 18198229.5562 | 12420665.6083 | 55547976.7483 | 961560.8286 | 23926120.3335 | 23926120.3335 | 18112060.8521 | 9521263.1161 | 0 | 80435657.9104 | 131995102.2122 | 177827.941 | 27.9662 | 2876.1745 | 4719.8091 | 58.6347 | 96.2197
1 | 5400 | 707 | 0.04 | 15 | 15 | 7 | 2.3714e-10 | 5spot_SharedNeighbor | CO2 | Porous | Wet | R245fa | MinimizeLCOE_Brownfield | IgnoreSilica | 164.6387 | 42.427 | 7.048 | 4 | 2856.1174 | 4684.9862 | 58.2258 | 95.5098 | 161.0758 | 17.5482 | 116.7757 | 10085784.501 | 0 | 5399554.4943 | 0 | 0 | 0 | 2476361.6249 | 7005063.2419 | 18225737.6193 | 12439440.4266 | 55631941.9081 | 961560.8286 | 23926120.3335 | 23926120.3335 | 18112060.8521 | 9521263.1161 | 0 | 80519623.0702 | 132079067.372 | 237137.3706 | 28.192 | 2856.1174 | 4684.9862 | 58.2258 | 95.5098
1 | 5400 | 707 | 0.04 | 15 | 15 | 7 | 3.1623e-10 | 5spot_SharedNeighbor | CO2 | Porous | Wet | R245fa | MinimizeLCOE_Brownfield | IgnoreSilica | 165.4035 | 42.6422 | 7.0905 | 4 | 2841.0693 | 4658.9623 | 57.919 | 94.9792 | 160.9793 | 17.5113 | 95.5477 | 10110851.7326 | 0 | 5419610.9164 | 0 | 0 | 0 | 2450400.9379 | 7012536.7989 | 18245182.2816 | 12452711.8082 | 55691294.4754 | 961560.8286 | 23926120.3335 | 23926120.3335 | 18112060.8521 | 9521263.1161 | 0 | 80578975.6375 | 132138419.9393 | 316227.766 | 28.3622 | 2841.0693 | 4658.9623 | 57.919 | 94.9792
1 | 5400 | 707 | 0.04 | 15 | 15 | 7 | 4.217e-10 | 5spot_SharedNeighbor | CO2 | Porous | Wet | R245fa | MinimizeLCOE_Brownfield | IgnoreSilica | 165.9734 | 42.8028 | 7.1225 | 4 | 2829.7803 | 4639.514 | 57.6889 | 94.5828 | 160.9068 | 17.4837 | 112.7604 | 10129422.9994 | 0 | 5434544.5619 | 0 | 0 | 0 | 2430351.1013 | 7017784.2784 | 18258835.1469 | 12462030.1693 | 55732968.2573 | 961560.8286 | 23926120.3335 | 23926120.3335 | 18112060.8521 | 9521263.1161 | 0 | 80620649.4194 | 132180093.7212 | 421696.5034 | 28.4901 | 2829.7803 | 4639.514 | 57.6889 | 94.5828
1 | 5400 | 707 | 0.04 | 15 | 15 | 7 | 5.6234e-10 | 5spot_SharedNeighbor | CO2 | Porous | Wet | R245fa | MinimizeLCOE_Brownfield | IgnoreSilica | 166.4091 | 42.9254 | 7.1468 | 4 | 2821.3121 | 4624.9087 | 57.5163 | 94.285 | 160.8511 | 17.4625 | 123.4315 | 10143561.309 | 0 | 5445954.9919 | 0 | 0 | 0 | 2415213.5268 | 7021844.6328 | 18269399.3562 | 12469240.4592 | 55765214.2759 | 961560.8286 | 23926120.3335 | 23926120.3335 | 18112060.8521 | 9521263.1161 | 0 | 80652895.438 | 132212339.7398 | 562341.3252 | 28.587 | 2821.3121 | 4624.9087 | 57.5163 | 94.285
1 | 5400 | 707 | 0.04 | 15 | 15 | 7 | 7.4989e-10 | 5spot_SharedNeighbor | CO2 | Porous | Wet | R245fa | MinimizeLCOE_Brownfield | IgnoreSilica | 166.7381 | 43.018 | 7.165 | 4 | 2814.9603 | 4613.9587 | 57.3868 | 94.0618 | 160.8089 | 17.4464 | 124.4767 | 10154199.8155 | 0 | 5454565.3316 | 0 | 0 | 0 | 2403745.9828 | 7024879.3406 | 18277295.0434 | 12474629.428 | 55789314.9419 | 961560.8286 | 23926120.3335 | 23926120.3335 | 18112060.8521 | 9521263.1161 | 0 | 80676996.1041 | 132236440.4059 | 749894.2093 | 28.6601 | 2814.9603 | 4613.9587 | 57.3868 | 94.0618
1 | 5400 | 707 | 0.04 | 15 | 15 | 7 | 1e-09 | 5spot_SharedNeighbor | CO2 | Porous | Wet | R245fa | MinimizeLCOE_Brownfield | IgnoreSilica | 166.9692 | 43.0836 | 7.1784 | 4 | 2810.1962 | 4605.8416 | 57.2897 | 93.8963 | 160.7791 | 17.4351 | 112.707 | 10161654.2458 | 0 | 5460614.4867 | 0 | 0 | 0 | 2394715.0843 | 7026623.6886 | 18281833.479 | 12477727.0035 | 55803167.9879 | 961560.8286 | 23926120.3335 | 23926120.3335 | 18112060.8521 | 9521263.1161 | 0 | 80690849.15 | 132250293.4518 | 1000000 | 28.7136 | 2810.1962 | 4605.8416 | 57.2897 | 93.8963
1 | 5400 | 707 | 0.04 | 15 | 15 | 7 | 1.3335e-09 | 5spot_SharedNeighbor | CO2 | Porous | Wet | R245fa | MinimizeLCOE_Brownfield | IgnoreSilica | 167.1667 | 43.1388 | 7.189 | 4 | 2806.6231 | 4599.6257 | 57.2168 | 93.7696 | 160.7537 | 17.4255 | 112.8035 | 10168014.8168 | 0 | 5465779.4753 | 0 | 0 | 0 | 2388415.3351 | 7028661.7546 | 18287136.1087 | 12481346.1572 | 55819353.6477 | 961560.8286 | 23926120.3335 | 23926120.3335 | 18112060.8521 | 9521263.1161 | 0 | 80707034.8098 | 132266479.1116 | 1333521.4322 | 28.7559 | 2806.6231 | 4599.6257 | 57.2168 | 93.7696
1 | 5400 | 707 | 0.04 | 15 | 15 | 7 | 1.7783e-09 | 5spot_SharedNeighbor | CO2 | Porous | Wet | R245fa | MinimizeLCOE_Brownfield | IgnoreSilica | 167.2936 | 43.175 | 7.1965 | 4 | 2803.9433 | 4595.0841 | 57.1622 | 93.677 | 160.7372 | 17.4193 | 114.5441 | 10172091.61 | 0 | 5469097.945 | 0 | 0 | 0 | 2383200.5734 | 7029512.1501 | 18289348.6633 | 12482856.2713 | 55826107.2131 | 961560.8286 | 23926120.3335 | 23926120.3335 | 18112060.8521 | 9521263.1161 | 0 | 80713788.3753 | 132273232.6771 | 1778279.41 | 28.7858 | 2803.9433 | 4595.0841 | 57.1622 | 93.677
1 | 5400 | 707 | 0.04 | 15 | 15 | 7 | 2.3714e-09 | 5spot_SharedNeighbor | CO2 | Porous | Wet | R245fa | MinimizeLCOE_Brownfield | IgnoreSilica | 167.3908 | 43.2026 | 7.2021 | 4 | 2801.9336 | 4591.6681 | 57.1212 | 93.6074 | 160.7246 | 17.4145 | 112.1171 | 10175213.5907 | 0 | 5471640.957 | 0 | 0 | 0 | 2379319.3314 | 7030207.8129 | 18291158.6352 | 12484091.6142 | 55831631.9414 | 961560.8286 | 23926120.3335 | 23926120.3335 | 18112060.8521 | 9521263.1161 | 0 | 80719313.1036 | 132278757.4054 | 2371373.7057 | 28.8084 | 2801.9336 | 4591.6681 | 57.1212 | 93.6074
1 | 5400 | 707 | 0.04 | 15 | 15 | 7 | 3.1623e-09 | 5spot_SharedNeighbor | CO2 | Porous | Wet | R245fa | MinimizeLCOE_Brownfield | IgnoreSilica | 167.4808 | 43.2275 | 7.2067 | 4 | 2800.4264 | 4589.0133 | 57.0905 | 93.5532 | 160.713 | 17.4101 | 125.1597 | 10178105.3748 | 0 | 5473994.5656 | 0 | 0 | 0 | 2376769.4955 | 7031259.08 | 18293893.8166 | 12485958.4318 | 55839980.7643 | 961560.8286 | 23926120.3335 | 23926120.3335 | 18112060.8521 | 9521263.1161 | 0 | 80727661.9264 | 132287106.2282 | 3162277.6602 | 28.8269 | 2800.4264 | 4589.0133 | 57.0905 | 93.5532
1 | 5400 | 707 | 0.04 | 15 | 15 | 7 | 4.217e-09 | 5spot_SharedNeighbor | CO2 | Porous | Wet | R245fa | MinimizeLCOE_Brownfield | IgnoreSilica | 167.5345 | 43.2428 | 7.2099 | 4 | 2799.2962 | 4587.0987 | 57.0674 | 93.5142 | 160.706 | 17.4074 | 118.5408 | 10179827.1071 | 0 | 5475398.9993 | 0 | 0 | 0 | 2374553.5307 | 7031614.0585 | 18294817.3979 | 12486588.795 | 55842799.8886 | 961560.8286 | 23926120.3335 | 23926120.3335 | 18112060.8521 | 9521263.1161 | 0 | 80730481.0507 | 132289925.3525 | 4216965.0343 | 28.8396 | 2799.2962 | 4587.0987 | 57.0674 | 93.5142
1 | 5400 | 707 | 0.04 | 15 | 15 | 7 | 5.6234e-09 | 5spot_SharedNeighbor | CO2 | Porous | Wet | R245fa | MinimizeLCOE_Brownfield | IgnoreSilica | 167.5734 | 43.254 | 7.2122 | 4 | 2798.4486 | 4585.6707 | 57.0502 | 93.4851 | 160.7009 | 17.4055 | 122.0602 | 10181072.9973 | 0 | 5476415.9468 | 0 | 0 | 0 | 2372858.9893 | 7031835.694 | 18295394.048 | 12486982.3705 | 55844560.0459 | 961560.8286 | 23926120.3335 | 23926120.3335 | 18112060.8521 | 9521263.1161 | 0 | 80732241.2081 | 132291685.5099 | 5623413.2519 | 28.8489 | 2798.4486 | 4585.6707 | 57.0502 | 93.4851
1 | 5400 | 707 | 0.04 | 15 | 15 | 7 | 7.4989e-09 | 5spot_SharedNeighbor | CO2 | Porous | Wet | R245fa | MinimizeLCOE_Brownfield | IgnoreSilica | 167.6077 | 43.2636 | 7.2141 | 4 | 2797.8129 | 4584.5721 | 57.0372 | 93.4627 | 160.6965 | 17.4038 | 115.5829 | 10182171.601 | 0 | 5477311.7901 | 0 | 0 | 0 | 2371696.7798 | 7032160.2666 | 18296238.5194 | 12487558.7396 | 55847137.6965 | 961560.8286 | 23926120.3335 | 23926120.3335 | 18112060.8521 | 9521263.1161 | 0 | 80734818.8586 | 132294263.1604 | 7498942.0933 | 28.8564 | 2797.8129 | 4584.5721 | 57.0372 | 93.4627
1 | 5400 | 707 | 0.04 | 15 | 15 | 7 | 1e-08 | 5spot_SharedNeighbor | CO2 | Porous | Wet | R245fa | MinimizeLCOE_Brownfield | IgnoreSilica | 167.6271 | 43.2693 | 7.2154 | 4 | 2797.3362 | 4583.7826 | 57.0275 | 93.4466 | 160.6939 | 17.4029 | 118.5658 | 10182793.5288 | 0 | 5477820.2253 | 0 | 0 | 0 | 2370689.3542 | 7032208.2123 | 18296363.2641 | 12487643.8804 | 55847518.4651 | 961560.8286 | 23926120.3335 | 23926120.3335 | 18112060.8521 | 9521263.1161 | 0 | 80735199.6273 | 132294643.929 | 10000000 | 28.8615 | 2797.3362 | 4583.7826 | 57.0275 | 93.4466
1 | 5500 | 707 | 0.04 | 15 | 15 | 7 | 1e-13 | 5spot_SharedNeighbor | CO2 | Porous | Wet | R245fa | MinimizeLCOE_Brownfield | IgnoreSilica | 1.6 | 0.067618 | 0.0099637 | 4 | 681887.1608 | 2005782.0373 | 13901.1921 | 40890.5799 | 90.9411 | 18.1229 | 25.7834 | 238747.7604 | 0 | 97739.752 | 0 | 0 | 0 | 211998.0289 | 213909.3611 | 556548.2788 | 379855.6362 | 1698798.8176 | 961560.8286 | 24516122.6531 | 24516122.6531 | 18517163.4082 | 9730290.8829 | 0 | 27176482.2993 | 79940059.2435 | 100 | 0.039855 | 681887.1608 | 2005782.0373 | 13901.1921 | 40890.5799
1 | 5500 | 707 | 0.04 | 15 | 15 | 7 | 1.3335e-13 | 5spot_SharedNeighbor | CO2 | Porous | Wet | R245fa | MinimizeLCOE_Brownfield | IgnoreSilica | 3.5829 | 0.35699 | 0.035404 | 4 | 207695.2771 | 580273.7135 | 4234.1492 | 11829.6645 | 122.8391 | 19.962 | 57.5882 | 545856.3828 | 0 | 252651.1473 | 0 | 0 | 0 | 472158.4154 | 495559.7187 | 1289344.7349 | 880004.275 | 3935574.6741 | 961560.8286 | 24516122.6531 | 24516122.6531 | 18517163.4082 | 9730290.8829 | 0 | 29413258.1558 | 82176835.1 | 133.3521 | 0.14162 | 207695.2771 | 580273.7135 | 4234.1492 | 11829.6645
1 | 5500 | 707 | 0.04 | 15 | 15 | 7 | 1.7783e-13 | 5spot_SharedNeighbor | CO2 | Porous | Wet | R245fa | MinimizeLCOE_Brownfield | IgnoreSilica | 4.8593 | 0.61921 | 0.066094 | 4 | 115568.5418 | 315145.894 | 2356.021 | 6424.6753 | 133.1796 | 20.4276 | 58.4601 | 726330.3006 | 0 | 322394.9248 | 0 | 0 | 0 | 590124.0568 | 639151.22 | 1662940.3666 | 1134990.9702 | 5075931.839 | 961560.8286 | 24516122.6531 | 24516122.6531 | 18517163.4082 | 9730290.8829 | 0 | 30553615.3207 | 83317192.2649 | 177.8279 | 0.26438 | 115568.5418 | 315145.894 | 2356.021 | 6424.6753
1 | 5500 | 707 | 0.04 | 15 | 15 | 7 | 2.3714e-13 | 5spot_SharedNeighbor | CO2 | Porous | Wet | R245fa | MinimizeLCOE_Brownfield | IgnoreSilica | 6.4398 | 0.97172 | 0.10948 | 4 | 72708.178 | 193198.7015 | 1482.2546 | 3938.6169 | 141.4632 | 20.7631 | 64.1607 | 933377.2627 | 0 | 403859.8601 | 0 | 0 | 0 | 716742.6751 | 801052.1212 | 2084173.3009 | 1422491.1033 | 6361696.3232 | 961560.8286 | 24516122.6531 | 24516122.6531 | 18517163.4082 | 9730290.8829 | 0 | 31839379.8049 | 84602956.7491 | 237.1374 | 0.43791 | 72708.178 | 193198.7015 | 1482.2546 | 3938.6169
1 | 5500 | 707 | 0.04 | 15 | 15 | 7 | 3.1623e-13 | 5spot_SharedNeighbor | CO2 | Porous | Wet | R245fa | MinimizeLCOE_Brownfield | IgnoreSilica | 8.4233 | 1.4365 | 0.16889 | 4 | 49312.5591 | 127414.5499 | 1005.3032 | 2597.5179 | 148.1663 | 21.012 | 63.1822 | 1173570.8853 | 0 | 500631.1891 | 0 | 0 | 0 | 855954.9192 | 986761.2275 | 2567350.3014 | 1752269.3345 | 7836537.8569 | 961560.8286 | 24516122.6531 | 24516122.6531 | 18517163.4082 | 9730290.8829 | 0 | 33314221.3386 | 86077798.2828 | 316.2278 | 0.67557 | 49312.5591 | 127414.5499 | 1005.3032 | 2597.5179
1 | 5500 | 707 | 0.04 | 15 | 15 | 7 | 4.217e-13 | 5spot_SharedNeighbor | CO2 | Porous | Wet | R245fa | MinimizeLCOE_Brownfield | IgnoreSilica | 10.9519 | 2.0466 | 0.24893 | 4 | 35193.5431 | 88183.9669 | 717.468 | 1797.7494 | 153.6317 | 21.1994 | 46.4192 | 1456530.5118 | 0 | 617623.8167 | 0 | 0 | 0 | 1014129.9287 | 1204430.8603 | 3133682.0359 | 2138802.3802 | 9565199.5337 | 961560.8286 | 24516122.6531 | 24516122.6531 | 18517163.4082 | 9730290.8829 | 0 | 35042883.0154 | 87806459.9596 | 421.6965 | 0.99572 | 35193.5431 | 88183.9669 | 717.468 | 1797.7494
1 | 5500 | 707 | 0.04 | 15 | 15 | 7 | 5.6234e-13 | 5spot_SharedNeighbor | CO2 | Porous | Wet | R245fa | MinimizeLCOE_Brownfield | IgnoreSilica | 14.1749 | 2.8391 | 0.35547 | 4 | 26071.7513 | 63179.5581 | 531.5079 | 1288.0007 | 158.043 | 21.3379 | 67.5611 | 1789896.0732 | 0 | 759184.8091 | 0 | 0 | 0 | 1194148.3627 | 1459859.4056 | 3798254.7149 | 2592386.8893 | 11593730.2547 | 961560.8286 | 24516122.6531 | 24516122.6531 | 18517163.4082 | 9730290.8829 | 0 | 37071413.7364 | 89834990.6806 | 562.3413 | 1.4219 | 26071.7513 | 63179.5581 | 531.5079 | 1288.0007
1 | 5500 | 707 | 0.04 | 15 | 15 | 7 | 7.4989e-13 | 5spot_SharedNeighbor | CO2 | Porous | Wet | R245fa | MinimizeLCOE_Brownfield | IgnoreSilica | 18.2186 | 3.8484 | 0.49552 | 4 | 19882.8047 | 46503.2674 | 405.3379 | 948.032 | 161.5277 | 21.4345 | 67.9556 | 2177014.187 | 0 | 927993.2622 | 0 | 0 | 0 | 1392975.7279 | 1754213.4391 | 4564103.5298 | 3115094.442 | 13931394.588 | 961560.8286 | 24516122.6531 | 24516122.6531 | 18517163.4082 | 9730290.8829 | 0 | 39409078.0697 | 92172655.0139 | 749.8942 | 1.9821 | 19882.8047 | 46503.2674 | 405.3379 | 948.032
1 | 5500 | 707 | 0.04 | 15 | 15 | 7 | 1e-12 | 5spot_SharedNeighbor | CO2 | Porous | Wet | R245fa | MinimizeLCOE_Brownfield | IgnoreSilica | 23.3271 | 5.1355 | 0.67839 | 4 | 15527.5006 | 34971.9902 | 316.5491 | 712.9513 | 164.2848 | 21.4946 | 56.3401 | 2630288.9421 | 0 | 1130892.7144 | 0 | 0 | 0 | 1616793.0857 | 2097410.1494 | 5457030.9709 | 3724535.7684 | 16656951.6308 | 961560.8286 | 24516122.6531 | 24516122.6531 | 18517163.4082 | 9730290.8829 | 0 | 42134635.1126 | 94898212.0568 | 1000 | 2.7135 | 15527.5006 | 34971.9902 | 316.5491 | 712.9513
1 | 5500 | 707 | 0.04 | 15 | 15 | 7 | 1.3335e-12 | 5spot_SharedNeighbor | CO2 | Porous | Wet | R245fa | MinimizeLCOE_Brownfield | IgnoreSilica | 29.6996 | 6.7543 | 0.91447 | 4 | 12375.7906 | 26800.461 | 252.2972 | 546.3636 | 166.4206 | 21.5176 | 67.6573 | 3154966.0127 | 0 | 1371934.1114 | 0 | 0 | 0 | 1863069.573 | 2492088.1819 | 6483902.2516 | 4425396.5176 | 19791356.6482 | 961560.8286 | 24516122.6531 | 24516122.6531 | 18517163.4082 | 9730290.8829 | 0 | 45269040.1299 | 98032617.0741 | 1333.5214 | 3.6579 | 12375.7906 | 26800.461 | 252.2972 | 546.3636
1 | 5500 | 707 | 0.04 | 15 | 15 | 7 | 1.7783e-12 | 5spot_SharedNeighbor | CO2 | Porous | Wet | R245fa | MinimizeLCOE_Brownfield | IgnoreSilica | 37.5413 | 8.7613 | 1.2151 | 4 | 10045.4812 | 20901.7162 | 204.7907 | 426.1098 | 168.0325 | 21.4995 | 65.1415 | 3754823.4152 | 0 | 1654777.9146 | 0 | 0 | 0 | 2127870.0661 | 2939613.8444 | 7648272.2255 | 5220102.9502 | 23345460.416 | 961560.8286 | 24516122.6531 | 24516122.6531 | 18517163.4082 | 9730290.8829 | 0 | 48823143.8977 | 101586720.8419 | 1778.2794 | 4.8602 | 10045.4812 | 20901.7162 | 204.7907 | 426.1098
1 | 5500 | 707 | 0.04 | 15 | 15 | 7 | 2.3714e-12 | 5spot_SharedNeighbor | CO2 | Porous | Wet | R245fa | MinimizeLCOE_Brownfield | IgnoreSilica | 47.0466 | 11.2114 | 1.5912 | 4 | 8294.3822 | 16584.2018 | 169.0922 | 338.0914 | 169.1963 | 21.4321 | 72.0276 | 4431016.7812 | 0 | 1982233.3247 | 0 | 0 | 0 | 2405831.8514 | 3439441.9634 | 8948722.4621 | 6107686.9583 | 27314933.3412 | 961560.8286 | 24516122.6531 | 24516122.6531 | 18517163.4082 | 9730290.8829 | 0 | 52792616.8229 | 105556193.7671 | 2371.3737 | 6.3649 | 8294.3822 | 16584.2018 | 169.0922 | 338.0914
1 | 5500 | 707 | 0.04 | 15 | 15 | 7 | 3.1623e-12 | 5spot_SharedNeighbor | CO2 | Porous | Wet | R245fa | MinimizeLCOE_Brownfield | IgnoreSilica | 58.2398 | 14.1193 | 2.0494 | 4 | 6963.8953 | 13400.4897 | 141.9684 | 273.1871 | 169.9509 | 21.3038 | 73.7082 | 5171875.7144 | 0 | 2351302.4601 | 0 | 0 | 0 | 2682124.4215 | 3980068.0125 | 10355320.5442 | 7067719.052 | 31608410.2048 | 961560.8286 | 24516122.6531 | 24516122.6531 | 18517163.4082 | 9730290.8829 | 0 | 57086093.6865 | 109849670.6307 | 3162.2777 | 8.1974 | 6963.8953 | 13400.4897 | 141.9684 | 273.1871
1 | 5500 | 707 | 0.04 | 15 | 15 | 7 | 4.217e-12 | 5spot_SharedNeighbor | CO2 | Porous | Wet | R245fa | MinimizeLCOE_Brownfield | IgnoreSilica | 70.8929 | 17.4352 | 2.5861 | 4 | 5947.24 | 11047.885 | 121.2425 | 225.2261 | 170.3123 | 21.1039 | 75.1594 | 5951055.8278 | 0 | 2751785.2449 | 0 | 0 | 0 | 2934400.1995 | 4538524.0962 | 11808308.7189 | 8059413.3371 | 36043487.4244 | 961560.8286 | 24516122.6531 | 24516122.6531 | 18517163.4082 | 9730290.8829 | 0 | 61521170.9061 | 114284747.8503 | 4216.965 | 10.3445 | 5947.24 | 11047.885 | 121.2425 | 225.2261
1 | 5500 | 707 | 0.04 | 15 | 15 | 7 | 5.6234e-12 | 5spot_SharedNeighbor | CO2 | Porous | Wet | R245fa | MinimizeLCOE_Brownfield | IgnoreSilica | 84.442 | 21.0197 | 3.1833 | 4 | 5169.8556 | 9313.6863 | 105.3945 | 189.8721 | 170.2953 | 20.8295 | 96.0385 | 6727114.3532 | 0 | 3165037.9794 | 0 | 0 | 0 | 3135619.3905 | 5080830.972 | 13219279.9674 | 9022430.2068 | 40350312.8691 | 961560.8286 | 24516122.6531 | 24516122.6531 | 18517163.4082 | 9730290.8829 | 0 | 65827996.3508 | 118591573.295 | 5623.4133 | 12.733 | 5169.8556 | 9313.6863 | 105.3945 | 189.8721
1 | 5500 | 707 | 0.04 | 15 | 15 | 7 | 7.4989e-12 | 5spot_SharedNeighbor | CO2 | Porous | Wet | R245fa | MinimizeLCOE_Brownfield | IgnoreSilica | 98.1077 | 24.6706 | 3.809 | 4 | 4577.0689 | 8040.187 | 93.3097 | 163.9101 | 169.9467 | 20.4914 | 103.4461 | 7455322.7815 | 0 | 3568574.2931 | 0 | 0 | 0 | 3265501.3174 | 5572865.3729 | 14499452.5483 | 9896174.2982 | 44257890.6114 | 961560.8286 | 24516122.6531 | 24516122.6531 | 18517163.4082 | 9730290.8829 | 0 | 69735574.0931 | 122499151.0373 | 7498.9421 | 15.2359 | 4577.0689 | 8040.187 | 93.3097 | 163.9101
1 | 5500 | 707 | 0.04 | 15 | 15 | 7 | 1e-11 | 5spot_SharedNeighbor | CO2 | Porous | Wet | R245fa | MinimizeLCOE_Brownfield | IgnoreSilica | 111.0534 | 28.1638 | 4.4244 | 4 | 4126.888 | 7108.2957 | 84.1322 | 144.9122 | 169.3538 | 20.1144 | 92.4883 | 8098045.559 | 0 | 3940558.4973 | 0 | 0 | 0 | 3316314.4901 | 5988418.2331 | 15580635.849 | 10634104.117 | 47558076.7456 | 961560.8286 | 24516122.6531 | 24516122.6531 | 18517163.4082 | 9730290.8829 | 0 | 73035760.2273 | 125799337.1715 | 10000 | 17.6975 | 4126.888 | 7108.2957 | 84.1322 | 144.9122
1 | 5500 | 707 | 0.04 | 15 | 15 | 7 | 1.3335e-11 | 5spot_SharedNeighbor | CO2 | Porous | Wet | R245fa | MinimizeLCOE_Brownfield | IgnoreSilica | 122.6897 | 31.3326 | 4.9958 | 4 | 3786.6266 | 6427.0338 | 77.1955 | 131.0238 | 168.6247 | 19.7299 | 112.3103 | 8638238.5312 | 0 | 4267551.4123 | 0 | 0 | 0 | 3299189.8464 | 6319942.1181 | 16443192.9929 | 11222817.0915 | 50190931.9923 | 961560.8286 | 24516122.6531 | 24516122.6531 | 18517163.4082 | 9730290.8829 | 0 | 75668615.474 | 128432192.4182 | 13335.2143 | 19.9831 | 3786.6266 | 6427.0338 | 77.1955 | 131.0238
1 | 5500 | 707 | 0.04 | 15 | 15 | 7 | 1.7783e-11 | 5spot_SharedNeighbor | CO2 | Porous | Wet | R245fa | MinimizeLCOE_Brownfield | IgnoreSilica | 132.6165 | 34.0606 | 5.4987 | 4 | 3530.2378 | 5929.1421 | 71.9687 | 120.8736 | 167.863 | 19.3671 | 112.7949 | 9071337.8995 | 0 | 4541616.2057 | 0 | 0 | 0 | 3230812.9367 | 6569069.1464 | 17091370.4175 | 11665211.5025 | 52169418.1084 | 961560.8286 | 24516122.6531 | 24516122.6531 | 18517163.4082 | 9730290.8829 | 0 | 77647101.5901 | 130410678.5343 | 17782.7941 | 21.9949 | 3530.2378 | 5929.1421 | 71.9687 | 120.8736
1 | 5500 | 707 | 0.04 | 15 | 15 | 7 | 2.3714e-11 | 5spot_SharedNeighbor | CO2 | Porous | Wet | R245fa | MinimizeLCOE_Brownfield | IgnoreSilica | 140.7944 | 36.326 | 5.9238 | 4 | 3337.4664 | 5564.2224 | 68.0388 | 113.4342 | 167.141 | 19.044 | 109.3268 | 9408918.0407 | 0 | 4764315.4669 | 0 | 0 | 0 | 3133865.2257 | 6749768.506 | 17561513.0846 | 11986093.5333 | 53604473.8571 | 961560.8286 | 24516122.6531 | 24516122.6531 | 18517163.4082 | 9730290.8829 | 0 | 79082157.3388 | 131845734.283 | 23713.7371 | 23.6953 | 3337.4664 | 5564.2224 | 68.0388 | 113.4342
1 | 5500 | 707 | 0.04 | 15 | 15 | 7 | 3.1623e-11 | 5spot_SharedNeighbor | CO2 | Porous | Wet | R245fa | MinimizeLCOE_Brownfield | IgnoreSilica | 147.3307 | 38.1498 | 6.2714 | 4 | 3192.6954 | 5296.0252 | 65.0874 | 107.9666 | 166.5027 | 18.7699 | 107.5262 | 9666126.0316 | 0 | 4940454.3133 | 0 | 0 | 0 | 3026277.4321 | 6876814.533 | 17892060.7863 | 12211699.1317 | 54613432.228 | 961560.8286 | 24516122.6531 | 24516122.6531 | 18517163.4082 | 9730290.8829 | 0 | 80091115.7097 | 132854692.6539 | 31622.7766 | 25.0857 | 3192.6954 | 5296.0252 | 65.0874 | 107.9666
1 | 5500 | 707 | 0.04 | 15 | 15 | 7 | 4.217e-11 | 5spot_SharedNeighbor | CO2 | Porous | Wet | R245fa | MinimizeLCOE_Brownfield | IgnoreSilica | 152.4534 | 39.5879 | 6.549 | 4 | 3084.0272 | 5098.2018 | 62.8721 | 103.9337 | 165.9639 | 18.5451 | 108.3721 | 9859762.2686 | 0 | 5077406.1622 | 0 | 0 | 0 | 2921198.6696 | 6964763.1691 | 18120885.0967 | 12367876.4255 | 55311891.7917 | 961560.8286 | 24516122.6531 | 24516122.6531 | 18517163.4082 | 9730290.8829 | 0 | 80789575.2735 | 133553152.2177 | 42169.6503 | 26.1961 | 3084.0272 | 5098.2018 | 62.8721 | 103.9337
1 | 5500 | 707 | 0.04 | 15 | 15 | 7 | 5.6234e-11 | 5spot_SharedNeighbor | CO2 | Porous | Wet | R245fa | MinimizeLCOE_Brownfield | IgnoreSilica | 156.4144 | 40.7054 | 6.7669 | 4 | 3002.4721 | 4951.7871 | 61.2095 | 100.9489 | 165.5239 | 18.3651 | 112.6545 | 10004633.5133 | 0 | 5182672.3143 | 0 | 0 | 0 | 2826230.4361 | 7025279.1428 | 18278335.2468 | 12475339.3882 | 55792490.0414 | 961560.8286 | 24516122.6531 | 24516122.6531 | 18517163.4082 | 9730290.8829 | 0 | 81270173.5232 | 134033750.4674 | 56234.1325 | 27.0678 | 3002.4721 | 4951.7871 | 61.2095 | 100.9489
1 | 5500 | 707 | 0.04 | 15 | 15 | 7 | 7.4989e-11 | 5spot_SharedNeighbor | CO2 | Porous | Wet | R245fa | MinimizeLCOE_Brownfield | IgnoreSilica | 159.4519 | 41.5657 | 6.9359 | 4 | 2941.2679 | 4843.0852 | 59.9617 | 98.7328 | 165.1725 | 18.2235 | 105.9332 | 10112817.8081 | 0 | 5263032.9738 | 0 | 0 | 0 | 2744774.2869 | 7067043.7768 | 18386998.2573 | 12549504.1256 | 56124171.2285 | 961560.8286 | 24516122.6531 | 24516122.6531 | 18517163.4082 | 9730290.8829 | 0 | 81601854.7102 | 134365431.6544 | 74989.4209 | 27.7438 | 2941.2679 | 4843.0852 | 59.9617 | 98.7328
1 | 5500 | 707 | 0.04 | 15 | 15 | 7 | 1e-10 | 5spot_SharedNeighbor | CO2 | Porous | Wet | R245fa | MinimizeLCOE_Brownfield | IgnoreSilica | 161.7734 | 42.225 | 7.066 | 4 | 2895.3375 | 4762.1473 | 59.0254 | 97.0828 | 164.8956 | 18.1132 | 119.4573 | 10193781.3641 | 0 | 5324245.2634 | 0 | 0 | 0 | 2677524.3937 | 7096264.8983 | 18463025.6213 | 12601394.3638 | 56356235.9046 | 961560.8286 | 24516122.6531 | 24516122.6531 | 18517163.4082 | 9730290.8829 | 0 | 81833919.3864 | 134597496.3306 | 100000 | 28.264 | 2895.3375 | 4762.1473 | 59.0254 | 97.0828
1 | 5500 | 707 | 0.04 | 15 | 15 | 7 | 1.3335e-10 | 5spot_SharedNeighbor | CO2 | Porous | Wet | R245fa | MinimizeLCOE_Brownfield | IgnoreSilica | 163.525 | 42.7239 | 7.1651 | 4 | 2860.871 | 4701.8584 | 58.3227 | 95.8537 | 164.6818 | 18.0287 | 112.363 | 10253870.2417 | 0 | 5370314.3743 | 0 | 0 | 0 | 2623027.2832 | 7116412.6407 | 18515445.9141 | 12637172.2907 | 56516242.7447 | 961560.8286 | 24516122.6531 | 24516122.6531 | 18517163.4082 | 9730290.8829 | 0 | 81993926.2264 | 134757503.1706 | 133352.1432 | 28.6605 | 2860.871 | 4701.8584 | 58.3227 | 95.8537
1 | 5500 | 707 | 0.04 | 15 | 15 | 7 | 1.7783e-10 | 5spot_SharedNeighbor | CO2 | Porous | Wet | R245fa | MinimizeLCOE_Brownfield | IgnoreSilica | 164.848 | 43.1015 | 7.2404 | 4 | 2835.0088 | 4656.8516 | 57.7955 | 94.9362 | 164.5176 | 17.9642 | 119.4974 | 10298682.3672 | 0 | 5405045.1859 | 0 | 0 | 0 | 2579842.5301 | 7130592.3325 | 18552338.5634 | 12662352.282 | 56628853.2611 | 961560.8286 | 24516122.6531 | 24516122.6531 | 18517163.4082 | 9730290.8829 | 0 | 82106536.7428 | 134870113.687 | 177827.941 | 28.9617 | 2835.0088 | 4656.8516 | 57.7955 | 94.9362
1 | 5500 | 707 | 0.04 | 15 | 15 | 7 | 2.3714e-10 | 5spot_SharedNeighbor | CO2 | Porous | Wet | R245fa | MinimizeLCOE_Brownfield | IgnoreSilica | 165.8567 | 43.3894 | 7.2977 | 4 | 2815.6046 | 4623.1508 | 57.3999 | 94.2492 | 164.3908 | 17.9146 | 114.8745 | 10332517.8429 | 0 | 5431487.7158 | 0 | 0 | 0 | 2546360.6269 | 7141042.8124 | 18579528.5686 | 12680910.0192 | 56711847.5857 | 961560.8286 | 24516122.6531 | 24516122.6531 | 18517163.4082 | 9730290.8829 | 0 | 82189531.0675 | 134953108.0117 | 237137.3706 | 29.1907 | 2815.6046 | 4623.1508 | 57.3999 | 94.2492
1 | 5500 | 707 | 0.04 | 15 | 15 | 7 | 3.1623e-10 | 5spot_SharedNeighbor | CO2 | Porous | Wet | R245fa | MinimizeLCOE_Brownfield | IgnoreSilica | 166.6138 | 43.6058 | 7.3409 | 4 | 2801.0471 | 4597.956 | 57.1031 | 93.7356 | 164.2947 | 17.8771 | 124.5213 | 10357721.7566 | 0 | 5451312.7567 | 0 | 0 | 0 | 2520407.6154 | 7148482.4302 | 18598884.9279 | 12694121.1322 | 56770930.6189 | 961560.8286 | 24516122.6531 | 24516122.6531 | 18517163.4082 | 9730290.8829 | 0 | 82248614.1006 | 135012191.0448 | 316227.766 | 29.3635 | 2801.0471 | 4597.956 | 57.1031 | 93.7356
1 | 5500 | 707 | 0.04 | 15 | 15 | 7 | 4.217e-10 | 5spot_SharedNeighbor | CO2 | Porous | Wet | R245fa | MinimizeLCOE_Brownfield | IgnoreSilica | 167.1861 | 43.7694 | 7.3735 | 4 | 2790.1266 | 4579.082 | 56.8805 | 93.3508 | 164.2216 | 17.8487 | 116.6657 | 10376667.4005 | 0 | 5466288.1785 | 0 | 0 | 0 | 2500556.421 | 7153969.68 | 18613161.6264 | 12703865.2722 | 56814508.5786 | 961560.8286 | 24516122.6531 | 24516122.6531 | 18517163.4082 | 9730290.8829 | 0 | 82292192.0604 | 135055769.0045 | 421696.5034 | 29.4941 | 2790.1266 | 4579.082 | 56.8805 | 93.3508
1 | 5500 | 707 | 0.04 | 15 | 15 | 7 | 5.6234e-10 | 5spot_SharedNeighbor | CO2 | Porous | Wet | R245fa | MinimizeLCOE_Brownfield | IgnoreSilica | 167.6077 | 43.8903 | 7.3979 | 4 | 2781.9351 | 4564.9956 | 56.7135 | 93.0636 | 164.1674 | 17.8276 | 118.1771 | 10390559.7064 | 0 | 5477311.7901 | 0 | 0 | 0 | 2485216.4095 | 7157704.2833 | 18622878.2982 | 12710497.1004 | 56844167.5879 | 961560.8286 | 24516122.6531 | 24516122.6531 | 18517163.4082 | 9730290.8829 | 0 | 82321851.0696 | 135085428.0138 | 562341.3252 | 29.5916 | 2781.9351 | 4564.9956 | 56.7135 | 93.0636
1 | 5500 | 707 | 0.04 | 15 | 15 | 7 | 7.4989e-10 | 5spot_SharedNeighbor | CO2 | Porous | Wet | R245fa | MinimizeLCOE_Brownfield | IgnoreSilica | 167.9218 | 43.9805 | 7.4162 | 4 | 2775.7909 | 4554.4568 | 56.5883 | 92.8488 | 164.1268 | 17.8119 | 129.5429 | 10400877.8741 | 0 | 5485522.5569 | 0 | 0 | 0 | 2473509.2465 | 7160364.7742 | 18629800.3497 | 12715221.5428 | 56865296.3442 | 961560.8286 | 24516122.6531 | 24516122.6531 | 18517163.4082 | 9730290.8829 | 0 | 82342979.826 | 135106556.7702 | 749894.2093 | 29.6647 | 2775.7909 | 4554.4568 | 56.5883 | 92.8488
1 | 5500 | 707 | 0.04 | 15 | 15 | 7 | 1e-09 | 5spot_SharedNeighbor | CO2 | Porous | Wet | R245fa | MinimizeLCOE_Brownfield | IgnoreSilica | 168.1607 | 44.0491 | 7.43 | 4 | 2771.1826 | 4546.5431 | 56.4943 | 92.6874 | 164.0958 | 17.8 | 118.9274 | 10408707.9755 | 0 | 5491765.893 | 0 | 0 | 0 | 2464715.0518 | 7162423.6789 | 18635157.1973 | 12718877.7014 | 56881647.4978 | 961560.8286 | 24516122.6531 | 24516122.6531 | 18517163.4082 | 9730290.8829 | 0 | 82359330.9795 | 135122907.9237 | 1000000 | 29.7199 | 2771.1826 | 4546.5431 | 56.4943 | 92.6874
1 | 5500 | 707 | 0.04 | 15 | 15 | 7 | 1.3335e-09 | 5spot_SharedNeighbor | CO2 | Porous | Wet | R245fa | MinimizeLCOE_Brownfield | IgnoreSilica | 168.3434 | 44.1014 | 7.4404 | 4 | 2767.7264 | 4540.5943 | 56.4238 | 92.5662 | 164.0722 | 17.7908 | 129.8008 | 10414682.2787 | 0 | 5496536.5046 | 0 | 0 | 0 | 2458145.3417 | 7164052.0087 | 18639393.7776 | 12721769.2545 | 56894579.1658 | 961560.8286 | 24516122.6531 | 24516122.6531 | 18517163.4082 | 9730290.8829 | 0 | 82372262.6475 | 135135839.5917 | 1333521.4322 | 29.7617 | 2767.7264 | 4540.5943 | 56.4238 | 92.5662
1 | 5500 | 707 | 0.04 | 15 | 15 | 7 | 1.7783e-09 | 5spot_SharedNeighbor | CO2 | Porous | Wet | R245fa | MinimizeLCOE_Brownfield | IgnoreSilica | 168.4897 | 44.1429 | 7.4485 | 4 | 2765.1343 | 4536.0852 | 56.371 | 92.4742 | 164.0532 | 17.7834 | 120.909 | 10419464.5704 | 0 | 5500358.2376 | 0 | 0 | 0 | 2453397.0147 | 7165555.7308 | 18643306.154 | 12724439.5318 | 56906521.2393 | 961560.8286 | 24516122.6531 | 24516122.6531 | 18517163.4082 | 9730290.8829 | 0 | 82384204.721 | 135147781.6652 | 1778279.41 | 29.7939 | 2765.1343 | 4536.0852 | 56.371 | 92.4742
1 | 5500 | 707 | 0.04 | 15 | 15 | 7 | 2.3714e-09 | 5spot_SharedNeighbor | CO2 | Porous | Wet | R245fa | MinimizeLCOE_Brownfield | IgnoreSilica | 168.5823 | 44.1698 | 7.4541 | 4 | 2763.1904 | 4532.7977 | 56.3314 | 92.4072 | 164.0411 | 17.7788 | 119.2354 | 10422484.1846 | 0 | 5502776.7129 | 0 | 0 | 0 | 2449441.0327 | 7166133.7528 | 18644810.0486 | 12725465.9707 | 56911111.7023 | 961560.8286 | 24516122.6531 | 24516122.6531 | 18517163.4082 | 9730290.8829 | 0 | 82388795.184 | 135152372.1282 | 2371373.7057 | 29.8165 | 2763.1904 | 4532.7977 | 56.3314 | 92.4072
1 | 5500 | 707 | 0.04 | 15 | 15 | 7 | 3.1623e-09 | 5spot_SharedNeighbor | CO2 | Porous | Wet | R245fa | MinimizeLCOE_Brownfield | IgnoreSilica | 168.6601 | 44.1921 | 7.4586 | 4 | 2761.7326 | 4530.2881 | 56.3017 | 92.3561 | 164.031 | 17.7749 | 126.4035 | 10425021.0212 | 0 | 5504808.0269 | 0 | 0 | 0 | 2446649.7374 | 7166826.7263 | 18646613.0236 | 12726696.5382 | 56916615.0737 | 961560.8286 | 24516122.6531 | 24516122.6531 | 18517163.4082 | 9730290.8829 | 0 | 82394298.5554 | 135157875.4996 | 3162277.6602 | 29.8343 | 2761.7326 | 4530.2881 | 56.3017 | 92.3561
1 | 5500 | 707 | 0.04 | 15 | 15 | 7 | 4.217e-09 | 5spot_SharedNeighbor | CO2 | Porous | Wet | R245fa | MinimizeLCOE_Brownfield | IgnoreSilica | 168.7138 | 44.2076 | 7.4618 | 4 | 2760.6394 | 4528.4315 | 56.2794 | 92.3182 | 164.024 | 17.7722 | 121.5197 | 10426770.489 | 0 | 5506210.4915 | 0 | 0 | 0 | 2444449.3727 | 7167197.8377 | 18647578.5794 | 12727355.5498 | 56919562.3201 | 961560.8286 | 24516122.6531 | 24516122.6531 | 18517163.4082 | 9730290.8829 | 0 | 82397245.8018 | 135160822.746 | 4216965.0343 | 29.8472 | 2760.6394 | 4528.4315 | 56.2794 | 92.3182
1 | 5500 | 707 | 0.04 | 15 | 15 | 7 | 5.6234e-09 | 5spot_SharedNeighbor | CO2 | Porous | Wet | R245fa | MinimizeLCOE_Brownfield | IgnoreSilica | 168.7675 | 44.2226 | 7.4645 | 4 | 2759.8195 | 4526.9673 | 56.2627 | 92.2884 | 164.017 | 17.7695 | 115.0056 | 10428522.7023 | 0 | 5507612.8667 | 0 | 0 | 0 | 2443092.4872 | 7167898.9419 | 18649402.7087 | 12728600.5556 | 56925130.2625 | 961560.8286 | 24516122.6531 | 24516122.6531 | 18517163.4082 | 9730290.8829 | 0 | 82402813.7442 | 135166390.6884 | 5623413.2519 | 29.858 | 2759.8195 | 4526.9673 | 56.2627 | 92.2884
1 | 5500 | 707 | 0.04 | 15 | 15 | 7 | 7.4989e-09 | 5spot_SharedNeighbor | CO2 | Porous | Wet | R245fa | MinimizeLCOE_Brownfield | IgnoreSilica | 168.7844 | 44.228 | 7.466 | 4 | 2759.2047 | 4525.9954 | 56.2501 | 92.2685 | 164.0147 | 17.7686 | 132.374 | 10429067.385 | 0 | 5508052.6737 | 0 | 0 | 0 | 2441557.0181 | 7167684.0599 | 18648843.6298 | 12728218.9728 | 56923423.7393 | 961560.8286 | 24516122.6531 | 24516122.6531 | 18517163.4082 | 9730290.8829 | 0 | 82401107.221 | 135164684.1652 | 7498942.0933 | 29.8641 | 2759.2047 | 4525.9954 | 56.2501 | 92.2685
1 | 5500 | 707 | 0.04 | 15 | 15 | 7 | 1e-08 | 5spot_SharedNeighbor | CO2 | Porous | Wet | R245fa | MinimizeLCOE_Brownfield | IgnoreSilica | 168.8233 | 44.2386 | 7.4677 | 4 | 2758.7436 | 4525.1255 | 56.2407 | 92.2508 | 164.0097 | 17.7667 | 138.5311 | 10430337.2595 | 0 | 5509068.1108 | 0 | 0 | 0 | 2440983.0618 | 7168351.4885 | 18650580.1421 | 12729404.1781 | 56928724.2409 | 961560.8286 | 24516122.6531 | 24516122.6531 | 18517163.4082 | 9730290.8829 | 0 | 82406407.7226 | 135169984.6668 | 10000000 | 29.871 | 2758.7436 | 4525.1255 | 56.2407 | 92.2508
1 | 5600 | 707 | 0.04 | 15 | 15 | 7 | 1e-13 | 5spot_SharedNeighbor | CO2 | Porous | Wet | R245fa | MinimizeLCOE_Brownfield | IgnoreSilica | 1.6 | 0.066592 | 0.010131 | 4 | 685611.8485 | 2017652.5128 | 13977.1249 | 41132.5756 | 91.4421 | 18.4819 | 25.4462 | 240933.7575 | 0 | 97448.1265 | 0 | 0 | 0 | 214090.9722 | 215464.4139 | 560594.2072 | 382617.0655 | 1711148.5428 | 961560.8286 | 25111985.0635 | 25111985.0635 | 18927833.0506 | 9941662.686 | 0 | 27784694.435 | 81766175.2351 | 100 | 0.040525 | 685611.8485 | 2017652.5128 | 13977.1249 | 41132.5756
1 | 5600 | 707 | 0.04 | 15 | 15 | 7 | 1.3335e-13 | 5spot_SharedNeighbor | CO2 | Porous | Wet | R245fa | MinimizeLCOE_Brownfield | IgnoreSilica | 3.6903 | 0.37377 | 0.03764 | 4 | 200329.6343 | 558866.456 | 4083.9906 | 11393.2486 | 125.3153 | 20.4326 | 58.6102 | 568783.2268 | 0 | 258693.4467 | 0 | 0 | 0 | 492461.3163 | 514775.816 | 1339341.0783 | 914127.8067 | 4088182.6909 | 961560.8286 | 25111985.0635 | 25111985.0635 | 18927833.0506 | 9941662.686 | 0 | 30161728.583 | 84143209.3832 | 133.3521 | 0.15056 | 200329.6343 | 558866.456 | 4083.9906 | 11393.2486
1 | 5600 | 707 | 0.04 | 15 | 15 | 7 | 1.7783e-13 | 5spot_SharedNeighbor | CO2 | Porous | Wet | R245fa | MinimizeLCOE_Brownfield | IgnoreSilica | 4.9861 | 0.64468 | 0.070076 | 4 | 111757.3142 | 304339.8516 | 2278.324 | 6204.3795 | 135.7588 | 20.8988 | 48.5162 | 754103.4525 | 0 | 329111.7349 | 0 | 0 | 0 | 612601.6806 | 661368.5785 | 1720745.3758 | 1174444.0768 | 5252374.899 | 961560.8286 | 25111985.0635 | 25111985.0635 | 18927833.0506 | 9941662.686 | 0 | 31325920.7911 | 85307401.5913 | 177.8279 | 0.2803 | 111757.3142 | 304339.8516 | 2278.324 | 6204.3795
1 | 5600 | 707 | 0.04 | 15 | 15 | 7 | 2.3714e-13 | 5spot_SharedNeighbor | CO2 | Porous | Wet | R245fa | MinimizeLCOE_Brownfield | IgnoreSilica | 6.601 | 1.0103 | 0.11586 | 4 | 70450.737 | 186931.9511 | 1436.2336 | 3810.8607 | 144.2033 | 21.2382 | 58.7446 | 968103.4415 | 0 | 411924.3615 | 0 | 0 | 0 | 743077.9926 | 828011.2603 | 2154315.4509 | 1470364.562 | 6575797.0688 | 961560.8286 | 25111985.0635 | 25111985.0635 | 18927833.0506 | 9941662.686 | 0 | 32649342.961 | 86630823.7611 | 237.1374 | 0.46344 | 70450.737 | 186931.9511 | 1436.2336 | 3810.8607
1 | 5600 | 707 | 0.04 | 15 | 15 | 7 | 3.1623e-13 | 5spot_SharedNeighbor | CO2 | Porous | Wet | R245fa | MinimizeLCOE_Brownfield | IgnoreSilica | 8.6324 | 1.4932 | 0.17853 | 4 | 47852.3409 | 123444.0903 | 975.5347 | 2516.5748 | 151.0577 | 21.4906 | 66.0589 | 1216996.7066 | 0 | 510550.0419 | 0 | 0 | 0 | 887255.2657 | 1019772.7855 | 2653239.6038 | 1810890.5482 | 8098704.9517 | 961560.8286 | 25111985.0635 | 25111985.0635 | 18927833.0506 | 9941662.686 | 0 | 34172250.8439 | 88153731.644 | 316.2278 | 0.71412 | 47852.3409 | 123444.0903 | 975.5347 | 2516.5748
1 | 5600 | 707 | 0.04 | 15 | 15 | 7 | 4.217e-13 | 5spot_SharedNeighbor | CO2 | Porous | Wet | R245fa | MinimizeLCOE_Brownfield | IgnoreSilica | 11.2271 | 2.1281 | 0.26294 | 4 | 34191.4027 | 85515.8889 | 697.038 | 1743.3571 | 156.6547 | 21.6808 | 58.8074 | 1510749.0206 | 0 | 630009.9349 | 0 | 0 | 0 | 1051713.3354 | 1245064.1934 | 3239401.6336 | 2210958.178 | 9887896.2958 | 961560.8286 | 25111985.0635 | 25111985.0635 | 18927833.0506 | 9941662.686 | 0 | 35961442.188 | 89942922.9881 | 421.6965 | 1.0518 | 34191.4027 | 85515.8889 | 697.038 | 1743.3571
1 | 5600 | 707 | 0.04 | 15 | 15 | 7 | 5.6234e-13 | 5spot_SharedNeighbor | CO2 | Porous | Wet | R245fa | MinimizeLCOE_Brownfield | IgnoreSilica | 14.5056 | 2.9469 | 0.37506 | 4 | 25354.1466 | 61335.6876 | 516.8786 | 1250.411 | 161.1376 | 21.8201 | 68.0907 | 1853900.8024 | 0 | 773322.0856 | 0 | 0 | 0 | 1235597.7282 | 1506500.0403 | 3919604.0793 | 2675210.3239 | 11964135.0598 | 961560.8286 | 25111985.0635 | 25111985.0635 | 18927833.0506 | 9941662.686 | 0 | 38037680.9519 | 92019161.7521 | 562.3413 | 1.5003 | 25354.1466 | 61335.6876 | 516.8786 | 1250.411
1 | 5600 | 707 | 0.04 | 15 | 15 | 7 | 7.4989e-13 | 5spot_SharedNeighbor | CO2 | Porous | Wet | R245fa | MinimizeLCOE_Brownfield | IgnoreSilica | 18.6667 | 3.9999 | 0.52277 | 4 | 19352.0576 | 45167.2288 | 394.5179 | 920.7951 | 164.7206 | 21.9179 | 58.9098 | 2257024.7637 | 0 | 946206.8086 | 0 | 0 | 0 | 1443812.603 | 1812347.2284 | 4715355.7246 | 3218327.1729 | 14393074.3012 | 961560.8286 | 25111985.0635 | 25111985.0635 | 18927833.0506 | 9941662.686 | 0 | 40466620.1934 | 94448100.9935 | 749.8942 | 2.0911 | 19352.0576 | 45167.2288 | 394.5179 | 920.7951
1 | 5600 | 707 | 0.04 | 15 | 15 | 7 | 1e-12 | 5spot_SharedNeighbor | CO2 | Porous | Wet | R245fa | MinimizeLCOE_Brownfield | IgnoreSilica | 23.8749 | 5.3323 | 0.71512 | 4 | 15124.7504 | 33996.1719 | 308.3385 | 693.0579 | 167.5281 | 21.9773 | 70.4923 | 2724678.4466 | 0 | 1152087.9501 | 0 | 0 | 0 | 1673514.0732 | 2164609.3833 | 5631869.5928 | 3843866.7204 | 17190626.1664 | 961560.8286 | 25111985.0635 | 25111985.0635 | 18927833.0506 | 9941662.686 | 0 | 43264172.0586 | 97245652.8587 | 1000 | 2.8605 | 15124.7504 | 33996.1719 | 308.3385 | 693.0579
1 | 5600 | 707 | 0.04 | 15 | 15 | 7 | 1.3335e-12 | 5spot_SharedNeighbor | CO2 | Porous | Wet | R245fa | MinimizeLCOE_Brownfield | IgnoreSilica | 30.377 | 7.009 | 0.96334 | 4 | 12063.6246 | 26072.5151 | 245.9333 | 531.5235 | 169.7076 | 21.9985 | 77.3089 | 3266552.7082 | 0 | 1396908.2757 | 0 | 0 | 0 | 1926926.126 | 2570250.9729 | 6687265.8005 | 4564196.3184 | 20412100.2017 | 961560.8286 | 25111985.0635 | 25111985.0635 | 18927833.0506 | 9941662.686 | 0 | 46485646.0938 | 100467126.894 | 1333.5214 | 3.8534 | 12063.6246 | 26072.5151 | 245.9333 | 531.5235
1 | 5600 | 707 | 0.04 | 15 | 15 | 7 | 1.7783e-12 | 5spot_SharedNeighbor | CO2 | Porous | Wet | R245fa | MinimizeLCOE_Brownfield | IgnoreSilica | 38.4085 | 9.0947 | 1.2796 | 4 | 9799.1382 | 20345.5405 | 199.7687 | 414.7714 | 171.3583 | 21.9768 | 84.0061 | 3888406.6706 | 0 | 1685287.4599 | 0 | 0 | 0 | 2201931.2245 | 3032493.8885 | 7889927.0477 | 5385037.3319 | 24083083.6231 | 961560.8286 | 25111985.0635 | 25111985.0635 | 18927833.0506 | 9941662.686 | 0 | 50156629.5153 | 104138110.3154 | 1778.2794 | 5.1185 | 9799.1382 | 20345.5405 | 199.7687 | 414.7714
1 | 5600 | 707 | 0.04 | 15 | 15 | 7 | 2.3714e-12 | 5spot_SharedNeighbor | CO2 | Porous | Wet | R245fa | MinimizeLCOE_Brownfield | IgnoreSilica | 48.0944 | 11.6296 | 1.6744 | 4 | 8096.9463 | 16156.8756 | 165.0672 | 329.3798 | 172.5431 | 21.9034 | 71.9813 | 4585785.6891 | 0 | 2017472.3333 | 0 | 0 | 0 | 2487329.8212 | 3545329.259 | 9224219.4849 | 6295719.3372 | 28155855.9246 | 961560.8286 | 25111985.0635 | 25111985.0635 | 18927833.0506 | 9941662.686 | 0 | 54229401.8167 | 108210882.6169 | 2371.3737 | 6.6975 | 8096.9463 | 16156.8756 | 165.0672 | 329.3798
1 | 5600 | 707 | 0.04 | 15 | 15 | 7 | 3.1623e-12 | 5spot_SharedNeighbor | CO2 | Porous | Wet | R245fa | MinimizeLCOE_Brownfield | IgnoreSilica | 59.4897 | 14.6354 | 2.1544 | 4 | 6803.5154 | 13067.5813 | 138.6989 | 266.4003 | 173.3088 | 21.7662 | 88.9039 | 5349128.3985 | 0 | 2391584.0816 | 0 | 0 | 0 | 2770766.9635 | 4099476.983 | 10665998.1914 | 7279762.93 | 32556717.548 | 961560.8286 | 25111985.0635 | 25111985.0635 | 18927833.0506 | 9941662.686 | 0 | 58630263.4402 | 112611744.2403 | 3162.2777 | 8.6176 | 6803.5154 | 13067.5813 | 138.6989 | 266.4003
1 | 5600 | 707 | 0.04 | 15 | 15 | 7 | 4.217e-12 | 5spot_SharedNeighbor | CO2 | Porous | Wet | R245fa | MinimizeLCOE_Brownfield | IgnoreSilica | 72.3083 | 18.0474 | 2.7147 | 4 | 5815.3777 | 10786.5669 | 118.5543 | 219.8988 | 173.6695 | 21.5548 | 85.5673 | 6147990.2788 | 0 | 2795651.5235 | 0 | 0 | 0 | 3026597.3251 | 4668393.2597 | 12146201.6426 | 8290032.2005 | 37074866.2302 | 961560.8286 | 25111985.0635 | 25111985.0635 | 18927833.0506 | 9941662.686 | 0 | 63148412.1223 | 117129892.9225 | 4216.965 | 10.8589 | 5815.3777 | 10786.5669 | 118.5543 | 219.8988
1 | 5600 | 707 | 0.04 | 15 | 15 | 7 | 5.6234e-12 | 5spot_SharedNeighbor | CO2 | Porous | Wet | R245fa | MinimizeLCOE_Brownfield | IgnoreSilica | 85.9935 | 21.7249 | 3.3359 | 4 | 5060.1284 | 9105.6233 | 103.1576 | 185.6304 | 173.6438 | 21.2665 | 95.7544 | 6941220.3136 | 0 | 3211477.7212 | 0 | 0 | 0 | 3229093.2334 | 5218898.5946 | 13578503.5998 | 9267607.7172 | 41446801.1799 | 961560.8286 | 25111985.0635 | 25111985.0635 | 18927833.0506 | 9941662.686 | 0 | 67520347.072 | 121501827.8722 | 5623.4133 | 13.3436 | 5060.1284 | 9105.6233 | 103.1576 | 185.6304
1 | 5600 | 707 | 0.04 | 15 | 15 | 7 | 7.4989e-12 | 5spot_SharedNeighbor | CO2 | Porous | Wet | R245fa | MinimizeLCOE_Brownfield | IgnoreSilica | 99.7324 | 25.4539 | 3.9839 | 4 | 4484.5381 | 7872.0114 | 91.4234 | 160.4816 | 173.2824 | 20.914 | 110.4713 | 7682061.9469 | 0 | 3615775.0501 | 0 | 0 | 0 | 3357191.4992 | 5715461.1135 | 14870457.415 | 10149392.7431 | 45390339.7676 | 961560.8286 | 25111985.0635 | 25111985.0635 | 18927833.0506 | 9941662.686 | 0 | 71463885.6597 | 125445366.4599 | 7498.9421 | 15.9356 | 4484.5381 | 7872.0114 | 91.4234 | 160.4816
1 | 5600 | 707 | 0.04 | 15 | 15 | 7 | 1e-11 | 5spot_SharedNeighbor | CO2 | Porous | Wet | R245fa | MinimizeLCOE_Brownfield | IgnoreSilica | 112.7144 | 29.0126 | 4.6189 | 4 | 4047.7528 | 6969.4932 | 82.5189 | 142.0825 | 172.677 | 20.5235 | 116.8706 | 8334371.1207 | 0 | 3987639.6248 | 0 | 0 | 0 | 3405442.214 | 6133706.6542 | 15958646.5179 | 10892104.1659 | 48711910.2975 | 961560.8286 | 25111985.0635 | 25111985.0635 | 18927833.0506 | 9941662.686 | 0 | 74785456.1896 | 128766936.9897 | 10000 | 18.4758 | 4047.7528 | 6969.4932 | 82.5189 | 142.0825
1 | 5600 | 707 | 0.04 | 15 | 15 | 7 | 1.3335e-11 | 5spot_SharedNeighbor | CO2 | Porous | Wet | R245fa | MinimizeLCOE_Brownfield | IgnoreSilica | 124.3144 | 32.2232 | 5.2058 | 4 | 3717.6244 | 6310.0164 | 75.7888 | 128.6382 | 171.9387 | 20.127 | 119.1454 | 8879328.091 | 0 | 4312702.7453 | 0 | 0 | 0 | 3383522.8806 | 6464465.9496 | 16819214.3566 | 11479459.3987 | 51338693.4218 | 961560.8286 | 25111985.0635 | 25111985.0635 | 18927833.0506 | 9941662.686 | 0 | 77412239.3139 | 131393720.1141 | 13335.2143 | 20.823 | 3717.6244 | 6310.0164 | 75.7888 | 128.6382
1 | 5600 | 707 | 0.04 | 15 | 15 | 7 | 1.7783e-11 | 5spot_SharedNeighbor | CO2 | Porous | Wet | R245fa | MinimizeLCOE_Brownfield | IgnoreSilica | 134.1977 | 34.9834 | 5.7209 | 4 | 3469.0457 | 5828.0037 | 70.7212 | 118.8117 | 171.1712 | 19.7547 | 116.2244 | 9315879.1053 | 0 | 4584885.1209 | 0 | 0 | 0 | 3311501.0325 | 6712783.4509 | 17465285.558 | 11920416.2691 | 53310750.5367 | 961560.8286 | 25111985.0635 | 25111985.0635 | 18927833.0506 | 9941662.686 | 0 | 79384296.4288 | 133365777.229 | 17782.7941 | 22.8836 | 3469.0457 | 5828.0037 | 70.7212 | 118.8117
1 | 5600 | 707 | 0.04 | 15 | 15 | 7 | 2.3714e-11 | 5spot_SharedNeighbor | CO2 | Porous | Wet | R245fa | MinimizeLCOE_Brownfield | IgnoreSilica | 142.2876 | 37.2619 | 6.1544 | 4 | 3282.2084 | 5475.0161 | 66.9123 | 111.6156 | 170.4497 | 19.4256 | 116.5043 | 9654100.963 | 0 | 4804696.0435 | 0 | 0 | 0 | 3210493.5766 | 6891023.3274 | 17929029.1547 | 12236930.8028 | 54726273.8679 | 961560.8286 | 25111985.0635 | 25111985.0635 | 18927833.0506 | 9941662.686 | 0 | 80799819.7601 | 134781300.5602 | 23713.7371 | 24.6175 | 3282.2084 | 5475.0161 | 66.9123 | 111.6156
1 | 5600 | 707 | 0.04 | 15 | 15 | 7 | 3.1623e-11 | 5spot_SharedNeighbor | CO2 | Porous | Wet | R245fa | MinimizeLCOE_Brownfield | IgnoreSilica | 148.7675 | 39.0995 | 6.5087 | 4 | 3141.9297 | 5215.3624 | 64.0525 | 106.3222 | 169.8113 | 19.1461 | 112.3793 | 9912470.1451 | 0 | 4978961.9576 | 0 | 0 | 0 | 3100662.2459 | 7016916.796 | 18256578.1356 | 12460489.7127 | 55726078.9929 | 961560.8286 | 25111985.0635 | 25111985.0635 | 18927833.0506 | 9941662.686 | 0 | 81799624.885 | 135781105.6851 | 31622.7766 | 26.0348 | 3141.9297 | 5215.3624 | 64.0525 | 106.3222
1 | 5600 | 707 | 0.04 | 15 | 15 | 7 | 4.217e-11 | 5spot_SharedNeighbor | CO2 | Porous | Wet | R245fa | MinimizeLCOE_Brownfield | IgnoreSilica | 153.8345 | 40.5454 | 6.7911 | 4 | 3036.6544 | 5023.8671 | 61.9063 | 102.4183 | 169.2742 | 18.9176 | 113.0089 | 10106610.4332 | 0 | 5114172.4547 | 0 | 0 | 0 | 2993873.041 | 7103715.8122 | 18482411.3709 | 12614625.5362 | 56415408.6482 | 961560.8286 | 25111985.0635 | 25111985.0635 | 18927833.0506 | 9941662.686 | 0 | 82488954.5403 | 136470435.3405 | 42169.6503 | 27.1644 | 3036.6544 | 5023.8671 | 61.9063 | 102.4183
1 | 5600 | 707 | 0.04 | 15 | 15 | 7 | 5.6234e-11 | 5spot_SharedNeighbor | CO2 | Porous | Wet | R245fa | MinimizeLCOE_Brownfield | IgnoreSilica | 157.7586 | 41.6704 | 7.0127 | 4 | 2957.6582 | 4882.0646 | 60.2959 | 99.5275 | 168.8351 | 18.7346 | 121.9965 | 10252131.8279 | 0 | 5218273.5598 | 0 | 0 | 0 | 2898015.2404 | 7163684.0449 | 18638436.4113 | 12721115.8323 | 56891656.9165 | 961560.8286 | 25111985.0635 | 25111985.0635 | 18927833.0506 | 9941662.686 | 0 | 82965202.8087 | 136946683.6088 | 56234.1325 | 28.051 | 2957.6582 | 4882.0646 | 60.2959 | 99.5275
1 | 5600 | 707 | 0.04 | 15 | 15 | 7 | 7.4989e-11 | 5spot_SharedNeighbor | CO2 | Porous | Wet | R245fa | MinimizeLCOE_Brownfield | IgnoreSilica | 160.7601 | 42.5344 | 7.1844 | 4 | 2898.382 | 4776.82 | 59.0874 | 97.3819 | 168.4855 | 18.5909 | 125.6811 | 10360550.5837 | 0 | 5297548.0934 | 0 | 0 | 0 | 2815849.6342 | 7204839.8414 | 18745515.3514 | 12794199.4092 | 57218502.9133 | 961560.8286 | 25111985.0635 | 25111985.0635 | 18927833.0506 | 9941662.686 | 0 | 83292048.8054 | 137273529.6056 | 74989.4209 | 28.7374 | 2898.382 | 4776.82 | 59.0874 | 97.3819
1 | 5600 | 707 | 0.04 | 15 | 15 | 7 | 1e-10 | 5spot_SharedNeighbor | CO2 | Porous | Wet | R245fa | MinimizeLCOE_Brownfield | IgnoreSilica | 163.0381 | 43.1925 | 7.316 | 4 | 2853.9032 | 4698.5416 | 58.1807 | 95.7861 | 168.212 | 18.4798 | 120.6633 | 10441145.3562 | 0 | 5357516.9335 | 0 | 0 | 0 | 2747783.5357 | 7233113.8719 | 18819078.579 | 12844407.8236 | 57443046.0998 | 961560.8286 | 25111985.0635 | 25111985.0635 | 18927833.0506 | 9941662.686 | 0 | 83516591.992 | 137498072.7921 | 100000 | 29.264 | 2853.9032 | 4698.5416 | 58.1807 | 95.7861
1 | 5600 | 707 | 0.04 | 15 | 15 | 7 | 1.3335e-10 | 5spot_SharedNeighbor | CO2 | Porous | Wet | R245fa | MinimizeLCOE_Brownfield | IgnoreSilica | 164.7749 | 43.6951 | 7.4167 | 4 | 2820.5288 | 4640.1217 | 57.5003 | 94.5952 | 167.9988 | 18.3939 | 123.5792 | 10501605.796 | 0 | 5403126.0319 | 0 | 0 | 0 | 2693193.1023 | 7253190.7228 | 18871314.4267 | 12880059.863 | 57602489.9427 | 961560.8286 | 25111985.0635 | 25111985.0635 | 18927833.0506 | 9941662.686 | 0 | 83676035.8349 | 137657516.635 | 133352.1432 | 29.6668 | 2820.5288 | 4640.1217 | 57.5003 | 94.5952
1 | 5600 | 707 | 0.04 | 15 | 15 | 7 | 1.7783e-10 | 5spot_SharedNeighbor | CO2 | Porous | Wet | R245fa | MinimizeLCOE_Brownfield | IgnoreSilica | 166.0756 | 44.0726 | 7.4929 | 4 | 2795.4879 | 4596.5712 | 56.9898 | 93.7073 | 167.8364 | 18.3288 | 125.4092 | 10546317.3183 | 0 | 5437219.9678 | 0 | 0 | 0 | 2649714.6144 | 7266968.2412 | 18907160.7035 | 12904525.6834 | 57711906.5286 | 961560.8286 | 25111985.0635 | 25111985.0635 | 18927833.0506 | 9941662.686 | 0 | 83785452.4208 | 137766933.2209 | 177827.941 | 29.9717 | 2795.4879 | 4596.5712 | 56.9898 | 93.7073
1 | 5600 | 707 | 0.04 | 15 | 15 | 7 | 2.3714e-10 | 5spot_SharedNeighbor | CO2 | Porous | Wet | R245fa | MinimizeLCOE_Brownfield | IgnoreSilica | 167.0546 | 44.3572 | 7.5506 | 4 | 2776.7011 | 4564.0289 | 56.6068 | 93.0439 | 167.7125 | 18.2795 | 117.8055 | 10579651.242 | 0 | 5462848.1451 | 0 | 0 | 0 | 2615746.8723 | 7276716.0412 | 18932522.4794 | 12921835.6166 | 57789320.3967 | 961560.8286 | 25111985.0635 | 25111985.0635 | 18927833.0506 | 9941662.686 | 0 | 83862866.2888 | 137844347.089 | 237137.3706 | 30.2023 | 2776.7011 | 4564.0289 | 56.6068 | 93.0439
1 | 5600 | 707 | 0.04 | 15 | 15 | 7 | 3.1623e-10 | 5spot_SharedNeighbor | CO2 | Porous | Wet | R245fa | MinimizeLCOE_Brownfield | IgnoreSilica | 167.8124 | 44.5769 | 7.5946 | 4 | 2762.6074 | 4539.5729 | 56.3195 | 92.5453 | 167.6159 | 18.241 | 117.2318 | 10605264.0712 | 0 | 5482661.875 | 0 | 0 | 0 | 2589982.6607 | 7284384.3567 | 18952473.8634 | 12935452.8462 | 57850219.6732 | 961560.8286 | 25111985.0635 | 25111985.0635 | 18927833.0506 | 9941662.686 | 0 | 83923765.5653 | 137905246.3655 | 316227.766 | 30.3785 | 2762.6074 | 4539.5729 | 56.3195 | 92.5453
1 | 5600 | 707 | 0.04 | 15 | 15 | 7 | 4.217e-10 | 5spot_SharedNeighbor | CO2 | Porous | Wet | R245fa | MinimizeLCOE_Brownfield | IgnoreSilica | 168.3628 | 44.7374 | 7.6274 | 4 | 2752.0351 | 4521.3734 | 56.104 | 92.1743 | 167.5451 | 18.213 | 127.7388 | 10623761.5522 | 0 | 5497044.4947 | 0 | 0 | 0 | 2569767.2498 | 7289323.5857 | 18965324.7242 | 12944223.8227 | 57889445.4293 | 961560.8286 | 25111985.0635 | 25111985.0635 | 18927833.0506 | 9941662.686 | 0 | 83962991.3215 | 137944472.1216 | 421696.5034 | 30.5094 | 2752.0351 | 4521.3734 | 56.104 | 92.1743
1 | 5600 | 707 | 0.04 | 15 | 15 | 7 | 5.6234e-10 | 5spot_SharedNeighbor | CO2 | Porous | Wet | R245fa | MinimizeLCOE_Brownfield | IgnoreSilica | 168.7844 | 44.8601 | 7.6522 | 4 | 2744.1051 | 4507.7019 | 55.9423 | 91.8956 | 167.4906 | 18.1914 | 128.8107 | 10637869.6893 | 0 | 5508052.6737 | 0 | 0 | 0 | 2554534.4842 | 7293178.1704 | 18975353.5629 | 12951068.7112 | 57920057.2918 | 961560.8286 | 25111985.0635 | 25111985.0635 | 18927833.0506 | 9941662.686 | 0 | 83993603.184 | 137975083.9841 | 562341.3252 | 30.6087 | 2744.1051 | 4507.7019 | 55.9423 | 91.8956
1 | 5600 | 707 | 0.04 | 15 | 15 | 7 | 7.4989e-10 | 5spot_SharedNeighbor | CO2 | Porous | Wet | R245fa | MinimizeLCOE_Brownfield | IgnoreSilica | 169.1035 | 44.9529 | 7.6709 | 4 | 2738.1571 | 4497.4469 | 55.821 | 91.6865 | 167.4492 | 18.1751 | 102.1793 | 10648517.0202 | 0 | 5516383.2266 | 0 | 0 | 0 | 2543023.3646 | 7296090.2084 | 18982930.0884 | 12956239.8455 | 57943183.7536 | 961560.8286 | 25111985.0635 | 25111985.0635 | 18927833.0506 | 9941662.686 | 0 | 84016729.6457 | 137998210.4459 | 749894.2093 | 30.6837 | 2738.1571 | 4497.4469 | 55.821 | 91.6865
1 | 5600 | 707 | 0.04 | 15 | 15 | 7 | 1e-09 | 5spot_SharedNeighbor | CO2 | Porous | Wet | R245fa | MinimizeLCOE_Brownfield | IgnoreSilica | 169.3445 | 45.023 | 7.685 | 4 | 2733.6961 | 4489.7557 | 55.7301 | 91.5297 | 167.4179 | 18.1627 | 118.8838 | 10656536.4281 | 0 | 5522670.7441 | 0 | 0 | 0 | 2534338.6687 | 7298282.8779 | 18988634.9647 | 12960133.5408 | 57960597.2243 | 961560.8286 | 25111985.0635 | 25111985.0635 | 18927833.0506 | 9941662.686 | 0 | 84034143.1165 | 138015623.9166 | 1000000 | 30.7401 | 2733.6961 | 4489.7557 | 55.7301 | 91.5297
1 | 5600 | 707 | 0.04 | 15 | 15 | 7 | 1.3335e-09 | 5spot_SharedNeighbor | CO2 | Porous | Wet | R245fa | MinimizeLCOE_Brownfield | IgnoreSilica | 169.5102 | 45.0718 | 7.6953 | 4 | 2730.3504 | 4484.0716 | 55.6619 | 91.4139 | 167.3962 | 18.1542 | 111.9099 | 10662039.8053 | 0 | 5526995.2502 | 0 | 0 | 0 | 2527438.1465 | 7299424.5488 | 18991605.3581 | 12962160.8954 | 57969664.0044 | 961560.8286 | 25111985.0635 | 25111985.0635 | 18927833.0506 | 9941662.686 | 0 | 84043209.8965 | 138024690.6967 | 1333521.4322 | 30.7811 | 2730.3504 | 4484.0716 | 55.6619 | 91.4139
1 | 5600 | 707 | 0.04 | 15 | 15 | 7 | 1.7783e-09 | 5spot_SharedNeighbor | CO2 | Porous | Wet | R245fa | MinimizeLCOE_Brownfield | IgnoreSilica | 169.6493 | 45.1121 | 7.7033 | 4 | 2727.8412 | 4479.7329 | 55.6107 | 91.3254 | 167.378 | 18.147 | 119.9541 | 10666655.2355 | 0 | 5530623.0873 | 0 | 0 | 0 | 2522569.1089 | 7300740.4984 | 18995029.189 | 12964497.7303 | 57980114.8494 | 961560.8286 | 25111985.0635 | 25111985.0635 | 18927833.0506 | 9941662.686 | 0 | 84053660.7416 | 138035141.5417 | 1778279.41 | 30.8133 | 2727.8412 | 4479.7329 | 55.6107 | 91.3254
1 | 5600 | 707 | 0.04 | 15 | 15 | 7 | 2.3714e-09 | 5spot_SharedNeighbor | CO2 | Porous | Wet | R245fa | MinimizeLCOE_Brownfield | IgnoreSilica | 169.7466 | 45.1406 | 7.7092 | 4 | 2725.9595 | 4476.5181 | 55.5724 | 91.2599 | 167.3653 | 18.142 | 116.3741 | 10669876.8297 | 0 | 5533158.9992 | 0 | 0 | 0 | 2518742.4442 | 7301493.5265 | 18996988.4138 | 12965834.9415 | 57986095.155 | 961560.8286 | 25111985.0635 | 25111985.0635 | 18927833.0506 | 9941662.686 | 0 | 84059641.0471 | 138041121.8473 | 2371373.7057 | 30.8367 | 2725.9595 | 4476.5181 | 55.5724 | 91.2599
1 | 5600 | 707 | 0.04 | 15 | 15 | 7 | 3.1623e-09 | 5spot_SharedNeighbor | CO2 | Porous | Wet | R245fa | MinimizeLCOE_Brownfield | IgnoreSilica | 169.8197 | 45.162 | 7.7136 | 4 | 2724.5483 | 4474.1068 | 55.5436 | 91.2107 | 167.3557 | 18.1382 | 111.5353 | 10672298.9233 | 0 | 5535066.7795 | 0 | 0 | 0 | 2515869.3426 | 7302061.6677 | 18998466.6006 | 12966843.8343 | 57990607.148 | 961560.8286 | 25111985.0635 | 25111985.0635 | 18927833.0506 | 9941662.686 | 0 | 84064153.0401 | 138045633.8403 | 3162277.6602 | 30.8543 | 2724.5483 | 4474.1068 | 55.5436 | 91.2107
1 | 5600 | 707 | 0.04 | 15 | 15 | 7 | 4.217e-09 | 5spot_SharedNeighbor | CO2 | Porous | Wet | R245fa | MinimizeLCOE_Brownfield | IgnoreSilica | 169.8781 | 45.1789 | 7.717 | 4 | 2723.49 | 4472.2806 | 55.522 | 91.1735 | 167.3481 | 18.1352 | 118.5709 | 10674230.2537 | 0 | 5536588.0562 | 0 | 0 | 0 | 2513787.9634 | 7302596.4466 | 18999857.9854 | 12967793.4831 | 57994854.1883 | 961560.8286 | 25111985.0635 | 25111985.0635 | 18927833.0506 | 9941662.686 | 0 | 84068400.0805 | 138049880.8806 | 4216965.0343 | 30.8679 | 2723.49 | 4472.2806 | 55.522 | 91.1735
1 | 5600 | 707 | 0.04 | 15 | 15 | 7 | 5.6234e-09 | 5spot_SharedNeighbor | CO2 | Porous | Wet | R245fa | MinimizeLCOE_Brownfield | IgnoreSilica | 169.9124 | 45.1892 | 7.7193 | 4 | 2722.6964 | 4470.9614 | 55.5058 | 91.1466 | 167.3436 | 18.1334 | 110.2919 | 10675361.706 | 0 | 5537481.4556 | 0 | 0 | 0 | 2512011.2463 | 7302693.2191 | 19000109.7678 | 12967965.3297 | 57995622.7246 | 961560.8286 | 25111985.0635 | 25111985.0635 | 18927833.0506 | 9941662.686 | 0 | 84069168.6168 | 138050649.4169 | 5623413.2519 | 30.8772 | 2722.6964 | 4470.9614 | 55.5058 | 91.1466
1 | 5600 | 707 | 0.04 | 15 | 15 | 7 | 7.4989e-09 | 5spot_SharedNeighbor | CO2 | Porous | Wet | R245fa | MinimizeLCOE_Brownfield | IgnoreSilica | 169.9512 | 45.2003 | 7.7213 | 4 | 2722.1013 | 4469.9027 | 55.4937 | 91.125 | 167.3385 | 18.1314 | 114.3722 | 10676649.8218 | 0 | 5538495.5411 | 0 | 0 | 0 | 2510973.6415 | 7303186.4117 | 19001392.9537 | 12968841.1305 | 57999539.5003 | 961560.8286 | 25111985.0635 | 25111985.0635 | 18927833.0506 | 9941662.686 | 0 | 84073085.3925 | 138054566.1926 | 7498942.0933 | 30.8854 | 2722.1013 | 4469.9027 | 55.4937 | 91.125
1 | 5600 | 707 | 0.04 | 15 | 15 | 7 | 1e-08 | 5spot_SharedNeighbor | CO2 | Porous | Wet | R245fa | MinimizeLCOE_Brownfield | IgnoreSilica | 169.9661 | 45.2049 | 7.7225 | 4 | 2721.655 | 4469.1845 | 55.4846 | 91.1104 | 167.3365 | 18.1307 | 104.1842 | 10677137.4077 | 0 | 5538881.8471 | 0 | 0 | 0 | 2509872.6281 | 7303097.8343 | 19001162.4936 | 12968683.8367 | 57998836.0476 | 961560.8286 | 25111985.0635 | 25111985.0635 | 18927833.0506 | 9941662.686 | 0 | 84072381.9398 | 138053862.7399 | 10000000 | 30.8902 | 2721.655 | 4469.1845 | 55.4846 | 91.1104
1 | 5700 | 707 | 0.04 | 15 | 15 | 7 | 1e-13 | 5spot_SharedNeighbor | CO2 | Porous | Wet | R245fa | MinimizeLCOE_Brownfield | IgnoreSilica | 1.6 | 0.065561 | 0.010287 | 4 | 690183.3181 | 2032050.0268 | 14070.3205 | 41426.0883 | 91.9234 | 18.8395 | 24.5216 | 243077.8462 | 0 | 97152.1274 | 0 | 0 | 0 | 216191.5958 | 217004.412 | 564600.9664 | 385351.761 | 1723378.7088 | 961560.8286 | 25713707.5648 | 25713707.5648 | 19344069.7794 | 10155378.5254 | 0 | 28398647.1023 | 83611802.9719 | 100 | 0.041147 | 690183.3181 | 2032050.0268 | 14070.3205 | 41426.0883
1 | 5700 | 707 | 0.04 | 15 | 15 | 7 | 1.3335e-13 | 5spot_SharedNeighbor | CO2 | Porous | Wet | R245fa | MinimizeLCOE_Brownfield | IgnoreSilica | 3.7876 | 0.38949 | 0.039963 | 4 | 193338.4041 | 538736.9767 | 3941.4649 | 10982.882 | 127.6917 | 20.8984 | 53.1778 | 590534.7834 | 0 | 264132.4868 | 0 | 0 | 0 | 511234.4048 | 532701.6532 | 1385980.4296 | 945960.1222 | 4230543.88 | 961560.8286 | 25713707.5648 | 25713707.5648 | 19344069.7794 | 10155378.5254 | 0 | 30905812.2735 | 86118968.1431 | 133.3521 | 0.15985 | 193338.4041 | 538736.9767 | 3941.4649 | 10982.882
1 | 5700 | 707 | 0.04 | 15 | 15 | 7 | 1.7783e-13 | 5spot_SharedNeighbor | CO2 | Porous | Wet | R245fa | MinimizeLCOE_Brownfield | IgnoreSilica | 5.1176 | 0.67142 | 0.074226 | 4 | 108152.34 | 294114.6481 | 2204.8317 | 5995.9249 | 138.3714 | 21.3713 | 49.0551 | 782914.1291 | 0 | 336037.7077 | 0 | 0 | 0 | 636058.4303 | 684454.0042 | 1780808.918 | 1215438.6785 | 5435711.8678 | 961560.8286 | 25713707.5648 | 25713707.5648 | 19344069.7794 | 10155378.5254 | 0 | 32110980.2612 | 87324136.1308 | 177.8279 | 0.29691 | 108152.34 | 294114.6481 | 2204.8317 | 5995.9249
1 | 5700 | 707 | 0.04 | 15 | 15 | 7 | 2.3714e-13 | 5spot_SharedNeighbor | CO2 | Porous | Wet | R245fa | MinimizeLCOE_Brownfield | IgnoreSilica | 6.7519 | 1.0478 | 0.12244 | 4 | 68314.0647 | 181051.1025 | 1392.6746 | 3690.9716 | 146.9046 | 21.7116 | 47.2311 | 1001993.7883 | 0 | 419443.3808 | 0 | 0 | 0 | 768135.1905 | 853933.2202 | 2221759.0732 | 1516396.2201 | 6781660.873 | 961560.8286 | 25713707.5648 | 25713707.5648 | 19344069.7794 | 10155378.5254 | 0 | 33456929.2665 | 88670085.1361 | 237.1374 | 0.48975 | 68314.0647 | 181051.1025 | 1392.6746 | 3690.9716
1 | 5700 | 707 | 0.04 | 15 | 15 | 7 | 3.1623e-13 | 5spot_SharedNeighbor | CO2 | Porous | Wet | R245fa | MinimizeLCOE_Brownfield | IgnoreSilica | 8.8519 | 1.553 | 0.18856 | 4 | 46469.0417 | 119673.3063 | 947.3343 | 2439.7022 | 153.9813 | 21.9703 | 48.8246 | 1262253.4107 | 0 | 520908.7958 | 0 | 0 | 0 | 920287.5676 | 1054345.4119 | 2743190.4857 | 1872283.8734 | 8373269.5451 | 961560.8286 | 25713707.5648 | 25713707.5648 | 19344069.7794 | 10155378.5254 | 0 | 35048537.9386 | 90261693.8082 | 316.2278 | 0.75423 | 46469.0417 | 119673.3063 | 947.3343 | 2439.7022
1 | 5700 | 707 | 0.04 | 15 | 15 | 7 | 4.217e-13 | 5spot_SharedNeighbor | CO2 | Porous | Wet | R245fa | MinimizeLCOE_Brownfield | IgnoreSilica | 11.5024 | 2.2112 | 0.27743 | 4 | 33241.4374 | 82994.9918 | 677.6717 | 1691.9652 | 159.6822 | 22.1623 | 64.9161 | 1565711.1101 | 0 | 642335.4671 | 0 | 0 | 0 | 1089664.6715 | 1286107.387 | 3346187.604 | 2283841.797 | 10213848.0367 | 961560.8286 | 25713707.5648 | 25713707.5648 | 19344069.7794 | 10155378.5254 | 0 | 36889116.4302 | 92102272.2998 | 421.6965 | 1.1097 | 33241.4374 | 82994.9918 | 677.6717 | 1691.9652
1 | 5700 | 707 | 0.04 | 15 | 15 | 7 | 5.6234e-13 | 5spot_SharedNeighbor | CO2 | Porous | Wet | R245fa | MinimizeLCOE_Brownfield | IgnoreSilica | 14.854 | 3.0606 | 0.39544 | 4 | 24673.4242 | 59579.434 | 503.0011 | 1214.6073 | 164.256 | 22.3029 | 69.0748 | 1920558.591 | 0 | 788145.4422 | 0 | 0 | 0 | 1279450.6906 | 1555380.3423 | 4046780.5982 | 2762010.9113 | 12352326.5755 | 961560.8286 | 25713707.5648 | 25713707.5648 | 19344069.7794 | 10155378.5254 | 0 | 39027594.9689 | 94240750.8385 | 562.3413 | 1.5818 | 24673.4242 | 59579.434 | 503.0011 | 1214.6073
1 | 5700 | 707 | 0.04 | 15 | 15 | 7 | 7.4989e-13 | 5spot_SharedNeighbor | CO2 | Porous | Wet | R245fa | MinimizeLCOE_Brownfield | IgnoreSilica | 19.1077 | 4.1528 | 0.55084 | 4 | 18848.2602 | 43906.9479 | 384.2473 | 895.1025 | 167.9133 | 22.4012 | 58.8826 | 2337451.0716 | 0 | 964048.2453 | 0 | 0 | 0 | 1494400.4809 | 1870400.9211 | 4866399.5248 | 3321417.6702 | 14854117.9138 | 961560.8286 | 25713707.5648 | 25713707.5648 | 19344069.7794 | 10155378.5254 | 0 | 41529386.3072 | 96742542.1768 | 749.8942 | 2.2034 | 18848.2602 | 43906.9479 | 384.2473 | 895.1025
1 | 5700 | 707 | 0.04 | 15 | 15 | 7 | 1e-12 | 5spot_SharedNeighbor | CO2 | Porous | Wet | R245fa | MinimizeLCOE_Brownfield | IgnoreSilica | 24.4324 | 5.5349 | 0.75313 | 4 | 14742.1929 | 33069.9884 | 300.5395 | 674.1764 | 170.7802 | 22.4599 | 72.2832 | 2821172.2518 | 0 | 1173560.5207 | 0 | 0 | 0 | 1731672.138 | 2233297.9151 | 5810583.0626 | 3965842.3358 | 17736128.224 | 961560.8286 | 25713707.5648 | 25713707.5648 | 19344069.7794 | 10155378.5254 | 0 | 44411396.6174 | 99624552.487 | 1000 | 3.0125 | 14742.1929 | 33069.9884 | 300.5395 | 674.1764
1 | 5700 | 707 | 0.04 | 15 | 15 | 7 | 1.3335e-12 | 5spot_SharedNeighbor | CO2 | Porous | Wet | R245fa | MinimizeLCOE_Brownfield | IgnoreSilica | 31.0808 | 7.2745 | 1.0141 | 4 | 11766.9168 | 25378.4558 | 239.8845 | 517.3741 | 173.0063 | 22.4792 | 69.5258 | 3381752.1539 | 0 | 1422742.0576 | 0 | 0 | 0 | 1993610.8811 | 2651260.9861 | 6898037.2374 | 4708052.155 | 21055455.4711 | 961560.8286 | 25713707.5648 | 25713707.5648 | 19344069.7794 | 10155378.5254 | 0 | 47730723.8645 | 102943879.7341 | 1333.5214 | 4.0563 | 11766.9168 | 25378.4558 | 239.8845 | 517.3741
1 | 5700 | 707 | 0.04 | 15 | 15 | 7 | 1.7783e-12 | 5spot_SharedNeighbor | CO2 | Porous | Wet | R245fa | MinimizeLCOE_Brownfield | IgnoreSilica | 39.2586 | 9.4305 | 1.3459 | 4 | 9564.8482 | 19820.6933 | 194.9924 | 404.0716 | 174.6861 | 22.4537 | 66.8335 | 4022446.0309 | 0 | 1715064.7104 | 0 | 0 | 0 | 2275346.5664 | 3125014.35 | 8130646.3101 | 5549333.1747 | 24817851.1424 | 961560.8286 | 25713707.5648 | 25713707.5648 | 19344069.7794 | 10155378.5254 | 0 | 51493119.5359 | 106706275.4055 | 1778.2794 | 5.3836 | 9564.8482 | 19820.6933 | 194.9924 | 404.0716
1 | 5700 | 707 | 0.04 | 15 | 15 | 7 | 2.3714e-12 | 5spot_SharedNeighbor | CO2 | Porous | Wet | R245fa | MinimizeLCOE_Brownfield | IgnoreSilica | 49.1413 | 12.0554 | 1.76 | 4 | 7909.0633 | 15751.8925 | 161.237 | 321.1236 | 175.8943 | 22.374 | 80.1131 | 4742468.558 | 0 | 2052530.3871 | 0 | 0 | 0 | 2569482.2287 | 3652147.6578 | 9502139.047 | 6485405.149 | 29004173.0276 | 961560.8286 | 25713707.5648 | 25713707.5648 | 19344069.7794 | 10155378.5254 | 0 | 55679441.421 | 110892597.2906 | 2371.3737 | 7.04 | 7909.0633 | 15751.8925 | 161.237 | 321.1236
1 | 5700 | 707 | 0.04 | 15 | 15 | 7 | 3.1623e-12 | 5spot_SharedNeighbor | CO2 | Porous | Wet | R245fa | MinimizeLCOE_Brownfield | IgnoreSilica | 60.7077 | 15.1533 | 2.2619 | 4 | 6650.8182 | 12753.4212 | 135.5859 | 259.9957 | 176.6696 | 22.228 | 78.6238 | 5526489.8329 | 0 | 2430677.0266 | 0 | 0 | 0 | 2858173.3241 | 4217982.6716 | 10974325.6843 | 7490202.7794 | 33497851.3189 | 961560.8286 | 25713707.5648 | 25713707.5648 | 19344069.7794 | 10155378.5254 | 0 | 60173119.7123 | 115386275.5819 | 3162.2777 | 9.0475 | 6650.8182 | 12753.4212 | 135.5859 | 259.9957
1 | 5700 | 707 | 0.04 | 15 | 15 | 7 | 4.217e-12 | 5spot_SharedNeighbor | CO2 | Porous | Wet | R245fa | MinimizeLCOE_Brownfield | IgnoreSilica | 73.7085 | 18.6668 | 2.8465 | 4 | 5689.7724 | 10539.0105 | 115.9937 | 214.852 | 177.0305 | 22.0045 | 108.6542 | 6346302.1358 | 0 | 2838875.0076 | 0 | 0 | 0 | 3118679.3538 | 4798504.0339 | 12484723.1877 | 8521080.111 | 38108163.8299 | 961560.8286 | 25713707.5648 | 25713707.5648 | 19344069.7794 | 10155378.5254 | 0 | 64783432.2234 | 119996588.093 | 4216.965 | 11.3859 | 5689.7724 | 10539.0105 | 115.9937 | 214.852
1 | 5700 | 707 | 0.04 | 15 | 15 | 7 | 5.6234e-12 | 5spot_SharedNeighbor | CO2 | Porous | Wet | R245fa | MinimizeLCOE_Brownfield | IgnoreSilica | 87.5166 | 22.4353 | 3.4918 | 4 | 4955.5528 | 8908.5984 | 101.0256 | 181.6138 | 176.9963 | 21.7023 | 96.2449 | 7156058.2824 | 0 | 3256900.6705 | 0 | 0 | 0 | 3321838.7113 | 5356571.089 | 13936699.1898 | 9512083.5676 | 42540151.5105 | 961560.8286 | 25713707.5648 | 25713707.5648 | 19344069.7794 | 10155378.5254 | 0 | 69215419.904 | 124428575.7736 | 5623.4133 | 13.9672 | 4955.5528 | 8908.5984 | 101.0256 | 181.6138
1 | 5700 | 707 | 0.04 | 15 | 15 | 7 | 7.4989e-12 | 5spot_SharedNeighbor | CO2 | Porous | Wet | R245fa | MinimizeLCOE_Brownfield | IgnoreSilica | 101.3332 | 26.2443 | 4.1624 | 4 | 4396.2958 | 7712.4498 | 89.6244 | 157.2287 | 176.6223 | 21.335 | 106.3556 | 7909824.0361 | 0 | 3662131.166 | 0 | 0 | 0 | 3448443.5301 | 5857955.5056 | 15241198.5936 | 10402431.2155 | 46521984.047 | 961560.8286 | 25713707.5648 | 25713707.5648 | 19344069.7794 | 10155378.5254 | 0 | 73197252.4405 | 128410408.3101 | 7498.9421 | 16.6498 | 4396.2958 | 7712.4498 | 89.6244 | 157.2287
1 | 5700 | 707 | 0.04 | 15 | 15 | 7 | 1e-11 | 5spot_SharedNeighbor | CO2 | Porous | Wet | R245fa | MinimizeLCOE_Brownfield | IgnoreSilica | 114.3487 | 29.8682 | 4.8172 | 4 | 3972.1406 | 6837.5551 | 80.9775 | 139.3928 | 176.0043 | 20.9302 | 113.8582 | 8571478.277 | 0 | 4033826.9232 | 0 | 0 | 0 | 3493858.3358 | 6278673.7791 | 16335821.24 | 11149533.6639 | 49863192.219 | 961560.8286 | 25713707.5648 | 25713707.5648 | 19344069.7794 | 10155378.5254 | 0 | 76538460.6125 | 131751616.4821 | 10000 | 19.2688 | 3972.1406 | 6837.5551 | 80.9775 | 139.3928
1 | 5700 | 707 | 0.04 | 15 | 15 | 7 | 1.3335e-11 | 5spot_SharedNeighbor | CO2 | Porous | Wet | R245fa | MinimizeLCOE_Brownfield | IgnoreSilica | 125.9151 | 33.1211 | 5.4194 | 4 | 3651.7155 | 6198.7199 | 74.4452 | 126.3693 | 175.2577 | 20.5223 | 104.6693 | 9121295.9717 | 0 | 4357069.6618 | 0 | 0 | 0 | 3467442.2399 | 6608865.0706 | 17194911.2492 | 11735880.2476 | 52485464.4408 | 961560.8286 | 25713707.5648 | 25713707.5648 | 19344069.7794 | 10155378.5254 | 0 | 79160732.8343 | 134373888.7039 | 13335.2143 | 21.6777 | 3651.7155 | 6198.7199 | 74.4452 | 126.3693
1 | 5700 | 707 | 0.04 | 15 | 15 | 7 | 1.7783e-11 | 5spot_SharedNeighbor | CO2 | Porous | Wet | R245fa | MinimizeLCOE_Brownfield | IgnoreSilica | 135.7371 | 35.9086 | 5.9463 | 4 | 3410.5447 | 5731.8739 | 69.5286 | 116.852 | 174.4863 | 20.141 | 104.7264 | 9560420.0429 | 0 | 4626910.9567 | 0 | 0 | 0 | 3391157.5979 | 6855610.553 | 17836892.3799 | 12174045.5607 | 54445037.0911 | 961560.8286 | 25713707.5648 | 25713707.5648 | 19344069.7794 | 10155378.5254 | 0 | 81120305.4845 | 136333461.3541 | 17782.7941 | 23.7851 | 3410.5447 | 5731.8739 | 69.5286 | 116.852
1 | 5700 | 707 | 0.04 | 15 | 15 | 7 | 2.3714e-11 | 5spot_SharedNeighbor | CO2 | Porous | Wet | R245fa | MinimizeLCOE_Brownfield | IgnoreSilica | 143.7808 | 38.2103 | 6.389 | 4 | 3229.3336 | 5389.8059 | 65.8343 | 109.8785 | 173.7619 | 19.8044 | 112.9157 | 9900914.962 | 0 | 4844991.9529 | 0 | 0 | 0 | 3287415.1812 | 7032995.6175 | 18298411.931 | 12489042.1376 | 55853771.7823 | 961560.8286 | 25713707.5648 | 25713707.5648 | 19344069.7794 | 10155378.5254 | 0 | 82529040.1757 | 137742196.0453 | 23713.7371 | 25.5561 | 3229.3336 | 5389.8059 | 65.8343 | 109.8785
1 | 5700 | 707 | 0.04 | 15 | 15 | 7 | 3.1623e-11 | 5spot_SharedNeighbor | CO2 | Porous | Wet | R245fa | MinimizeLCOE_Brownfield | IgnoreSilica | 150.183 | 40.0559 | 6.7495 | 4 | 3093.3127 | 5138.4096 | 63.0614 | 104.7534 | 173.1257 | 19.5205 | 113.7673 | 10159461.4022 | 0 | 5016823.5606 | 0 | 0 | 0 | 3174627.396 | 7156855.8199 | 18620670.7705 | 12708990.4174 | 56837429.3667 | 961560.8286 | 25713707.5648 | 25713707.5648 | 19344069.7794 | 10155378.5254 | 0 | 83512697.7602 | 138725853.6297 | 31622.7766 | 26.9978 | 3093.3127 | 5138.4096 | 63.0614 | 104.7534
1 | 5700 | 707 | 0.04 | 15 | 15 | 7 | 4.217e-11 | 5spot_SharedNeighbor | CO2 | Porous | Wet | R245fa | MinimizeLCOE_Brownfield | IgnoreSilica | 155.1964 | 41.5097 | 7.0366 | 4 | 2991.2523 | 4952.8902 | 60.9807 | 100.9714 | 172.5902 | 19.2883 | 116.7218 | 10354100.1955 | 0 | 5150361.0946 | 0 | 0 | 0 | 3066147.0709 | 7242537.2608 | 18843596.3039 | 12861141.6746 | 57517883.6003 | 961560.8286 | 25713707.5648 | 25713707.5648 | 19344069.7794 | 10155378.5254 | 0 | 84193151.9937 | 139406307.8633 | 42169.6503 | 28.1465 | 2991.2523 | 4952.8902 | 60.9807 | 100.9714
1 | 5700 | 707 | 0.04 | 15 | 15 | 7 | 5.6234e-11 | 5spot_SharedNeighbor | CO2 | Porous | Wet | R245fa | MinimizeLCOE_Brownfield | IgnoreSilica | 159.0692 | 42.6383 | 7.2616 | 4 | 2914.6801 | 4815.5452 | 59.4197 | 98.1714 | 172.1539 | 19.1029 | 107.4796 | 10499675.9229 | 0 | 5252926.2857 | 0 | 0 | 0 | 2968981.7897 | 7301417.7593 | 18996791.283 | 12965700.3957 | 57985493.4361 | 961560.8286 | 25713707.5648 | 25713707.5648 | 19344069.7794 | 10155378.5254 | 0 | 84660761.8296 | 139873917.6992 | 56234.1325 | 29.0463 | 2914.6801 | 4815.5452 | 59.4197 | 98.1714
1 | 5700 | 707 | 0.04 | 15 | 15 | 7 | 7.4989e-11 | 5spot_SharedNeighbor | CO2 | Porous | Wet | R245fa | MinimizeLCOE_Brownfield | IgnoreSilica | 162.0272 | 43.5039 | 7.4356 | 4 | 2857.2299 | 4713.6157 | 58.2485 | 96.0934 | 171.8071 | 18.9577 | 108.9435 | 10608013.8315 | 0 | 5330925.3369 | 0 | 0 | 0 | 2885891.224 | 7341683.853 | 19101555.3992 | 13037204.0576 | 58305273.7023 | 961560.8286 | 25713707.5648 | 25713707.5648 | 19344069.7794 | 10155378.5254 | 0 | 84980542.0957 | 140193697.9653 | 74989.4209 | 29.7423 | 2857.2299 | 4713.6157 | 58.2485 | 96.0934
1 | 5700 | 707 | 0.04 | 15 | 15 | 7 | 1e-10 | 5spot_SharedNeighbor | CO2 | Porous | Wet | R245fa | MinimizeLCOE_Brownfield | IgnoreSilica | 164.2755 | 44.164 | 7.5691 | 4 | 2814.1256 | 4637.7724 | 57.3698 | 94.5473 | 171.5356 | 18.8452 | 111.5327 | 10688693.5827 | 0 | 5390022.8743 | 0 | 0 | 0 | 2817330.8197 | 7369458.4379 | 19173819.1717 | 13086525.5673 | 58525850.4536 | 961560.8286 | 25713707.5648 | 25713707.5648 | 19344069.7794 | 10155378.5254 | 0 | 85201118.847 | 140414274.7166 | 100000 | 30.2762 | 2814.1256 | 4637.7724 | 57.3698 | 94.5473
1 | 5700 | 707 | 0.04 | 15 | 15 | 7 | 1.3335e-10 | 5spot_SharedNeighbor | CO2 | Porous | Wet | R245fa | MinimizeLCOE_Brownfield | IgnoreSilica | 165.983 | 44.6663 | 7.671 | 4 | 2781.7852 | 4581.203 | 56.7105 | 93.394 | 171.3248 | 18.7586 | 121.919 | 10748991.3208 | 0 | 5434794.2333 | 0 | 0 | 0 | 2762274.0149 | 7388963.2319 | 19224566.6447 | 13121161.7603 | 58680751.2059 | 961560.8286 | 25713707.5648 | 25713707.5648 | 19344069.7794 | 10155378.5254 | 0 | 85356019.5994 | 140569175.469 | 133352.1432 | 30.6839 | 2781.7852 | 4581.203 | 56.7105 | 93.394
1 | 5700 | 707 | 0.04 | 15 | 15 | 7 | 1.7783e-10 | 5spot_SharedNeighbor | CO2 | Porous | Wet | R245fa | MinimizeLCOE_Brownfield | IgnoreSilica | 167.2787 | 45.0481 | 7.7485 | 4 | 2757.5219 | 4538.9341 | 56.2158 | 92.5323 | 171.1621 | 18.6922 | 112.363 | 10794188.9327 | 0 | 5468710.4125 | 0 | 0 | 0 | 2718905.6681 | 7402903.9552 | 19260837.5469 | 13145917.3964 | 58791463.9118 | 961560.8286 | 25713707.5648 | 25713707.5648 | 19344069.7794 | 10155378.5254 | 0 | 85466732.3052 | 140679888.1748 | 177827.941 | 30.994 | 2757.5219 | 4538.9341 | 56.2158 | 92.5323
1 | 5700 | 707 | 0.04 | 15 | 15 | 7 | 2.3714e-10 | 5spot_SharedNeighbor | CO2 | Porous | Wet | R245fa | MinimizeLCOE_Brownfield | IgnoreSilica | 168.2534 | 45.3357 | 7.8071 | 4 | 2739.3193 | 4507.3537 | 55.8447 | 91.8885 | 171.0382 | 18.6418 | 113.6881 | 10827860.0021 | 0 | 5494185.3135 | 0 | 0 | 0 | 2685022.2139 | 7412756.3365 | 19286471.4221 | 13163413.043 | 58869708.3311 | 961560.8286 | 25713707.5648 | 25713707.5648 | 19344069.7794 | 10155378.5254 | 0 | 85544976.7245 | 140758132.5941 | 237137.3706 | 31.2286 | 2739.3193 | 4507.3537 | 55.8447 | 91.8885
1 | 5700 | 707 | 0.04 | 15 | 15 | 7 | 3.1623e-10 | 5spot_SharedNeighbor | CO2 | Porous | Wet | R245fa | MinimizeLCOE_Brownfield | IgnoreSilica | 168.9696 | 45.5479 | 7.851 | 4 | 2725.6645 | 4483.8235 | 55.5664 | 91.4088 | 170.9463 | 18.6046 | 123.5754 | 10852422.362 | 0 | 5512887.6696 | 0 | 0 | 0 | 2658443.4139 | 7419263.8438 | 19303402.6212 | 13174968.9343 | 58921388.8449 | 961560.8286 | 25713707.5648 | 25713707.5648 | 19344069.7794 | 10155378.5254 | 0 | 85596657.2384 | 140809813.108 | 316227.766 | 31.404 | 2725.6645 | 4483.8235 | 55.5664 | 91.4088
1 | 5700 | 707 | 0.04 | 15 | 15 | 7 | 4.217e-10 | 5spot_SharedNeighbor | CO2 | Porous | Wet | R245fa | MinimizeLCOE_Brownfield | IgnoreSilica | 169.5297 | 45.7132 | 7.8846 | 4 | 2715.4218 | 4466.0958 | 55.3575 | 91.0474 | 170.8739 | 18.5753 | 114.3221 | 10871531.2622 | 0 | 5527502.5391 | 0 | 0 | 0 | 2638582.556 | 7424670.3793 | 19317469.3177 | 13184569.7436 | 58964325.7979 | 961560.8286 | 25713707.5648 | 25713707.5648 | 19344069.7794 | 10155378.5254 | 0 | 85639594.1914 | 140852750.061 | 421696.5034 | 31.5382 | 2715.4218 | 4466.0958 | 55.3575 | 91.0474
1 | 5700 | 707 | 0.04 | 15 | 15 | 7 | 5.6234e-10 | 5spot_SharedNeighbor | CO2 | Porous | Wet | R245fa | MinimizeLCOE_Brownfield | IgnoreSilica | 169.9318 | 45.8327 | 7.9094 | 4 | 2707.7392 | 4452.9198 | 55.2009 | 90.7788 | 170.8217 | 18.5543 | 110.515 | 10885187.5525 | 0 | 5537988.5041 | 0 | 0 | 0 | 2623000.0448 | 7428008.6796 | 19326154.8901 | 13190497.8253 | 58990837.4964 | 961560.8286 | 25713707.5648 | 25713707.5648 | 19344069.7794 | 10155378.5254 | 0 | 85666105.8899 | 140879261.7595 | 562341.3252 | 31.6375 | 2707.7392 | 4452.9198 | 55.2009 | 90.7788
1 | 5700 | 707 | 0.04 | 15 | 15 | 7 | 7.4989e-10 | 5spot_SharedNeighbor | CO2 | Porous | Wet | R245fa | MinimizeLCOE_Brownfield | IgnoreSilica | 170.2413 | 45.9244 | 7.9282 | 4 | 2701.9769 | 4443.0096 | 55.0835 | 90.5768 | 170.7813 | 18.538 | 111.1485 | 10895667.9826 | 0 | 5546056.0285 | 0 | 0 | 0 | 2611347.4123 | 7430697.8551 | 19333151.5733 | 13195273.2053 | 59012194.0571 | 961560.8286 | 25713707.5648 | 25713707.5648 | 19344069.7794 | 10155378.5254 | 0 | 85687462.4505 | 140900618.3201 | 749894.2093 | 31.7129 | 2701.9769 | 4443.0096 | 55.0835 | 90.5768
1 | 5700 | 707 | 0.04 | 15 | 15 | 7 | 1e-09 | 5spot_SharedNeighbor | CO2 | Porous | Wet | R245fa | MinimizeLCOE_Brownfield | IgnoreSilica | 170.4823 | 45.9954 | 7.9426 | 4 | 2697.6552 | 4435.5388 | 54.9954 | 90.4245 | 170.7498 | 18.5253 | 126.3788 | 10903810.3119 | 0 | 5552335.1251 | 0 | 0 | 0 | 2602726.8008 | 7432960.1728 | 19339037.6597 | 13199290.5802 | 59030160.6505 | 961560.8286 | 25713707.5648 | 25713707.5648 | 19344069.7794 | 10155378.5254 | 0 | 85705429.044 | 140918584.9136 | 1000000 | 31.7703 | 2697.6552 | 4435.5388 | 54.9954 | 90.4245
1 | 5700 | 707 | 0.04 | 15 | 15 | 7 | 1.3335e-09 | 5spot_SharedNeighbor | CO2 | Porous | Wet | R245fa | MinimizeLCOE_Brownfield | IgnoreSilica | 170.648 | 46.0449 | 7.953 | 4 | 2694.4141 | 4430.0185 | 54.9293 | 90.3119 | 170.728 | 18.5166 | 121.401 | 10909398.0751 | 0 | 5556653.8464 | 0 | 0 | 0 | 2595868.8644 | 7434149.1065 | 19342131.0214 | 13201401.8632 | 59039602.7769 | 961560.8286 | 25713707.5648 | 25713707.5648 | 19344069.7794 | 10155378.5254 | 0 | 85714871.1704 | 140928027.04 | 1333521.4322 | 31.8121 | 2694.4141 | 4430.0185 | 54.9293 | 90.3119
1 | 5700 | 707 | 0.04 | 15 | 15 | 7 | 1.7783e-09 | 5spot_SharedNeighbor | CO2 | Porous | Wet | R245fa | MinimizeLCOE_Brownfield | IgnoreSilica | 170.7944 | 46.0877 | 7.9614 | 4 | 2691.9833 | 4425.7665 | 54.8797 | 90.2252 | 170.7089 | 18.5089 | 114.1372 | 10914329.5696 | 0 | 5560465.2048 | 0 | 0 | 0 | 2591204.2611 | 7435739.6239 | 19346269.2214 | 13204226.2697 | 59052234.1507 | 961560.8286 | 25713707.5648 | 25713707.5648 | 19344069.7794 | 10155378.5254 | 0 | 85727502.5441 | 140940658.4137 | 1778279.41 | 31.8455 | 2691.9833 | 4425.7665 | 54.8797 | 90.2252
1 | 5700 | 707 | 0.04 | 15 | 15 | 7 | 2.3714e-09 | 5spot_SharedNeighbor | CO2 | Porous | Wet | R245fa | MinimizeLCOE_Brownfield | IgnoreSilica | 170.8844 | 46.1147 | 7.9672 | 4 | 2690.1604 | 4422.6817 | 54.8426 | 90.1623 | 170.697 | 18.5041 | 124.9806 | 10917355.2614 | 0 | 5562809.3598 | 0 | 0 | 0 | 2587237.6822 | 7436286.8983 | 19347693.1172 | 13205198.1078 | 59056580.4266 | 961560.8286 | 25713707.5648 | 25713707.5648 | 19344069.7794 | 10155378.5254 | 0 | 85731848.8201 | 140945004.6897 | 2371373.7057 | 31.8687 | 2690.1604 | 4422.6817 | 54.8426 | 90.1623
1 | 5700 | 707 | 0.04 | 15 | 15 | 7 | 3.1623e-09 | 5spot_SharedNeighbor | CO2 | Porous | Wet | R245fa | MinimizeLCOE_Brownfield | IgnoreSilica | 170.9575 | 46.1364 | 7.9717 | 4 | 2688.7934 | 4420.3397 | 54.8147 | 90.1146 | 170.6874 | 18.5003 | 119.3092 | 10919814.4993 | 0 | 5564714.5934 | 0 | 0 | 0 | 2584384.3831 | 7436876.2556 | 19349226.5039 | 13206244.6757 | 59061260.911 | 961560.8286 | 25713707.5648 | 25713707.5648 | 19344069.7794 | 10155378.5254 | 0 | 85736529.3044 | 140949685.174 | 3162277.6602 | 31.8866 | 2688.7934 | 4420.3397 | 54.8147 | 90.1146
1 | 5700 | 707 | 0.04 | 15 | 15 | 7 | 4.217e-09 | 5spot_SharedNeighbor | CO2 | Porous | Wet | R245fa | MinimizeLCOE_Brownfield | IgnoreSilica | 171.0159 | 46.1536 | 7.9751 | 4 | 2687.7682 | 4418.5658 | 54.7938 | 90.0784 | 170.6797 | 18.4972 | 127.6328 | 10921775.4448 | 0 | 5566233.84 | 0 | 0 | 0 | 2582319.3621 | 7437428.1723 | 19350662.478 | 13207224.7576 | 59065644.0547 | 961560.8286 | 25713707.5648 | 25713707.5648 | 19344069.7794 | 10155378.5254 | 0 | 85740912.4482 | 140954068.3178 | 4216965.0343 | 31.9004 | 2687.7682 | 4418.5658 | 54.7938 | 90.0784
1 | 5700 | 707 | 0.04 | 15 | 15 | 7 | 5.6234e-09 | 5spot_SharedNeighbor | CO2 | Porous | Wet | R245fa | MinimizeLCOE_Brownfield | IgnoreSilica | 171.065 | 46.1678 | 7.9778 | 4 | 2686.9994 | 4417.2082 | 54.7781 | 90.0508 | 170.6733 | 18.4946 | 119.2622 | 10923425.6801 | 0 | 5567511.8561 | 0 | 0 | 0 | 2580889.8247 | 7438012.6708 | 19352183.2231 | 13208262.6974 | 59070285.9522 | 961560.8286 | 25713707.5648 | 25713707.5648 | 19344069.7794 | 10155378.5254 | 0 | 85745554.3456 | 140958710.2152 | 5623413.2519 | 31.9113 | 2686.9994 | 4417.2082 | 54.7781 | 90.0508
1 | 5700 | 707 | 0.04 | 15 | 15 | 7 | 7.4989e-09 | 5spot_SharedNeighbor | CO2 | Porous | Wet | R245fa | MinimizeLCOE_Brownfield | IgnoreSilica | 171.089 | 46.1753 | 7.9795 | 4 | 2686.4229 | 4416.2562 | 54.7664 | 90.0314 | 170.6701 | 18.4933 | 123.001 | 10924232.1201 | 0 | 5568138.7806 | 0 | 0 | 0 | 2579525.1934 | 7438039.4767 | 19352252.9667 | 13208310.2988 | 59070498.8363 | 961560.8286 | 25713707.5648 | 25713707.5648 | 19344069.7794 | 10155378.5254 | 0 | 85745767.2297 | 140958923.0993 | 7498942.0933 | 31.9182 | 2686.4229 | 4416.2562 | 54.7664 | 90.0314
1 | 5700 | 707 | 0.04 | 15 | 15 | 7 | 1e-08 | 5spot_SharedNeighbor | CO2 | Porous | Wet | R245fa | MinimizeLCOE_Brownfield | IgnoreSilica | 171.1038 | 46.18 | 7.9808 | 4 | 2685.9905 | 4415.559 | 54.7575 | 90.0171 | 170.6681 | 18.4925 | 112.144 | 10924727.1953 | 0 | 5568524.5715 | 0 | 0 | 0 | 2578427.0833 | 7437954.7515 | 19352032.5292 | 13208159.8457 | 59069825.9766 | 961560.8286 | 25713707.5648 | 25713707.5648 | 19344069.7794 | 10155378.5254 | 0 | 85745094.37 | 140958250.2396 | 10000000 | 31.9231 | 2685.9905 | 4415.559 | 54.7575 | 90.0171
1 | 5800 | 707 | 0.04 | 15 | 15 | 7 | 1e-13 | 5spot_SharedNeighbor | CO2 | Porous | Wet | R245fa | MinimizeLCOE_Brownfield | IgnoreSilica | 2.7398 | 0.19271 | 0.018398 | 4 | 414067.3389 | 1181251.4965 | 8441.3228 | 24081.4095 | 115.8567 | 20.6489 | 54.4668 | 433282.2159 | 0 | 194079.0618 | 0 | 0 | 0 | 402320.2649 | 401575.8016 | 1044817.8612 | 713109.6591 | 3189184.8645 | 961560.8286 | 26321290.157 | 26321290.157 | 19765873.5944 | 10371438.4012 | 0 | 30472035.8501 | 86930638.0027 | 100 | 0.073592 | 414067.3389 | 1181251.4965 | 8441.3228 | 24081.4095
1 | 5800 | 707 | 0.04 | 15 | 15 | 7 | 1.3335e-13 | 5spot_SharedNeighbor | CO2 | Porous | Wet | R245fa | MinimizeLCOE_Brownfield | IgnoreSilica | 3.8802 | 0.40489 | 0.042383 | 4 | 186702.4224 | 519731.646 | 3806.1814 | 10595.4326 | 130.0247 | 21.362 | 51.0398 | 611899.8266 | 0 | 269286.6113 | 0 | 0 | 0 | 529385.5609 | 550123.0795 | 1431307.4072 | 976896.7159 | 4368899.2015 | 961560.8286 | 26321290.157 | 26321290.157 | 19765873.5944 | 10371438.4012 | 0 | 31651750.1871 | 88110352.3397 | 133.3521 | 0.16953 | 186702.4224 | 519731.646 | 3806.1814 | 10595.4326
1 | 5800 | 707 | 0.04 | 15 | 15 | 7 | 1.7783e-13 | 5spot_SharedNeighbor | CO2 | Porous | Wet | R245fa | MinimizeLCOE_Brownfield | IgnoreSilica | 5.2445 | 0.69794 | 0.078525 | 4 | 104738.8777 | 284485.1827 | 2135.2437 | 5799.6152 | 140.9574 | 21.8425 | 37.6144 | 811474.5931 | 0 | 342686.1417 | 0 | 0 | 0 | 658993.4038 | 707130.1141 | 1839807.5045 | 1255706.4261 | 5615798.1833 | 961560.8286 | 26321290.157 | 26321290.157 | 19765873.5944 | 10371438.4012 | 0 | 32898649.1689 | 89357251.3215 | 177.8279 | 0.3141 | 104738.8777 | 284485.1827 | 2135.2437 | 5799.6152
1 | 5800 | 707 | 0.04 | 15 | 15 | 7 | 2.3714e-13 | 5spot_SharedNeighbor | CO2 | Porous | Wet | R245fa | MinimizeLCOE_Brownfield | IgnoreSilica | 6.9345 | 1.0917 | 0.12938 | 4 | 66289.3735 | 175387.69 | 1351.3985 | 3575.5153 | 149.7428 | 22.1902 | 58.3648 | 1040462.7484 | 0 | 428494.8109 | 0 | 0 | 0 | 798223.761 | 884200.7149 | 2300508.8858 | 1570144.5853 | 7022035.5063 | 961560.8286 | 26321290.157 | 26321290.157 | 19765873.5944 | 10371438.4012 | 0 | 34304886.4919 | 90763488.6445 | 237.1374 | 0.5175 | 66289.3735 | 175387.69 | 1351.3985 | 3575.5153
1 | 5800 | 707 | 0.04 | 15 | 15 | 7 | 3.1623e-13 | 5spot_SharedNeighbor | CO2 | Porous | Wet | R245fa | MinimizeLCOE_Brownfield | IgnoreSilica | 9.054 | 1.6106 | 0.19884 | 4 | 45157.4908 | 116141.6256 | 920.5965 | 2367.7041 | 156.8622 | 22.4483 | 62.4978 | 1306026.4221 | 0 | 530400.0823 | 0 | 0 | 0 | 951214.5358 | 1087180.0057 | 2828619.3635 | 1930590.8379 | 8634031.2473 | 961560.8286 | 26321290.157 | 26321290.157 | 19765873.5944 | 10371438.4012 | 0 | 35916882.233 | 92375484.3855 | 316.2278 | 0.79537 | 45157.4908 | 116141.6256 | 920.5965 | 2367.7041
1 | 5800 | 707 | 0.04 | 15 | 15 | 7 | 4.217e-13 | 5spot_SharedNeighbor | CO2 | Porous | Wet | R245fa | MinimizeLCOE_Brownfield | IgnoreSilica | 11.7756 | 2.2955 | 0.29239 | 4 | 32340.035 | 80612.7919 | 659.2954 | 1643.4008 | 162.7106 | 22.6436 | 57.3048 | 1621183.6594 | 0 | 654511.9473 | 0 | 0 | 0 | 1127719.7579 | 1327331.9922 | 3453445.5704 | 2357047.563 | 10541240.4901 | 961560.8286 | 26321290.157 | 26321290.157 | 19765873.5944 | 10371438.4012 | 0 | 37824091.4757 | 94282693.6283 | 421.6965 | 1.1696 | 32340.035 | 80612.7919 | 659.2954 | 1643.4008
1 | 5800 | 707 | 0.04 | 15 | 15 | 7 | 5.6234e-13 | 5spot_SharedNeighbor | CO2 | Porous | Wet | R245fa | MinimizeLCOE_Brownfield | IgnoreSilica | 15.2024 | 3.1764 | 0.41648 | 4 | 24027.0556 | 57917.3916 | 489.824 | 1180.7244 | 167.3789 | 22.7856 | 73.51 | 1988099.9782 | 0 | 802899.4201 | 0 | 0 | 0 | 1323714.0459 | 1604738.2433 | 4175199.7319 | 2849659.6088 | 12744311.0282 | 961560.8286 | 26321290.157 | 26321290.157 | 19765873.5944 | 10371438.4012 | 0 | 40027162.0138 | 96485764.1664 | 562.3413 | 1.6659 | 24027.0556 | 57917.3916 | 489.824 | 1180.7244
1 | 5800 | 707 | 0.04 | 15 | 15 | 7 | 7.4989e-13 | 5spot_SharedNeighbor | CO2 | Porous | Wet | R245fa | MinimizeLCOE_Brownfield | IgnoreSilica | 19.5487 | 4.3085 | 0.5798 | 4 | 18369.5647 | 42713.691 | 374.4884 | 870.7764 | 171.1106 | 22.8843 | 59.5704 | 2418933.7855 | 0 | 981807.5087 | 0 | 0 | 0 | 1545453.7786 | 1929016.0784 | 5018904.1404 | 3425505.204 | 15319620.4956 | 961560.8286 | 26321290.157 | 26321290.157 | 19765873.5944 | 10371438.4012 | 0 | 42602471.4812 | 99061073.6338 | 749.8942 | 2.3192 | 18369.5647 | 42713.691 | 374.4884 | 870.7764
1 | 5800 | 707 | 0.04 | 15 | 15 | 7 | 1e-12 | 5spot_SharedNeighbor | CO2 | Porous | Wet | R245fa | MinimizeLCOE_Brownfield | IgnoreSilica | 24.9808 | 5.7393 | 0.79222 | 4 | 14378.4596 | 32195.1016 | 293.1243 | 656.3407 | 174.0331 | 22.9423 | 59.6188 | 2918118.8066 | 0 | 1194587.7011 | 0 | 0 | 0 | 1789490.8372 | 2301856.9645 | 5988959.6459 | 4087588.0192 | 18280601.9746 | 961560.8286 | 26321290.157 | 26321290.157 | 19765873.5944 | 10371438.4012 | 0 | 45563452.9602 | 102022055.1128 | 1000 | 3.1689 | 14378.4596 | 32195.1016 | 293.1243 | 656.3407
1 | 5800 | 707 | 0.04 | 15 | 15 | 7 | 1.3335e-12 | 5spot_SharedNeighbor | CO2 | Porous | Wet | R245fa | MinimizeLCOE_Brownfield | IgnoreSilica | 31.7756 | 7.5429 | 1.0663 | 4 | 11484.6274 | 24722.2619 | 234.1297 | 503.9967 | 176.3072 | 22.9595 | 62.7574 | 3497695.4496 | 0 | 1448127.8079 | 0 | 0 | 0 | 2060113.7533 | 2732315.4342 | 7108924.2848 | 4851986.8982 | 21699163.628 | 961560.8286 | 26321290.157 | 26321290.157 | 19765873.5944 | 10371438.4012 | 0 | 48982014.6136 | 105440616.7662 | 1333.5214 | 4.265 | 11484.6274 | 24722.2619 | 234.1297 | 503.9967
1 | 5800 | 707 | 0.04 | 15 | 15 | 7 | 1.7783e-12 | 5spot_SharedNeighbor | CO2 | Porous | Wet | R245fa | MinimizeLCOE_Brownfield | IgnoreSilica | 40.1166 | 9.7743 | 1.4143 | 4 | 9341.807 | 19322.0725 | 190.4454 | 393.9066 | 178.0197 | 22.93 | 70.9707 | 4158773.4893 | 0 | 1744983.2833 | 0 | 0 | 0 | 2349999.5308 | 3218964.9583 | 8375086.521 | 5716168.6414 | 25563976.424 | 961560.8286 | 26321290.157 | 26321290.157 | 19765873.5944 | 10371438.4012 | 0 | 52846827.4096 | 109305429.5622 | 1778.2794 | 5.657 | 9341.807 | 19322.0725 | 190.4454 | 393.9066
1 | 5800 | 707 | 0.04 | 15 | 15 | 7 | 2.3714e-12 | 5spot_SharedNeighbor | CO2 | Porous | Wet | R245fa | MinimizeLCOE_Brownfield | IgnoreSilica | 50.1741 | 12.4857 | 1.8478 | 4 | 7730.1013 | 15368.6314 | 157.5886 | 313.3103 | 179.2488 | 22.844 | 76.1134 | 4900092.8167 | 0 | 2086968.1328 | 0 | 0 | 0 | 2651342.7164 | 3758977.4297 | 9780088.1998 | 6675111.1571 | 29852580.4525 | 961560.8286 | 26321290.157 | 26321290.157 | 19765873.5944 | 10371438.4012 | 0 | 57135431.4381 | 113594033.5907 | 2371.3737 | 7.3913 | 7730.1013 | 15368.6314 | 157.5886 | 313.3103
1 | 5800 | 707 | 0.04 | 15 | 15 | 7 | 3.1623e-12 | 5spot_SharedNeighbor | CO2 | Porous | Wet | R245fa | MinimizeLCOE_Brownfield | IgnoreSilica | 61.9381 | 15.6836 | 2.3725 | 4 | 6505.3006 | 12454.4778 | 132.6194 | 253.9014 | 180.0352 | 22.6885 | 87.8087 | 5706788.126 | 0 | 2470008.6927 | 0 | 0 | 0 | 2947073.5609 | 4338309.448 | 11287391.2741 | 7703876.4773 | 34453447.579 | 961560.8286 | 26321290.157 | 26321290.157 | 19765873.5944 | 10371438.4012 | 0 | 61736298.5647 | 118194900.7173 | 3162.2777 | 9.4902 | 6505.3006 | 12454.4778 | 132.6194 | 253.9014
1 | 5800 | 707 | 0.04 | 15 | 15 | 7 | 4.217e-12 | 5spot_SharedNeighbor | CO2 | Porous | Wet | R245fa | MinimizeLCOE_Brownfield | IgnoreSilica | 75.0922 | 19.293 | 2.9814 | 4 | 5570.0177 | 10304.2765 | 113.5523 | 210.0666 | 180.3952 | 22.453 | 94.4837 | 6545863.7489 | 0 | 2881432.2333 | 0 | 0 | 0 | 3210554.771 | 4928761.7937 | 12823627.1592 | 8752389.0353 | 39142628.7413 | 961560.8286 | 26321290.157 | 26321290.157 | 19765873.5944 | 10371438.4012 | 0 | 66425479.727 | 122884081.8796 | 4216.965 | 11.9255 | 5570.0177 | 10304.2765 | 113.5523 | 210.0666
1 | 5800 | 707 | 0.04 | 15 | 15 | 7 | 5.6234e-12 | 5spot_SharedNeighbor | CO2 | Porous | Wet | R245fa | MinimizeLCOE_Brownfield | IgnoreSilica | 89.0286 | 23.155 | 3.6513 | 4 | 4855.7973 | 8721.4244 | 98.992 | 177.798 | 180.3524 | 22.1364 | 111.5796 | 7372542.3268 | 0 | 3301838.9156 | 0 | 0 | 0 | 3414705.5354 | 5494743.8433 | 14296196.3534 | 9757447.7687 | 43637474.7431 | 961560.8286 | 26321290.157 | 26321290.157 | 19765873.5944 | 10371438.4012 | 0 | 70920325.7288 | 127378927.8813 | 5623.4133 | 14.6053 | 4855.7973 | 8721.4244 | 98.992 | 177.798
1 | 5800 | 707 | 0.04 | 15 | 15 | 7 | 7.4989e-12 | 5spot_SharedNeighbor | CO2 | Porous | Wet | R245fa | MinimizeLCOE_Brownfield | IgnoreSilica | 102.9145 | 27.0425 | 4.3446 | 4 | 4312.0689 | 7560.8403 | 87.9074 | 154.138 | 179.9663 | 21.7542 | 92.8881 | 8138759.8118 | 0 | 3707775.4928 | 0 | 0 | 0 | 3539422.1136 | 6000523.3931 | 15612130.9923 | 10655600.1994 | 47654212.003 | 961560.8286 | 26321290.157 | 26321290.157 | 19765873.5944 | 10371438.4012 | 0 | 74937062.9886 | 131395665.1412 | 7498.9421 | 17.3784 | 4312.0689 | 7560.8403 | 87.9074 | 154.138
1 | 5800 | 707 | 0.04 | 15 | 15 | 7 | 1e-11 | 5spot_SharedNeighbor | CO2 | Porous | Wet | R245fa | MinimizeLCOE_Brownfield | IgnoreSilica | 115.9345 | 30.7248 | 5.0185 | 4 | 3899.9163 | 6712.4273 | 79.5051 | 136.8419 | 179.3374 | 21.336 | 113.0838 | 8808283.1138 | 0 | 4078519.5136 | 0 | 0 | 0 | 3580827.4319 | 6422375.7231 | 16709704.2212 | 11404716.481 | 51004426.4846 | 961560.8286 | 26321290.157 | 26321290.157 | 19765873.5944 | 10371438.4012 | 0 | 78287277.4703 | 134745879.6229 | 10000 | 20.0741 | 3899.9163 | 6712.4273 | 79.5051 | 136.8419
1 | 5800 | 707 | 0.04 | 15 | 15 | 7 | 1.3335e-11 | 5spot_SharedNeighbor | CO2 | Porous | Wet | R245fa | MinimizeLCOE_Brownfield | IgnoreSilica | 127.4887 | 34.0251 | 5.6366 | 4 | 3588.7083 | 6092.8047 | 73.1607 | 124.2101 | 178.5818 | 20.9157 | 101.4822 | 9363932.4215 | 0 | 4400577.4387 | 0 | 0 | 0 | 3550813.2775 | 6752976.0237 | 17569858.3878 | 11991789.3742 | 53629946.9233 | 961560.8286 | 26321290.157 | 26321290.157 | 19765873.5944 | 10371438.4012 | 0 | 80912797.909 | 137371400.0616 | 13335.2143 | 22.5465 | 3588.7083 | 6092.8047 | 73.1607 | 124.2101
1 | 5800 | 707 | 0.04 | 15 | 15 | 7 | 1.7783e-11 | 5spot_SharedNeighbor | CO2 | Porous | Wet | R245fa | MinimizeLCOE_Brownfield | IgnoreSilica | 137.2575 | 36.8416 | 6.1753 | 4 | 3354.5709 | 5640.2243 | 68.3875 | 114.9836 | 177.8062 | 20.5254 | 112.5254 | 9805873.8825 | 0 | 4668326.7603 | 0 | 0 | 0 | 3470536.2013 | 6998447.3692 | 18208524.4756 | 12427692.1024 | 55579400.7911 | 961560.8286 | 26321290.157 | 26321290.157 | 19765873.5944 | 10371438.4012 | 0 | 82862251.7768 | 139320853.9293 | 17782.7941 | 24.7013 | 3354.5709 | 5640.2243 | 68.3875 | 114.9836
1 | 5800 | 707 | 0.04 | 15 | 15 | 7 | 2.3714e-11 | 5spot_SharedNeighbor | CO2 | Porous | Wet | R245fa | MinimizeLCOE_Brownfield | IgnoreSilica | 145.2307 | 39.1599 | 6.6266 | 4 | 3178.6996 | 5308.69 | 64.8021 | 108.2248 | 177.0815 | 20.1822 | 110.1285 | 10147514.7499 | 0 | 4884037.9479 | 0 | 0 | 0 | 3363249.8772 | 7173973.0043 | 18665206.1729 | 12739386.7446 | 56973368.4968 | 961560.8286 | 26321290.157 | 26321290.157 | 19765873.5944 | 10371438.4012 | 0 | 84256219.4824 | 140714821.635 | 23713.7371 | 26.5065 | 3178.6996 | 5308.69 | 64.8021 | 108.2248
1 | 5800 | 707 | 0.04 | 15 | 15 | 7 | 3.1623e-11 | 5spot_SharedNeighbor | CO2 | Porous | Wet | R245fa | MinimizeLCOE_Brownfield | IgnoreSilica | 151.5714 | 41.0172 | 6.9935 | 4 | 3046.7184 | 5064.9821 | 62.1115 | 103.2565 | 176.4463 | 19.8935 | 103.9512 | 10406814.2924 | 0 | 5053892.7712 | 0 | 0 | 0 | 3247992.0831 | 7296392.6672 | 18983717.0242 | 12956776.9454 | 57945585.7836 | 961560.8286 | 26321290.157 | 26321290.157 | 19765873.5944 | 10371438.4012 | 0 | 85228436.7693 | 141687038.9219 | 31622.7766 | 27.9738 | 3046.7184 | 5064.9821 | 62.1115 | 103.2565
1 | 5800 | 707 | 0.04 | 15 | 15 | 7 | 4.217e-11 | 5spot_SharedNeighbor | CO2 | Porous | Wet | R245fa | MinimizeLCOE_Brownfield | IgnoreSilica | 156.5265 | 42.4773 | 7.2852 | 4 | 2947.7074 | 4885.1538 | 60.093 | 99.5905 | 175.9133 | 19.6579 | 112.3101 | 10601690.1567 | 0 | 5185642.4692 | 0 | 0 | 0 | 3137656.456 | 7380745.742 | 19203186.4215 | 13106569.3187 | 58615490.564 | 961560.8286 | 26321290.157 | 26321290.157 | 19765873.5944 | 10371438.4012 | 0 | 85898341.5496 | 142356943.7022 | 42169.6503 | 29.1407 | 2947.7074 | 4885.1538 | 60.093 | 99.5905
1 | 5800 | 707 | 0.04 | 15 | 15 | 7 | 5.6234e-11 | 5spot_SharedNeighbor | CO2 | Porous | Wet | R245fa | MinimizeLCOE_Brownfield | IgnoreSilica | 160.3534 | 43.6105 | 7.5135 | 4 | 2873.4338 | 4751.9971 | 58.5788 | 96.8759 | 175.4794 | 19.4699 | 110.4202 | 10747460.1819 | 0 | 5286822.843 | 0 | 0 | 0 | 3039301.7338 | 7438698.0559 | 19353966.4547 | 13209479.7896 | 59075729.059 | 961560.8286 | 26321290.157 | 26321290.157 | 19765873.5944 | 10371438.4012 | 0 | 86358580.0447 | 142817182.1972 | 56234.1325 | 30.0541 | 2873.4338 | 4751.9971 | 58.5788 | 96.8759
1 | 5800 | 707 | 0.04 | 15 | 15 | 7 | 7.4989e-11 | 5spot_SharedNeighbor | CO2 | Porous | Wet | R245fa | MinimizeLCOE_Brownfield | IgnoreSilica | 163.2692 | 44.4778 | 7.6899 | 4 | 2817.7148 | 4653.2005 | 57.4429 | 94.8618 | 175.1355 | 19.3231 | 104.337 | 10855718.0014 | 0 | 5363593.2796 | 0 | 0 | 0 | 2955292.7487 | 7478095.5716 | 19456470.7089 | 13279441.0493 | 59388611.3595 | 961560.8286 | 26321290.157 | 26321290.157 | 19765873.5944 | 10371438.4012 | 0 | 86671462.3451 | 143130064.4977 | 74989.4209 | 30.7595 | 2817.7148 | 4653.2005 | 57.4429 | 94.8618
1 | 5800 | 707 | 0.04 | 15 | 15 | 7 | 1e-10 | 5spot_SharedNeighbor | CO2 | Porous | Wet | R245fa | MinimizeLCOE_Brownfield | IgnoreSilica | 165.4935 | 45.1411 | 7.8253 | 4 | 2775.9134 | 4579.6338 | 56.5907 | 93.362 | 174.8654 | 19.2091 | 106.1506 | 10936645.9733 | 0 | 5421970.152 | 0 | 0 | 0 | 2886353.7642 | 7505538.2569 | 19527870.9469 | 13328173.1789 | 59606552.2723 | 961560.8286 | 26321290.157 | 26321290.157 | 19765873.5944 | 10371438.4012 | 0 | 86889403.2579 | 143348005.4105 | 100000 | 31.3012 | 2775.9134 | 4579.6338 | 56.5907 | 93.362
1 | 5800 | 707 | 0.04 | 15 | 15 | 7 | 1.3335e-10 | 5spot_SharedNeighbor | CO2 | Porous | Wet | R245fa | MinimizeLCOE_Brownfield | IgnoreSilica | 167.1861 | 45.6469 | 7.9287 | 4 | 2744.5531 | 4524.7397 | 55.9514 | 92.2429 | 174.6553 | 19.1211 | 113.7771 | 10997263.4084 | 0 | 5466288.1785 | 0 | 0 | 0 | 2831163.2335 | 7524938.78 | 19578347.1283 | 13362624.2099 | 59760624.9387 | 961560.8286 | 26321290.157 | 26321290.157 | 19765873.5944 | 10371438.4012 | 0 | 87043475.9243 | 143502078.0769 | 133352.1432 | 31.715 | 2744.5531 | 4524.7397 | 55.9514 | 92.2429
1 | 5800 | 707 | 0.04 | 15 | 15 | 7 | 1.7783e-10 | 5spot_SharedNeighbor | CO2 | Porous | Wet | R245fa | MinimizeLCOE_Brownfield | IgnoreSilica | 168.4554 | 46.0272 | 8.0071 | 4 | 2721.0265 | 4483.8034 | 55.4718 | 91.4084 | 174.4951 | 19.0544 | 124.7515 | 11042164.6466 | 0 | 5499463.3343 | 0 | 0 | 0 | 2787358.1947 | 7538304.6085 | 19613122.2725 | 13386358.9603 | 59866772.017 | 961560.8286 | 26321290.157 | 26321290.157 | 19765873.5944 | 10371438.4012 | 0 | 87149623.0026 | 143608225.1552 | 177827.941 | 32.0282 | 2721.0265 | 4483.8034 | 55.4718 | 91.4084
1 | 5800 | 707 | 0.04 | 15 | 15 | 7 | 2.3714e-10 | 5spot_SharedNeighbor | CO2 | Porous | Wet | R245fa | MinimizeLCOE_Brownfield | IgnoreSilica | 169.3982 | 46.3106 | 8.066 | 4 | 2703.3775 | 4453.2795 | 55.112 | 90.7861 | 174.3746 | 19.0045 | 111.8459 | 11075202.809 | 0 | 5524072.0734 | 0 | 0 | 0 | 2752888.8803 | 7547343.8675 | 19636640.57 | 13402410.6816 | 59938558.8818 | 961560.8286 | 26321290.157 | 26321290.157 | 19765873.5944 | 10371438.4012 | 0 | 87221409.8674 | 143680012.02 | 237137.3706 | 32.2639 | 2703.3775 | 4453.2795 | 55.112 | 90.7861
1 | 5800 | 707 | 0.04 | 15 | 15 | 7 | 3.1623e-10 | 5spot_SharedNeighbor | CO2 | Porous | Wet | R245fa | MinimizeLCOE_Brownfield | IgnoreSilica | 170.1339 | 46.531 | 8.1111 | 4 | 2690.1385 | 4430.3076 | 54.8421 | 90.3178 | 174.2798 | 18.9653 | 128.162 | 11100806.5057 | 0 | 5543256.0634 | 0 | 0 | 0 | 2726926.2339 | 7554685.6332 | 19655742.3384 | 13415448.0311 | 59996864.8056 | 961560.8286 | 26321290.157 | 26321290.157 | 19765873.5944 | 10371438.4012 | 0 | 87279715.7912 | 143738317.9438 | 316227.766 | 32.4443 | 2690.1385 | 4430.3076 | 54.8421 | 90.3178
1 | 5800 | 707 | 0.04 | 15 | 15 | 7 | 4.217e-10 | 5spot_SharedNeighbor | CO2 | Porous | Wet | R245fa | MinimizeLCOE_Brownfield | IgnoreSilica | 170.6675 | 46.6917 | 8.1446 | 4 | 2680.2081 | 4413.2154 | 54.6397 | 89.9694 | 174.2105 | 18.9368 | 127.3204 | 11119271.5318 | 0 | 5557160.457 | 0 | 0 | 0 | 2706558.6124 | 7559366.3345 | 19667920.563 | 13423759.9196 | 60034037.4183 | 961560.8286 | 26321290.157 | 26321290.157 | 19765873.5944 | 10371438.4012 | 0 | 87316888.404 | 143775490.5566 | 421696.5034 | 32.5784 | 2680.2081 | 4413.2154 | 54.6397 | 89.9694
1 | 5800 | 707 | 0.04 | 15 | 15 | 7 | 5.6234e-10 | 5spot_SharedNeighbor | CO2 | Porous | Wet | R245fa | MinimizeLCOE_Brownfield | IgnoreSilica | 171.0696 | 46.8128 | 8.1699 | 4 | 2672.7599 | 4400.4094 | 54.4878 | 89.7083 | 174.158 | 18.9152 | 125.9961 | 11133129.8113 | 0 | 5567632.4199 | 0 | 0 | 0 | 2691068.5473 | 7562814.0036 | 19676890.691 | 13429882.2163 | 60061417.6894 | 961560.8286 | 26321290.157 | 26321290.157 | 19765873.5944 | 10371438.4012 | 0 | 87344268.675 | 143802870.8276 | 562341.3252 | 32.6794 | 2672.7599 | 4400.4094 | 54.4878 | 89.7083
1 | 5800 | 707 | 0.04 | 15 | 15 | 7 | 7.4989e-10 | 5spot_SharedNeighbor | CO2 | Porous | Wet | R245fa | MinimizeLCOE_Brownfield | IgnoreSilica | 171.3861 | 46.9077 | 8.1892 | 4 | 2667.1735 | 4390.741 | 54.3739 | 89.5112 | 174.1165 | 18.8982 | 112.4896 | 11144009.3404 | 0 | 5575872.8971 | 0 | 0 | 0 | 2679656.5964 | 7565820.1452 | 19684712.0547 | 13435220.4577 | 60085291.4915 | 961560.8286 | 26321290.157 | 26321290.157 | 19765873.5944 | 10371438.4012 | 0 | 87368142.4771 | 143826744.6297 | 749894.2093 | 32.7568 | 2667.1735 | 4390.741 | 54.3739 | 89.5112
1 | 5800 | 707 | 0.04 | 15 | 15 | 7 | 1e-09 | 5spot_SharedNeighbor | CO2 | Porous | Wet | R245fa | MinimizeLCOE_Brownfield | IgnoreSilica | 171.6102 | 46.9753 | 8.2034 | 4 | 2662.9838 | 4383.5659 | 54.2885 | 89.3649 | 174.0871 | 18.8861 | 113.139 | 11151690.2576 | 0 | 5581705.2482 | 0 | 0 | 0 | 2670700.6793 | 7567597.5122 | 19689336.399 | 13438376.6677 | 60099406.7639 | 961560.8286 | 26321290.157 | 26321290.157 | 19765873.5944 | 10371438.4012 | 0 | 87382257.7496 | 143840859.9021 | 1000000 | 32.8137 | 2662.9838 | 4383.5659 | 54.2885 | 89.3649
1 | 5800 | 707 | 0.04 | 15 | 15 | 7 | 1.3335e-09 | 5spot_SharedNeighbor | CO2 | Porous | Wet | R245fa | MinimizeLCOE_Brownfield | IgnoreSilica | 171.7734 | 47.0248 | 8.214 | 4 | 2659.8417 | 4378.214 | 54.2245 | 89.2558 | 174.0655 | 18.8773 | 121.9656 | 11157271.5144 | 0 | 5585950.5904 | 0 | 0 | 0 | 2663822.3658 | 7568747.3435 | 19692328.0243 | 13440418.5134 | 60108538.3518 | 961560.8286 | 26321290.157 | 26321290.157 | 19765873.5944 | 10371438.4012 | 0 | 87391389.3374 | 143849991.49 | 1333521.4322 | 32.8559 | 2659.8417 | 4378.214 | 54.2245 | 89.2558
1 | 5800 | 707 | 0.04 | 15 | 15 | 7 | 1.7783e-09 | 5spot_SharedNeighbor | CO2 | Porous | Wet | R245fa | MinimizeLCOE_Brownfield | IgnoreSilica | 171.9197 | 47.0682 | 8.2225 | 4 | 2657.4852 | 4374.0805 | 54.1764 | 89.1715 | 174.0463 | 18.8694 | 113.1936 | 11162276.4964 | 0 | 5589756.9438 | 0 | 0 | 0 | 2659197.6624 | 7570380.13 | 19696576.1997 | 13443317.9805 | 60121505.4128 | 961560.8286 | 26321290.157 | 26321290.157 | 19765873.5944 | 10371438.4012 | 0 | 87404356.3984 | 143862958.551 | 1778279.41 | 32.8899 | 2657.4852 | 4374.0805 | 54.1764 | 89.1715
1 | 5800 | 707 | 0.04 | 15 | 15 | 7 | 2.3714e-09 | 5spot_SharedNeighbor | CO2 | Porous | Wet | R245fa | MinimizeLCOE_Brownfield | IgnoreSilica | 172.0124 | 47.0963 | 8.2284 | 4 | 2655.7181 | 4371.0693 | 54.1404 | 89.1102 | 174.0341 | 18.8644 | 111.2968 | 11165436.7897 | 0 | 5592165.6934 | 0 | 0 | 0 | 2655313.8276 | 7571037.3612 | 19698286.1804 | 13444485.0774 | 60126724.9296 | 961560.8286 | 26321290.157 | 26321290.157 | 19765873.5944 | 10371438.4012 | 0 | 87409575.9153 | 143868178.0679 | 2371373.7057 | 32.9137 | 2655.7181 | 4371.0693 | 54.1404 | 89.1102
1 | 5800 | 707 | 0.04 | 15 | 15 | 7 | 3.1623e-09 | 5spot_SharedNeighbor | CO2 | Porous | Wet | R245fa | MinimizeLCOE_Brownfield | IgnoreSilica | 172.0855 | 47.1183 | 8.233 | 4 | 2654.3928 | 4368.7931 | 54.1134 | 89.0638 | 174.0244 | 18.8604 | 107.6917 | 11167932.632 | 0 | 5594068.4221 | 0 | 0 | 0 | 2652479.43 | 7571647.3888 | 19699873.3473 | 13445568.3514 | 60131569.5716 | 961560.8286 | 26321290.157 | 26321290.157 | 19765873.5944 | 10371438.4012 | 0 | 87414420.5573 | 143873022.7099 | 3162277.6602 | 32.932 | 2654.3928 | 4368.7931 | 54.1134 | 89.0638
1 | 5800 | 707 | 0.04 | 15 | 15 | 7 | 4.217e-09 | 5spot_SharedNeighbor | CO2 | Porous | Wet | R245fa | MinimizeLCOE_Brownfield | IgnoreSilica | 172.1413 | 47.1351 | 8.2364 | 4 | 2653.3989 | 4367.082 | 54.0931 | 89.0289 | 174.017 | 18.8574 | 125.1965 | 11169833.374 | 0 | 5595518.0117 | 0 | 0 | 0 | 2650369.4839 | 7572131.1391 | 19701131.9663 | 13446427.3848 | 60135411.3598 | 961560.8286 | 26321290.157 | 26321290.157 | 19765873.5944 | 10371438.4012 | 0 | 87418262.3455 | 143876864.4981 | 4216965.0343 | 32.9458 | 2653.3989 | 4367.082 | 54.0931 | 89.0289
1 | 5800 | 707 | 0.04 | 15 | 15 | 7 | 5.6234e-09 | 5spot_SharedNeighbor | CO2 | Porous | Wet | R245fa | MinimizeLCOE_Brownfield | IgnoreSilica | 172.1755 | 47.1457 | 8.2388 | 4 | 2652.6537 | 4365.8374 | 54.0779 | 89.0035 | 174.0125 | 18.8555 | 119.7968 | 11170999.3238 | 0 | 5596409.0498 | 0 | 0 | 0 | 2648609.0763 | 7572246.8055 | 19701432.9064 | 13446632.7826 | 60136329.9444 | 961560.8286 | 26321290.157 | 26321290.157 | 19765873.5944 | 10371438.4012 | 0 | 87419180.93 | 143877783.0826 | 5623413.2519 | 32.9554 | 2652.6537 | 4365.8374 | 54.0779 | 89.0035
1 | 5800 | 707 | 0.04 | 15 | 15 | 7 | 7.4989e-09 | 5spot_SharedNeighbor | CO2 | Porous | Wet | R245fa | MinimizeLCOE_Brownfield | IgnoreSilica | 172.2144 | 47.157 | 8.241 | 4 | 2652.0948 | 4364.8371 | 54.0665 | 88.9831 | 174.0074 | 18.8534 | 123.0574 | 11172326.6734 | 0 | 5597420.4555 | 0 | 0 | 0 | 2647594.6325 | 7572763.2869 | 19702776.6852 | 13447549.9392 | 60140431.6727 | 961560.8286 | 26321290.157 | 26321290.157 | 19765873.5944 | 10371438.4012 | 0 | 87423282.6583 | 143881884.8109 | 7498942.0933 | 32.9639 | 2652.0948 | 4364.8371 | 54.0665 | 88.9831
1 | 5800 | 707 | 0.04 | 15 | 15 | 7 | 1e-08 | 5spot_SharedNeighbor | CO2 | Porous | Wet | R245fa | MinimizeLCOE_Brownfield | IgnoreSilica | 172.2339 | 47.163 | 8.2423 | 4 | 2651.6756 | 4364.1365 | 54.058 | 88.9688 | 174.0048 | 18.8524 | 124.8985 | 11172988.0976 | 0 | 5597926.1412 | 0 | 0 | 0 | 2646606.8633 | 7572833.2298 | 19702958.6623 | 13447674.1423 | 60140987.1366 | 961560.8286 | 26321290.157 | 26321290.157 | 19765873.5944 | 10371438.4012 | 0 | 87423838.1222 | 143882440.2748 | 10000000 | 32.9693 | 2651.6756 | 4364.1365 | 54.058 | 88.9688
1 | 5900 | 707 | 0.04 | 15 | 15 | 7 | 1e-13 | 5spot_SharedNeighbor | CO2 | Porous | Wet | R245fa | MinimizeLCOE_Brownfield | IgnoreSilica | 2.8083 | 0.20085 | 0.019516 | 4 | 399636.2912 | 1138987.6462 | 8147.1263 | 23219.8038 | 117.9233 | 21.104 | 50.1769 | 449038.5686 | 0 | 200130.1669 | 0 | 0 | 0 | 416777.5271 | 415719.0425 | 1081615.6728 | 738224.9216 | 3301505.8995 | 961560.8286 | 26934732.84 | 26934732.84 | 20193244.4958 | 10589842.3133 | 0 | 31197799.5682 | 88915619.2173 | 100 | 0.078065 | 399636.2912 | 1138987.6462 | 8147.1263 | 23219.8038
1 | 5900 | 707 | 0.04 | 15 | 15 | 7 | 1.3335e-13 | 5spot_SharedNeighbor | CO2 | Porous | Wet | R245fa | MinimizeLCOE_Brownfield | IgnoreSilica | 3.9922 | 0.42336 | 0.044939 | 4 | 180399.2445 | 501485.7533 | 3677.6826 | 10223.4654 | 132.5531 | 21.8345 | 55.2058 | 636548.4853 | 0 | 275490.346 | 0 | 0 | 0 | 551156.2425 | 570646.0788 | 1484704.0414 | 1013341.0159 | 4531886.2098 | 961560.8286 | 26934732.84 | 26934732.84 | 20193244.4958 | 10589842.3133 | 0 | 32428179.8785 | 90145999.5276 | 133.3521 | 0.17976 | 180399.2445 | 501485.7533 | 3677.6826 | 10223.4654
1 | 5900 | 707 | 0.04 | 15 | 15 | 7 | 1.7783e-13 | 5spot_SharedNeighbor | CO2 | Porous | Wet | R245fa | MinimizeLCOE_Brownfield | IgnoreSilica | 5.3734 | 0.72531 | 0.082992 | 4 | 101504.7767 | 275371.0058 | 2069.3122 | 5613.8104 | 143.56 | 22.3143 | 57.3161 | 840709.419 | 0 | 349408.0144 | 0 | 0 | 0 | 682484.9757 | 730314.9395 | 1900129.6645 | 1296877.5398 | 5799924.5529 | 961560.8286 | 26934732.84 | 26934732.84 | 20193244.4958 | 10589842.3133 | 0 | 33696218.2215 | 91414037.8706 | 177.8279 | 0.33197 | 101504.7767 | 275371.0058 | 2069.3122 | 5613.8104
1 | 5900 | 707 | 0.04 | 15 | 15 | 7 | 2.3714e-13 | 5spot_SharedNeighbor | CO2 | Porous | Wet | R245fa | MinimizeLCOE_Brownfield | IgnoreSilica | 7.1003 | 1.1335 | 0.13649 | 4 | 64369.3652 | 170085.5421 | 1312.2566 | 3467.4238 | 152.5141 | 22.666 | 52.5351 | 1077241.444 | 0 | 436670.047 | 0 | 0 | 0 | 826040.0716 | 912581.1094 | 2374348.8505 | 1620541.8785 | 7247423.4009 | 961560.8286 | 26934732.84 | 26934732.84 | 20193244.4958 | 10589842.3133 | 0 | 35143717.0696 | 92861536.7187 | 237.1374 | 0.54597 | 64369.3652 | 170085.5421 | 1312.2566 | 3467.4238
1 | 5900 | 707 | 0.04 | 15 | 15 | 7 | 3.1623e-13 | 5spot_SharedNeighbor | CO2 | Porous | Wet | R245fa | MinimizeLCOE_Brownfield | IgnoreSilica | 9.2781 | 1.6736 | 0.20959 | 4 | 43912.5863 | 112758.4186 | 895.2175 | 2298.7329 | 159.8066 | 22.9284 | 64.95 | 1353053.6991 | 0 | 540877.6848 | 0 | 0 | 0 | 985525.2441 | 1122988.0849 | 2921784.6404 | 1994178.0537 | 8918407.4069 | 961560.8286 | 26934732.84 | 26934732.84 | 20193244.4958 | 10589842.3133 | 0 | 36814701.0755 | 94532520.7246 | 316.2278 | 0.83836 | 43912.5863 | 112758.4186 | 895.2175 | 2298.7329
1 | 5900 | 707 | 0.04 | 15 | 15 | 7 | 4.217e-13 | 5spot_SharedNeighbor | CO2 | Porous | Wet | R245fa | MinimizeLCOE_Brownfield | IgnoreSilica | 12.0554 | 2.3827 | 0.30789 | 4 | 31483.9102 | 78349.9363 | 641.8421 | 1597.2694 | 165.7547 | 23.1253 | 69.3793 | 1678131.3023 | 0 | 666926.7833 | 0 | 0 | 0 | 1166986.4616 | 1369697.3734 | 3563671.602 | 2432279.0945 | 10877692.617 | 961560.8286 | 26934732.84 | 26934732.84 | 20193244.4958 | 10589842.3133 | 0 | 38773986.2856 | 96491805.9347 | 421.6965 | 1.2315 | 31483.9102 | 78349.9363 | 641.8421 | 1597.2694
1 | 5900 | 707 | 0.04 | 15 | 15 | 7 | 5.6234e-13 | 5spot_SharedNeighbor | CO2 | Porous | Wet | R245fa | MinimizeLCOE_Brownfield | IgnoreSilica | 15.5534 | 3.2949 | 0.43821 | 4 | 23412.7129 | 56341.102 | 477.2998 | 1148.5896 | 170.5091 | 23.2684 | 65.4329 | 2056787.896 | 0 | 817695.3582 | 0 | 0 | 0 | 1368687.953 | 1654836.7708 | 4305545.8239 | 2938623.495 | 13142177.2969 | 961560.8286 | 26934732.84 | 26934732.84 | 20193244.4958 | 10589842.3133 | 0 | 41038470.9656 | 98756290.6147 | 562.3413 | 1.7528 | 23412.7129 | 56341.102 | 477.2998 | 1148.5896
1 | 5900 | 707 | 0.04 | 15 | 15 | 7 | 7.4989e-13 | 5spot_SharedNeighbor | CO2 | Porous | Wet | R245fa | MinimizeLCOE_Brownfield | IgnoreSilica | 19.9897 | 4.4672 | 0.60965 | 4 | 17914.2819 | 41582.6714 | 365.2069 | 847.719 | 174.3123 | 23.3673 | 64.6445 | 2501462.6545 | 0 | 999486.8186 | 0 | 0 | 0 | 1596966.5337 | 1988187.2427 | 5172855.3722 | 3530580.0831 | 15789538.7048 | 961560.8286 | 26934732.84 | 26934732.84 | 20193244.4958 | 10589842.3133 | 0 | 43685832.3735 | 101403652.0226 | 749.8942 | 2.4386 | 17914.2819 | 41582.6714 | 365.2069 | 847.719
1 | 5900 | 707 | 0.04 | 15 | 15 | 7 | 1e-12 | 5spot_SharedNeighbor | CO2 | Porous | Wet | R245fa | MinimizeLCOE_Brownfield | IgnoreSilica | 25.5534 | 5.953 | 0.83278 | 4 | 14032.2894 | 31359.1654 | 286.0672 | 639.299 | 177.3007 | 23.4247 | 66.5847 | 3018450.6186 | 0 | 1216439.8251 | 0 | 0 | 0 | 1850138.6925 | 2373161.3631 | 6174479.0646 | 4214208.8344 | 18846878.3984 | 961560.8286 | 26934732.84 | 26934732.84 | 20193244.4958 | 10589842.3133 | 0 | 46743172.067 | 104460991.7161 | 1000 | 3.3311 | 14032.2894 | 31359.1654 | 286.0672 | 639.299
1 | 5900 | 707 | 0.04 | 15 | 15 | 7 | 1.3335e-12 | 5spot_SharedNeighbor | CO2 | Porous | Wet | R245fa | MinimizeLCOE_Brownfield | IgnoreSilica | 32.4723 | 7.8167 | 1.12 | 4 | 11215.8006 | 24099.332 | 228.6493 | 491.2975 | 179.613 | 23.4396 | 71.1275 | 3615267.0438 | 0 | 1473476.4232 | 0 | 0 | 0 | 2127373.3688 | 2814285.566 | 7322193.7533 | 4997547.6926 | 22350143.8477 | 961560.8286 | 26934732.84 | 26934732.84 | 20193244.4958 | 10589842.3133 | 0 | 50246437.5163 | 107964257.1654 | 1333.5214 | 4.48 | 11215.8006 | 24099.332 | 228.6493 | 491.2975
1 | 5900 | 707 | 0.04 | 15 | 15 | 7 | 1.7783e-12 | 5spot_SharedNeighbor | CO2 | Porous | Wet | R245fa | MinimizeLCOE_Brownfield | IgnoreSilica | 40.9714 | 10.1237 | 1.4845 | 4 | 9129.2759 | 18849.0445 | 186.1126 | 384.2633 | 181.3572 | 23.406 | 56.6759 | 4296549.224 | 0 | 1774665.728 | 0 | 0 | 0 | 2425043.8977 | 3313540.9514 | 8621153.8548 | 5884114.6529 | 26315068.3088 | 961560.8286 | 26934732.84 | 26934732.84 | 20193244.4958 | 10589842.3133 | 0 | 54211361.9775 | 111929181.6266 | 1778.2794 | 5.9382 | 9129.2759 | 18849.0445 | 186.1126 | 384.2633
1 | 5900 | 707 | 0.04 | 15 | 15 | 7 | 2.3714e-12 | 5spot_SharedNeighbor | CO2 | Porous | Wet | R245fa | MinimizeLCOE_Brownfield | IgnoreSilica | 51.207 | 12.9237 | 1.9381 | 4 | 7559.4806 | 15004.5322 | 154.1102 | 305.8877 | 182.6077 | 23.3133 | 88.5267 | 5059633.9932 | 0 | 2121270.1624 | 0 | 0 | 0 | 2733891.8388 | 3866770.4378 | 10060543.4955 | 6866527.6592 | 30708637.5869 | 961560.8286 | 26934732.84 | 26934732.84 | 20193244.4958 | 10589842.3133 | 0 | 58604931.2555 | 116322750.9047 | 2371.3737 | 7.7525 | 7559.4806 | 15004.5322 | 154.1102 | 305.8877
1 | 5900 | 707 | 0.04 | 15 | 15 | 7 | 3.1623e-12 | 5spot_SharedNeighbor | CO2 | Porous | Wet | R245fa | MinimizeLCOE_Brownfield | IgnoreSilica | 63.1561 | 16.2202 | 2.486 | 4 | 6366.5005 | 12170.8872 | 129.7897 | 248.12 | 183.4043 | 23.1481 | 83.5653 | 5888367.6221 | 0 | 2508790.6608 | 0 | 0 | 0 | 3035902.1458 | 4458893.5672 | 11601126.417 | 7918007.1589 | 35411087.5719 | 961560.8286 | 26934732.84 | 26934732.84 | 20193244.4958 | 10589842.3133 | 0 | 63307381.2405 | 121025200.8896 | 3162.2777 | 9.9438 | 6366.5005 | 12170.8872 | 129.7897 | 248.12
1 | 5900 | 707 | 0.04 | 15 | 15 | 7 | 4.217e-12 | 5spot_SharedNeighbor | CO2 | Porous | Wet | R245fa | MinimizeLCOE_Brownfield | IgnoreSilica | 76.4734 | 19.9294 | 3.1197 | 4 | 5455.7403 | 10081.0373 | 111.2226 | 205.5156 | 183.7637 | 22.9 | 102.2014 | 6747468.5181 | 0 | 2923753.3112 | 0 | 0 | 0 | 3302982.4896 | 5059939.6844 | 13164925.1224 | 8985331.9082 | 40184401.0339 | 961560.8286 | 26934732.84 | 26934732.84 | 20193244.4958 | 10589842.3133 | 0 | 68080694.7026 | 125798514.3517 | 4216.965 | 12.4787 | 5455.7403 | 10081.0373 | 111.2226 | 205.5156
1 | 5900 | 707 | 0.04 | 15 | 15 | 7 | 5.6234e-12 | 5spot_SharedNeighbor | CO2 | Porous | Wet | R245fa | MinimizeLCOE_Brownfield | IgnoreSilica | 90.5413 | 23.8868 | 3.8147 | 4 | 4760.5569 | 8543.1748 | 97.0504 | 174.1642 | 183.712 | 22.5686 | 119.6689 | 7591295.1036 | 0 | 3346644.1587 | 0 | 0 | 0 | 3508278.5263 | 5634024.9375 | 14658577.1901 | 10004780.1359 | 44743600.0521 | 961560.8286 | 26934732.84 | 26934732.84 | 20193244.4958 | 10589842.3133 | 0 | 72639893.7207 | 130357713.3698 | 5623.4133 | 15.2587 | 4760.5569 | 8543.1748 | 97.0504 | 174.1642
1 | 5900 | 707 | 0.04 | 15 | 15 | 7 | 7.4989e-12 | 5spot_SharedNeighbor | CO2 | Porous | Wet | R245fa | MinimizeLCOE_Brownfield | IgnoreSilica | 104.5003 | 27.8545 | 4.5309 | 4 | 4231.606 | 7416.2495 | 86.267 | 151.1903 | 183.3133 | 22.171 | 96.9602 | 8370107.4858 | 0 | 3753412.8245 | 0 | 0 | 0 | 3631229.1593 | 6144352.2931 | 15986344.2868 | 10911008.4623 | 48796454.5118 | 961560.8286 | 26934732.84 | 26934732.84 | 20193244.4958 | 10589842.3133 | 0 | 76692748.1805 | 134410567.8296 | 7498.9421 | 18.1238 | 4231.606 | 7416.2495 | 86.267 | 151.1903
1 | 5900 | 707 | 0.04 | 15 | 15 | 7 | 1e-11 | 5spot_SharedNeighbor | CO2 | Porous | Wet | R245fa | MinimizeLCOE_Brownfield | IgnoreSilica | 117.5204 | 31.5943 | 5.224 | 4 | 3830.8706 | 6593.0314 | 78.0975 | 134.4079 | 182.6736 | 21.7392 | 119.7155 | 9047106.1773 | 0 | 4123089.9992 | 0 | 0 | 0 | 3668325.5413 | 6567023.4699 | 17086047.987 | 11661578.8343 | 52153172.0089 | 961560.8286 | 26934732.84 | 26934732.84 | 20193244.4958 | 10589842.3133 | 0 | 80049465.6776 | 137767285.3267 | 10000 | 20.8959 | 3830.8706 | 6593.0314 | 78.0975 | 134.4079
1 | 5900 | 707 | 0.04 | 15 | 15 | 7 | 1.3335e-11 | 5spot_SharedNeighbor | CO2 | Porous | Wet | R245fa | MinimizeLCOE_Brownfield | IgnoreSilica | 129.0286 | 34.9331 | 5.8571 | 4 | 3528.4974 | 5992.0894 | 71.9332 | 122.1568 | 181.9122 | 21.3085 | 121.57 | 9606933.6694 | 0 | 4443048.5437 | 0 | 0 | 0 | 3633577.9372 | 6896588.4586 | 17943508.4845 | 12246813.2429 | 54770470.3363 | 961560.8286 | 26934732.84 | 26934732.84 | 20193244.4958 | 10589842.3133 | 0 | 82666764.0049 | 140384583.654 | 13335.2143 | 23.4283 | 3528.4974 | 5992.0894 | 71.9332 | 122.1568
1 | 5900 | 707 | 0.04 | 15 | 15 | 7 | 1.7783e-11 | 5spot_SharedNeighbor | CO2 | Porous | Wet | R245fa | MinimizeLCOE_Brownfield | IgnoreSilica | 138.7534 | 37.7809 | 6.4078 | 4 | 3300.973 | 5552.827 | 67.2948 | 113.2019 | 181.1314 | 20.9079 | 105.5895 | 10051928.2772 | 0 | 4708982.87 | 0 | 0 | 0 | 3549424.1326 | 7141030.7591 | 18579497.2083 | 12680888.6152 | 56711751.8624 | 961560.8286 | 26934732.84 | 26934732.84 | 20193244.4958 | 10589842.3133 | 0 | 84608045.531 | 142325865.1801 | 17782.7941 | 25.6312 | 3300.973 | 5552.827 | 67.2948 | 113.2019
1 | 5900 | 707 | 0.04 | 15 | 15 | 7 | 2.3714e-11 | 5spot_SharedNeighbor | CO2 | Porous | Wet | R245fa | MinimizeLCOE_Brownfield | IgnoreSilica | 146.6534 | 40.1147 | 6.8675 | 4 | 3130.1746 | 5231.2927 | 63.8128 | 106.647 | 180.407 | 20.5585 | 106.2685 | 10394491.3355 | 0 | 4922275.5145 | 0 | 0 | 0 | 3438482.4368 | 7314547.2219 | 19030951.4514 | 12989015.4125 | 58089763.3727 | 961560.8286 | 26934732.84 | 26934732.84 | 20193244.4958 | 10589842.3133 | 0 | 85986057.0414 | 143703876.6905 | 23713.7371 | 27.4701 | 3130.1746 | 5231.2927 | 63.8128 | 106.647
1 | 5900 | 707 | 0.04 | 15 | 15 | 7 | 3.1623e-11 | 5spot_SharedNeighbor | CO2 | Porous | Wet | R245fa | MinimizeLCOE_Brownfield | IgnoreSilica | 152.9332 | 41.9833 | 7.2407 | 4 | 3002.0299 | 4994.8659 | 61.2004 | 101.8271 | 179.7732 | 20.2649 | 117.7144 | 10654484.1521 | 0 | 5090188.3639 | 0 | 0 | 0 | 3320754.0085 | 7435516.3445 | 19345688.2944 | 13203829.775 | 59050460.9384 | 961560.8286 | 26934732.84 | 26934732.84 | 20193244.4958 | 10589842.3133 | 0 | 86946754.6071 | 144664574.2562 | 31622.7766 | 28.9627 | 3002.0299 | 4994.8659 | 61.2004 | 101.8271
1 | 5900 | 707 | 0.04 | 15 | 15 | 7 | 4.217e-11 | 5spot_SharedNeighbor | CO2 | Porous | Wet | R245fa | MinimizeLCOE_Brownfield | IgnoreSilica | 157.8318 | 43.4498 | 7.5369 | 4 | 2905.9141 | 4820.4222 | 59.241 | 98.2708 | 179.2427 | 20.0259 | 116.948 | 10849588.3804 | 0 | 5220209.4847 | 0 | 0 | 0 | 3208584.217 | 7518569.012 | 19561774.2987 | 13351312.9131 | 59710038.306 | 961560.8286 | 26934732.84 | 26934732.84 | 20193244.4958 | 10589842.3133 | 0 | 87606331.9746 | 145324151.6237 | 42169.6503 | 30.1476 | 2905.9141 | 4820.4222 | 59.241 | 98.2708
1 | 5900 | 707 | 0.04 | 15 | 15 | 7 | 5.6234e-11 | 5spot_SharedNeighbor | CO2 | Porous | Wet | R245fa | MinimizeLCOE_Brownfield | IgnoreSilica | 161.6102 | 44.5866 | 7.7685 | 4 | 2833.8226 | 4691.2532 | 57.7713 | 95.6375 | 178.8116 | 19.8356 | 113.042 | 10995396.175 | 0 | 5319948.6626 | 0 | 0 | 0 | 3108941.7772 | 7575471.7798 | 19709823.628 | 13452359.6225 | 60161941.6451 | 961560.8286 | 26934732.84 | 26934732.84 | 20193244.4958 | 10589842.3133 | 0 | 88058235.3138 | 145776054.9629 | 56234.1325 | 31.074 | 2833.8226 | 4691.2532 | 57.7713 | 95.6375
1 | 5900 | 707 | 0.04 | 15 | 15 | 7 | 7.4989e-11 | 5spot_SharedNeighbor | CO2 | Porous | Wet | R245fa | MinimizeLCOE_Brownfield | IgnoreSilica | 164.4996 | 45.4593 | 7.9475 | 4 | 2779.7466 | 4595.3393 | 56.6689 | 93.6822 | 178.4689 | 19.6866 | 116.6514 | 11104103.5328 | 0 | 5395904.8303 | 0 | 0 | 0 | 3024398.9032 | 7614518.8339 | 19811416.0531 | 13521698.5402 | 60472040.6935 | 961560.8286 | 26934732.84 | 26934732.84 | 20193244.4958 | 10589842.3133 | 0 | 88368334.3621 | 146086154.0112 | 74989.4209 | 31.7901 | 2779.7466 | 4595.3393 | 56.6689 | 93.6822
1 | 5900 | 707 | 0.04 | 15 | 15 | 7 | 1e-10 | 5spot_SharedNeighbor | CO2 | Porous | Wet | R245fa | MinimizeLCOE_Brownfield | IgnoreSilica | 166.6844 | 46.1217 | 8.0845 | 4 | 2739.1815 | 4524.0208 | 55.8419 | 92.2283 | 178.2021 | 19.5718 | 132.0173 | 11184669.9706 | 0 | 5453159.5585 | 0 | 0 | 0 | 2954650.0861 | 7641067.05 | 19880489.0657 | 13568842.2905 | 60682878.0215 | 961560.8286 | 26934732.84 | 26934732.84 | 20193244.4958 | 10589842.3133 | 0 | 88579171.6901 | 146296991.3392 | 100000 | 32.3378 | 2739.1815 | 4524.0208 | 55.8419 | 92.2283
1 | 5900 | 707 | 0.04 | 15 | 15 | 7 | 1.3335e-10 | 5spot_SharedNeighbor | CO2 | Porous | Wet | R245fa | MinimizeLCOE_Brownfield | IgnoreSilica | 168.3434 | 46.6257 | 8.1889 | 4 | 2708.751 | 4470.8169 | 55.2216 | 91.1437 | 177.9952 | 19.4834 | 125.6895 | 11244905.3659 | 0 | 5496536.5046 | 0 | 0 | 0 | 2898835.8764 | 7659708.3213 | 19928989.8298 | 13601945.0586 | 60830920.9566 | 961560.8286 | 26934732.84 | 26934732.84 | 20193244.4958 | 10589842.3133 | 0 | 88727214.6253 | 146445034.2744 | 133352.1432 | 32.7558 | 2708.751 | 4470.8169 | 55.2216 | 91.1437
1 | 5900 | 707 | 0.04 | 15 | 15 | 7 | 1.7783e-10 | 5spot_SharedNeighbor | CO2 | Porous | Wet | R245fa | MinimizeLCOE_Brownfield | IgnoreSilica | 169.6003 | 47.0081 | 8.2683 | 4 | 2685.9233 | 4431.069 | 54.7562 | 90.3333 | 177.8358 | 19.4158 | 127.7882 | 11289994.6865 | 0 | 5529342.9451 | 0 | 0 | 0 | 2854930.7213 | 7672964.6577 | 19963480.0978 | 13625485.3752 | 60936198.4837 | 961560.8286 | 26934732.84 | 26934732.84 | 20193244.4958 | 10589842.3133 | 0 | 88832492.1523 | 146550311.8015 | 177827.941 | 33.0734 | 2685.9233 | 4431.069 | 54.7562 | 90.3333
1 | 5900 | 707 | 0.04 | 15 | 15 | 7 | 2.3714e-10 | 5spot_SharedNeighbor | CO2 | Porous | Wet | R245fa | MinimizeLCOE_Brownfield | IgnoreSilica | 170.536 | 47.2937 | 8.3281 | 4 | 2668.7995 | 4401.4191 | 54.4071 | 89.7289 | 177.7157 | 19.3651 | 123.4556 | 11323250.6918 | 0 | 5553734.5793 | 0 | 0 | 0 | 2820459.0196 | 7682003.2733 | 19986996.7217 | 13641535.9543 | 61007980.2399 | 961560.8286 | 26934732.84 | 26934732.84 | 20193244.4958 | 10589842.3133 | 0 | 88904273.9085 | 146622093.5576 | 237137.3706 | 33.3125 | 2668.7995 | 4401.4191 | 54.4071 | 89.7289
1 | 5900 | 707 | 0.04 | 15 | 15 | 7 | 3.1623e-10 | 5spot_SharedNeighbor | CO2 | Porous | Wet | R245fa | MinimizeLCOE_Brownfield | IgnoreSilica | 171.2593 | 47.5139 | 8.3737 | 4 | 2655.9549 | 4379.14 | 54.1452 | 89.2747 | 177.622 | 19.3256 | 122.653 | 11348780.6661 | 0 | 5572570.4355 | 0 | 0 | 0 | 2794344.9415 | 7689121.4568 | 20005516.7749 | 13654176.2711 | 61064510.5458 | 961560.8286 | 26934732.84 | 26934732.84 | 20193244.4958 | 10589842.3133 | 0 | 88960804.2145 | 146678623.8636 | 316227.766 | 33.4948 | 2655.9549 | 4379.14 | 54.1452 | 89.2747
1 | 5900 | 707 | 0.04 | 15 | 15 | 7 | 4.217e-10 | 5spot_SharedNeighbor | CO2 | Porous | Wet | R245fa | MinimizeLCOE_Brownfield | IgnoreSilica | 171.7929 | 47.6769 | 8.4078 | 4 | 2646.3207 | 4362.5164 | 53.9488 | 88.9358 | 177.5524 | 19.2964 | 121.1874 | 11367511.2858 | 0 | 5586456.5355 | 0 | 0 | 0 | 2774090.4752 | 7693942.7356 | 20018060.7534 | 13662737.7942 | 61102799.5796 | 961560.8286 | 26934732.84 | 26934732.84 | 20193244.4958 | 10589842.3133 | 0 | 88999093.2482 | 146716912.8973 | 421696.5034 | 33.6313 | 2646.3207 | 4362.5164 | 53.9488 | 88.9358
1 | 5900 | 707 | 0.04 | 15 | 15 | 7 | 5.6234e-10 | 5spot_SharedNeighbor | CO2 | Porous | Wet | R245fa | MinimizeLCOE_Brownfield | IgnoreSilica | 172.1903 | 47.7985 | 8.4334 | 4 | 2639.0947 | 4350.0849 | 53.8015 | 88.6824 | 177.5003 | 19.2746 | 121.3529 | 11381406.0669 | 0 | 5596794.3526 | 0 | 0 | 0 | 2758577.7442 | 7697343.4838 | 20026908.8027 | 13668776.7697 | 61129807.2198 | 961560.8286 | 26934732.84 | 26934732.84 | 20193244.4958 | 10589842.3133 | 0 | 89026100.8885 | 146743920.5376 | 562341.3252 | 33.7336 | 2639.0947 | 4350.0849 | 53.8015 | 88.6824
1 | 5900 | 707 | 0.04 | 15 | 15 | 7 | 7.4989e-10 | 5spot_SharedNeighbor | CO2 | Porous | Wet | R245fa | MinimizeLCOE_Brownfield | IgnoreSilica | 172.4922 | 47.8908 | 8.4527 | 4 | 2633.6752 | 4340.7548 | 53.691 | 88.4922 | 177.4606 | 19.258 | 117.938 | 11391928.8753 | 0 | 5604643.4539 | 0 | 0 | 0 | 2746889.9613 | 7699950.2933 | 20033691.1862 | 13673405.8858 | 61150509.6559 | 961560.8286 | 26934732.84 | 26934732.84 | 20193244.4958 | 10589842.3133 | 0 | 89046803.3245 | 146764622.9736 | 749894.2093 | 33.8109 | 2633.6752 | 4340.7548 | 53.691 | 88.4922
1 | 5900 | 707 | 0.04 | 15 | 15 | 7 | 1e-09 | 5spot_SharedNeighbor | CO2 | Porous | Wet | R245fa | MinimizeLCOE_Brownfield | IgnoreSilica | 172.724 | 47.9614 | 8.4674 | 4 | 2629.6106 | 4333.7381 | 53.6082 | 88.3491 | 177.43 | 19.2452 | 118.2929 | 11399987.1794 | 0 | 5610665.4261 | 0 | 0 | 0 | 2738168.1205 | 7702040.0831 | 20039128.3907 | 13677116.8895 | 61167106.0894 | 961560.8286 | 26934732.84 | 26934732.84 | 20193244.4958 | 10589842.3133 | 0 | 89063399.758 | 146781219.4071 | 1000000 | 33.8694 | 2629.6106 | 4333.7381 | 53.6082 | 88.3491
1 | 5900 | 707 | 0.04 | 15 | 15 | 7 | 1.3335e-09 | 5spot_SharedNeighbor | CO2 | Porous | Wet | R245fa | MinimizeLCOE_Brownfield | IgnoreSilica | 172.8944 | 48.0135 | 8.4783 | 4 | 2626.5624 | 4328.497 | 53.546 | 88.2423 | 177.4075 | 19.2358 | 113.4477 | 11405902.1772 | 0 | 5615093.1922 | 0 | 0 | 0 | 2731499.9381 | 7703473.1699 | 20042856.9885 | 13679661.7342 | 61178487.2002 | 961560.8286 | 26934732.84 | 26934732.84 | 20193244.4958 | 10589842.3133 | 0 | 89074780.8688 | 146792600.518 | 1333521.4322 | 33.9131 | 2626.5624 | 4328.497 | 53.546 | 88.2423
1 | 5900 | 707 | 0.04 | 15 | 15 | 7 | 1.7783e-09 | 5spot_SharedNeighbor | CO2 | Porous | Wet | R245fa | MinimizeLCOE_Brownfield | IgnoreSilica | 173.0233 | 48.0529 | 8.4865 | 4 | 2624.2764 | 4324.5632 | 53.4994 | 88.1621 | 177.3904 | 19.2286 | 129.9333 | 11410371.0824 | 0 | 5618442.0845 | 0 | 0 | 0 | 2726499.316 | 7704571.8684 | 20045715.5765 | 13681612.7792 | 61187212.7069 | 961560.8286 | 26934732.84 | 26934732.84 | 20193244.4958 | 10589842.3133 | 0 | 89083506.3756 | 146801326.0247 | 1778279.41 | 33.9459 | 2624.2764 | 4324.5632 | 53.4994 | 88.1621
1 | 5900 | 707 | 0.04 | 15 | 15 | 7 | 2.3714e-09 | 5spot_SharedNeighbor | CO2 | Porous | Wet | R245fa | MinimizeLCOE_Brownfield | IgnoreSilica | 173.1159 | 48.0814 | 8.4925 | 4 | 2622.562 | 4321.6346 | 53.4645 | 88.1024 | 177.3781 | 19.2235 | 127.7208 | 11413577.464 | 0 | 5620847.7545 | 0 | 0 | 0 | 2722637.9179 | 7705254.6232 | 20047491.9645 | 13682825.2006 | 61192634.9247 | 961560.8286 | 26934732.84 | 26934732.84 | 20193244.4958 | 10589842.3133 | 0 | 89088928.5934 | 146806748.2425 | 2371373.7057 | 33.9702 | 2622.562 | 4321.6346 | 53.4645 | 88.1024
1 | 5900 | 707 | 0.04 | 15 | 15 | 7 | 3.1623e-09 | 5spot_SharedNeighbor | CO2 | Porous | Wet | R245fa | MinimizeLCOE_Brownfield | IgnoreSilica | 173.187 | 48.1031 | 8.4971 | 4 | 2621.2764 | 4319.4308 | 53.4383 | 88.0574 | 177.3687 | 19.2196 | 124.9379 | 11416038.9598 | 0 | 5622695.3634 | 0 | 0 | 0 | 2719773.8587 | 7705818.1909 | 20048958.2521 | 13683825.972 | 61197110.5968 | 961560.8286 | 26934732.84 | 26934732.84 | 20193244.4958 | 10589842.3133 | 0 | 89093404.2655 | 146811223.9146 | 3162277.6602 | 33.9886 | 2621.2764 | 4319.4308 | 53.4383 | 88.0574
1 | 5900 | 707 | 0.04 | 15 | 15 | 7 | 4.217e-09 | 5spot_SharedNeighbor | CO2 | Porous | Wet | R245fa | MinimizeLCOE_Brownfield | IgnoreSilica | 173.2427 | 48.1201 | 8.5006 | 4 | 2620.3122 | 4317.7665 | 53.4186 | 88.0235 | 177.3613 | 19.2165 | 118.6262 | 11417967.4522 | 0 | 5624143.1047 | 0 | 0 | 0 | 2717678.2046 | 7706317.617 | 20050257.6563 | 13684712.842 | 61201076.8767 | 961560.8286 | 26934732.84 | 26934732.84 | 20193244.4958 | 10589842.3133 | 0 | 89097370.5453 | 146815190.1944 | 4216965.0343 | 34.0026 | 2620.3122 | 4317.7665 | 53.4186 | 88.0235
1 | 5900 | 707 | 0.04 | 15 | 15 | 7 | 5.6234e-09 | 5spot_SharedNeighbor | CO2 | Porous | Wet | R245fa | MinimizeLCOE_Brownfield | IgnoreSilica | 173.2692 | 48.1288 | 8.5029 | 4 | 2619.5892 | 4316.5949 | 53.4039 | 87.9996 | 177.3577 | 19.215 | 107.9667 | 11418880.0448 | 0 | 5624831.4908 | 0 | 0 | 0 | 2715741.717 | 7706186.7686 | 20049917.2155 | 13684480.4842 | 61200037.721 | 961560.8286 | 26934732.84 | 26934732.84 | 20193244.4958 | 10589842.3133 | 0 | 89096331.3896 | 146814151.0387 | 5623413.2519 | 34.0116 | 2619.5892 | 4316.5949 | 53.4039 | 87.9996
1 | 5900 | 707 | 0.04 | 15 | 15 | 7 | 7.4989e-09 | 5spot_SharedNeighbor | CO2 | Porous | Wet | R245fa | MinimizeLCOE_Brownfield | IgnoreSilica | 173.3009 | 48.1384 | 8.5049 | 4 | 2619.0471 | 4315.6577 | 53.3928 | 87.9805 | 177.3535 | 19.2132 | 113.0769 | 11419974.901 | 0 | 5625653.7961 | 0 | 0 | 0 | 2714567.305 | 7706476.4408 | 20050670.8833 | 13684994.8779 | 61202338.2041 | 961560.8286 | 26934732.84 | 26934732.84 | 20193244.4958 | 10589842.3133 | 0 | 89098631.8728 | 146816451.5219 | 7498942.0933 | 34.0195 | 2619.0471 | 4315.6577 | 53.3928 | 87.9805
1 | 5900 | 707 | 0.04 | 15 | 15 | 7 | 1e-08 | 5spot_SharedNeighbor | CO2 | Porous | Wet | R245fa | MinimizeLCOE_Brownfield | IgnoreSilica | 173.3204 | 48.1445 | 8.5062 | 4 | 2618.6405 | 4314.9763 | 53.3845 | 87.9666 | 177.3509 | 19.2122 | 116.4861 | 11420646.0755 | 0 | 5626158.8462 | 0 | 0 | 0 | 2713584.0773 | 7706551.7096 | 20050866.7173 | 13685128.5387 | 61202935.9646 | 961560.8286 | 26934732.84 | 26934732.84 | 20193244.4958 | 10589842.3133 | 0 | 89099229.6332 | 146817049.2823 | 10000000 | 34.025 | 2618.6405 | 4314.9763 | 53.3845 | 87.9666
1 | 6000 | 707 | 0.04 | 15 | 15 | 7 | 1e-13 | 5spot_SharedNeighbor | CO2 | Porous | Wet | R245fa | MinimizeLCOE_Brownfield | IgnoreSilica | 2.8861 | 0.21023 | 0.020695 | 4 | 385872.9091 | 1098480.8568 | 7866.5412 | 22394.0181 | 120.1343 | 21.5667 | 46.0756 | 466538.4021 | 0 | 207014.8852 | 0 | 0 | 0 | 433095.1254 | 431592.8809 | 1122916.1443 | 766413.3421 | 3427570.7799 | 961560.8286 | 27554035.6139 | 27554035.6139 | 20626182.4834 | 10810590.2618 | 0 | 31943167.2224 | 90933975.5816 | 100 | 0.082782 | 385872.9091 | 1098480.8568 | 7866.5412 | 22394.0181
1 | 6000 | 707 | 0.04 | 15 | 15 | 7 | 1.3335e-13 | 5spot_SharedNeighbor | CO2 | Porous | Wet | R245fa | MinimizeLCOE_Brownfield | IgnoreSilica | 4.0971 | 0.44118 | 0.047589 | 4 | 174429.718 | 484329.4543 | 3555.9857 | 9873.711 | 135.0117 | 22.3035 | 56.2656 | 660426.0053 | 0 | 281262.2163 | 0 | 0 | 0 | 571873.5802 | 590289.1027 | 1535811.1603 | 1048222.6747 | 4687884.7394 | 961560.8286 | 27554035.6139 | 27554035.6139 | 20626182.4834 | 10810590.2618 | 0 | 33203481.182 | 92194289.5411 | 133.3521 | 0.19035 | 174429.718 | 484329.4543 | 3555.9857 | 9873.711
1 | 6000 | 707 | 0.04 | 15 | 15 | 7 | 1.7783e-13 | 5spot_SharedNeighbor | CO2 | Porous | Wet | R245fa | MinimizeLCOE_Brownfield | IgnoreSilica | 5.5003 | 0.75289 | 0.087617 | 4 | 98437.855 | 266758.7495 | 2006.7888 | 5438.2379 | 146.1529 | 22.7856 | 45.2771 | 870040.2153 | 0 | 355992.6774 | 0 | 0 | 0 | 705858.8384 | 753437.7751 | 1960290.5395 | 1337938.5731 | 5983558.6188 | 961560.8286 | 27554035.6139 | 27554035.6139 | 20626182.4834 | 10810590.2618 | 0 | 34499155.0613 | 93489963.4205 | 177.8279 | 0.35047 | 98437.855 | 266758.7495 | 2006.7888 | 5438.2379
1 | 6000 | 707 | 0.04 | 15 | 15 | 7 | 2.3714e-13 | 5spot_SharedNeighbor | CO2 | Porous | Wet | R245fa | MinimizeLCOE_Brownfield | IgnoreSilica | 7.2512 | 1.1733 | 0.14379 | 4 | 62546.9931 | 165109.6075 | 1275.1051 | 3365.9827 | 155.2274 | 23.1396 | 57.4632 | 1112524.2675 | 0 | 444081.3744 | 0 | 0 | 0 | 851811.2701 | 939282.5957 | 2443820.6406 | 1667957.8027 | 7459477.9509 | 961560.8286 | 27554035.6139 | 27554035.6139 | 20626182.4834 | 10810590.2618 | 0 | 35975074.3935 | 94965882.7526 | 237.1374 | 0.57517 | 62546.9931 | 165109.6075 | 1275.1051 | 3365.9827
1 | 6000 | 707 | 0.04 | 15 | 15 | 7 | 3.1623e-13 | 5spot_SharedNeighbor | CO2 | Porous | Wet | R245fa | MinimizeLCOE_Brownfield | IgnoreSilica | 9.4903 | 1.7354 | 0.22063 | 4 | 42730.0371 | 109574.3732 | 871.1096 | 2233.8218 | 162.7232 | 23.4073 | 65.2309 | 1399237.346 | 0 | 550754.1015 | 0 | 0 | 0 | 1018476.2021 | 1157702.3833 | 3012104.124 | 2055822.9572 | 9194097.1142 | 961560.8286 | 27554035.6139 | 27554035.6139 | 20626182.4834 | 10810590.2618 | 0 | 37709693.5567 | 96700501.9158 | 316.2278 | 0.88251 | 42730.0371 | 109574.3732 | 871.1096 | 2233.8218
1 | 6000 | 707 | 0.04 | 15 | 15 | 7 | 4.217e-13 | 5spot_SharedNeighbor | CO2 | Porous | Wet | R245fa | MinimizeLCOE_Brownfield | IgnoreSilica | 12.3138 | 2.4671 | 0.32372 | 4 | 30669.9812 | 76227.1311 | 625.2491 | 1553.9932 | 168.7664 | 23.6058 | 58.6546 | 1733366.6946 | 0 | 678337.7917 | 0 | 0 | 0 | 1203818.4189 | 1410053.933 | 3668671.0918 | 2503943.4038 | 11198191.3338 | 961560.8286 | 27554035.6139 | 27554035.6139 | 20626182.4834 | 10810590.2618 | 0 | 39713787.7764 | 98704596.1355 | 421.6965 | 1.2949 | 30669.9812 | 76227.1311 | 625.2491 | 1553.9932
1 | 6000 | 707 | 0.04 | 15 | 15 | 7 | 5.6234e-13 | 5spot_SharedNeighbor | CO2 | Porous | Wet | R245fa | MinimizeLCOE_Brownfield | IgnoreSilica | 15.9017 | 3.4151 | 0.46058 | 4 | 22828.2649 | 54847.8986 | 465.3851 | 1118.1486 | 173.6407 | 23.751 | 67.8283 | 2126074.4115 | 0 | 832315.7133 | 0 | 0 | 0 | 1413759.2759 | 1705138.2663 | 4436419.9969 | 3027947.8072 | 13541655.4711 | 961560.8286 | 27554035.6139 | 27554035.6139 | 20626182.4834 | 10810590.2618 | 0 | 42057251.9136 | 101048060.2728 | 562.3413 | 1.8423 | 22828.2649 | 54847.8986 | 465.3851 | 1118.1486
1 | 6000 | 707 | 0.04 | 15 | 15 | 7 | 7.4989e-13 | 5spot_SharedNeighbor | CO2 | Porous | Wet | R245fa | MinimizeLCOE_Brownfield | IgnoreSilica | 20.4307 | 4.6288 | 0.64041 | 4 | 17480.8622 | 40509.5222 | 356.371 | 825.8414 | 177.5184 | 23.8502 | 66.2097 | 2585027.6603 | 0 | 1017088.2875 | 0 | 0 | 0 | 1648933.0552 | 2047909.1112 | 5328239.4234 | 3636632.8908 | 16263830.4285 | 961560.8286 | 27554035.6139 | 27554035.6139 | 20626182.4834 | 10810590.2618 | 0 | 44779426.8711 | 103770235.2302 | 749.8942 | 2.5616 | 17480.8622 | 40509.5222 | 356.371 | 825.8414
1 | 6000 | 707 | 0.04 | 15 | 15 | 7 | 1e-12 | 5spot_SharedNeighbor | CO2 | Porous | Wet | R245fa | MinimizeLCOE_Brownfield | IgnoreSilica | 26.1038 | 6.1655 | 0.87427 | 4 | 13702.5293 | 30571.2001 | 279.3446 | 623.2353 | 180.5633 | 23.9068 | 85.06 | 3118047.7066 | 0 | 1237358.1519 | 0 | 0 | 0 | 1909181.3591 | 2443189.0148 | 6356676.6496 | 4338562.43 | 19403015.3121 | 961560.8286 | 27554035.6139 | 27554035.6139 | 20626182.4834 | 10810590.2618 | 0 | 47918611.7546 | 106909420.1137 | 1000 | 3.4971 | 13702.5293 | 30571.2001 | 279.3446 | 623.2353
1 | 6000 | 707 | 0.04 | 15 | 15 | 7 | 1.3335e-12 | 5spot_SharedNeighbor | CO2 | Porous | Wet | R245fa | MinimizeLCOE_Brownfield | IgnoreSilica | 33.1561 | 8.0923 | 1.1751 | 4 | 10959.5589 | 23509.7456 | 223.4254 | 479.278 | 182.9199 | 23.9193 | 74.6805 | 3733189.3479 | 0 | 1498244.8932 | 0 | 0 | 0 | 2194059.3097 | 2895942.4848 | 7534648.306 | 5142552.2904 | 22998636.6319 | 961560.8286 | 27554035.6139 | 27554035.6139 | 20626182.4834 | 10810590.2618 | 0 | 51514233.0745 | 110505041.4336 | 1333.5214 | 4.7004 | 10959.5589 | 23509.7456 | 223.4254 | 479.278
1 | 6000 | 707 | 0.04 | 15 | 15 | 7 | 1.7783e-12 | 5spot_SharedNeighbor | CO2 | Porous | Wet | R245fa | MinimizeLCOE_Brownfield | IgnoreSilica | 41.8332 | 10.481 | 1.5569 | 4 | 8926.5768 | 18398.7898 | 181.9803 | 375.0842 | 184.7003 | 23.8813 | 82.3719 | 4436548.1173 | 0 | 1804469.708 | 0 | 0 | 0 | 2501279.6602 | 3409496.0193 | 8870809.2585 | 6054509.5958 | 27077112.359 | 961560.8286 | 27554035.6139 | 27554035.6139 | 20626182.4834 | 10810590.2618 | 0 | 55592708.8015 | 114583517.1607 | 1778.2794 | 6.2278 | 8926.5768 | 18398.7898 | 181.9803 | 375.0842
1 | 6000 | 707 | 0.04 | 15 | 15 | 7 | 2.3714e-12 | 5spot_SharedNeighbor | CO2 | Porous | Wet | R245fa | MinimizeLCOE_Brownfield | IgnoreSilica | 52.2398 | 13.3694 | 2.0309 | 4 | 7396.6682 | 14658.3141 | 150.7911 | 298.8296 | 185.9707 | 23.7818 | 84.505 | 5221046.3284 | 0 | 2155428.3183 | 0 | 0 | 0 | 2817098.5797 | 3975493.5583 | 10343418.7528 | 7059595.8348 | 31572081.3723 | 961560.8286 | 27554035.6139 | 27554035.6139 | 20626182.4834 | 10810590.2618 | 0 | 60087677.8148 | 119078486.174 | 2371.3737 | 8.1236 | 7396.6682 | 14658.3141 | 150.7911 | 298.8296
1 | 6000 | 707 | 0.04 | 15 | 15 | 7 | 3.1623e-12 | 5spot_SharedNeighbor | CO2 | Porous | Wet | R245fa | MinimizeLCOE_Brownfield | IgnoreSilica | 64.3734 | 16.766 | 2.6023 | 4 | 6233.9925 | 11901.0658 | 127.0884 | 242.6193 | 186.7775 | 23.6066 | 99.7596 | 6071969.8668 | 0 | 2547402.5625 | 0 | 0 | 0 | 3125387.3622 | 4580456.3187 | 11917407.7604 | 8133875.6747 | 36376499.5454 | 961560.8286 | 27554035.6139 | 27554035.6139 | 20626182.4834 | 10810590.2618 | 0 | 64892095.9879 | 123882904.3471 | 3162.2777 | 10.4094 | 6233.9925 | 11901.0658 | 127.0884 | 242.6193
1 | 6000 | 707 | 0.04 | 15 | 15 | 7 | 4.217e-12 | 5spot_SharedNeighbor | CO2 | Porous | Wet | R245fa | MinimizeLCOE_Brownfield | IgnoreSilica | 77.8501 | 20.5754 | 3.2613 | 4 | 5346.5963 | 9868.5843 | 108.9976 | 201.1844 | 187.1357 | 23.3456 | 98.515 | 6950966.3339 | 0 | 2965785.9752 | 0 | 0 | 0 | 3395847.1296 | 5191913.7811 | 13508294.6505 | 9219688.6666 | 41232496.5369 | 961560.8286 | 27554035.6139 | 27554035.6139 | 20626182.4834 | 10810590.2618 | 0 | 69748092.9795 | 128738901.3386 | 4216.965 | 13.0453 | 5346.5963 | 9868.5843 | 108.9976 | 201.1844
1 | 6000 | 707 | 0.04 | 15 | 15 | 7 | 5.6234e-12 | 5spot_SharedNeighbor | CO2 | Porous | Wet | R245fa | MinimizeLCOE_Brownfield | IgnoreSilica | 92.0371 | 24.6262 | 3.9815 | 4 | 4669.5507 | 8373.6482 | 95.1951 | 170.7081 | 187.0751 | 22.9991 | 102.1351 | 7811263.481 | 0 | 3390803.4263 | 0 | 0 | 0 | 3601645.0434 | 5773447.6607 | 15021326.5163 | 10252364.0048 | 45850850.1324 | 961560.8286 | 27554035.6139 | 27554035.6139 | 20626182.4834 | 10810590.2618 | 0 | 74366446.575 | 133357254.9341 | 5623.4133 | 15.9258 | 4669.5507 | 8373.6482 | 95.1951 | 170.7081
1 | 6000 | 707 | 0.04 | 15 | 15 | 7 | 7.4989e-12 | 5spot_SharedNeighbor | CO2 | Porous | Wet | R245fa | MinimizeLCOE_Brownfield | IgnoreSilica | 106.0466 | 28.6691 | 4.7204 | 4 | 4154.6751 | 7278.9412 | 84.6987 | 148.3911 | 186.6649 | 22.5866 | 114.8162 | 8601437.8906 | 0 | 3797778.7317 | 0 | 0 | 0 | 3721798.3436 | 6287195.8367 | 16357993.8859 | 11164666.9503 | 49930871.6386 | 961560.8286 | 27554035.6139 | 27554035.6139 | 20626182.4834 | 10810590.2618 | 0 | 78446468.0812 | 137437276.4403 | 7498.9421 | 18.8815 | 4154.6751 | 7278.9412 | 84.6987 | 148.3911
1 | 6000 | 707 | 0.04 | 15 | 15 | 7 | 1e-11 | 5spot_SharedNeighbor | CO2 | Porous | Wet | R245fa | MinimizeLCOE_Brownfield | IgnoreSilica | 119.0823 | 32.4704 | 5.4329 | 4 | 3764.81 | 6479.3068 | 76.7507 | 132.0894 | 186.0143 | 22.1406 | 110.7051 | 9286700.7407 | 0 | 4166871.2098 | 0 | 0 | 0 | 3755342.7166 | 6711476.7201 | 17461885.7126 | 11918095.8047 | 53300372.9045 | 961560.8286 | 27554035.6139 | 27554035.6139 | 20626182.4834 | 10810590.2618 | 0 | 81815969.3471 | 140806777.7062 | 10000 | 21.7318 | 3764.81 | 6479.3068 | 76.7507 | 132.0894
1 | 6000 | 707 | 0.04 | 15 | 15 | 7 | 1.3335e-11 | 5spot_SharedNeighbor | CO2 | Porous | Wet | R245fa | MinimizeLCOE_Brownfield | IgnoreSilica | 130.5554 | 35.8505 | 6.0813 | 4 | 3470.7771 | 5895.8573 | 70.7565 | 120.195 | 185.2459 | 21.6984 | 133.4193 | 9851033.0855 | 0 | 4485059.8625 | 0 | 0 | 0 | 3716063.3888 | 7040340.9714 | 18317523.035 | 12502085.8588 | 55912106.202 | 961560.8286 | 27554035.6139 | 27554035.6139 | 20626182.4834 | 10810590.2618 | 0 | 84427702.6446 | 143418511.0037 | 13335.2143 | 24.3253 | 3470.7771 | 5895.8573 | 70.7565 | 120.195
1 | 6000 | 707 | 0.04 | 15 | 15 | 7 | 1.7783e-11 | 5spot_SharedNeighbor | CO2 | Porous | Wet | R245fa | MinimizeLCOE_Brownfield | IgnoreSilica | 140.207 | 38.7215 | 6.6432 | 4 | 3249.6111 | 5469.5726 | 66.2477 | 111.5046 | 184.4633 | 21.2895 | 121.6648 | 10297725.4093 | 0 | 4748409.3454 | 0 | 0 | 0 | 3627178.4264 | 7282592.1407 | 18947810.8849 | 12932270.2675 | 57835986.4743 | 961560.8286 | 27554035.6139 | 27554035.6139 | 20626182.4834 | 10810590.2618 | 0 | 86351582.9168 | 145342391.276 | 17782.7941 | 26.5729 | 3249.6111 | 5469.5726 | 66.2477 | 111.5046
1 | 6000 | 707 | 0.04 | 15 | 15 | 7 | 2.3714e-11 | 5spot_SharedNeighbor | CO2 | Porous | Wet | R245fa | MinimizeLCOE_Brownfield | IgnoreSilica | 148.0681 | 41.0792 | 7.1121 | 4 | 3083.6366 | 5157.246 | 62.8641 | 105.1374 | 183.7366 | 20.9324 | 118.9194 | 10642606.8602 | 0 | 4960227.5665 | 0 | 0 | 0 | 3513727.8551 | 7455459.2899 | 19397575.7473 | 13239244.0278 | 59208841.3467 | 961560.8286 | 27554035.6139 | 27554035.6139 | 20626182.4834 | 10810590.2618 | 0 | 87724437.7892 | 146715246.1484 | 23713.7371 | 28.4484 | 3083.6366 | 5157.246 | 62.8641 | 105.1374
1 | 6000 | 707 | 0.04 | 15 | 15 | 7 | 3.1623e-11 | 5spot_SharedNeighbor | CO2 | Porous | Wet | R245fa | MinimizeLCOE_Brownfield | IgnoreSilica | 154.2755 | 42.9557 | 7.4912 | 4 | 2959.139 | 4927.8202 | 60.3261 | 100.4603 | 183.1054 | 20.6345 | 111.8798 | 10902690.7472 | 0 | 5125897.8032 | 0 | 0 | 0 | 3393107.6287 | 7574461.5099 | 19707195.1129 | 13450565.6069 | 60153918.4088 | 961560.8286 | 27554035.6139 | 27554035.6139 | 20626182.4834 | 10810590.2618 | 0 | 88669514.8514 | 147660323.2105 | 31622.7766 | 29.9646 | 2959.139 | 4927.8202 | 60.3261 | 100.4603
1 | 6000 | 707 | 0.04 | 15 | 15 | 7 | 4.217e-11 | 5spot_SharedNeighbor | CO2 | Porous | Wet | R245fa | MinimizeLCOE_Brownfield | IgnoreSilica | 159.1204 | 44.429 | 7.7919 | 4 | 2865.7748 | 4758.4726 | 58.4227 | 97.0079 | 182.5773 | 20.3922 | 117.1913 | 11098053.1741 | 0 | 5254276.5324 | 0 | 0 | 0 | 3279149.5332 | 7656276.9035 | 19920061.9845 | 13595851.6208 | 60803669.7485 | 961560.8286 | 27554035.6139 | 27554035.6139 | 20626182.4834 | 10810590.2618 | 0 | 89319266.191 | 148310074.5502 | 42169.6503 | 31.1676 | 2865.7748 | 4758.4726 | 58.4227 | 97.0079
1 | 6000 | 707 | 0.04 | 15 | 15 | 7 | 5.6234e-11 | 5spot_SharedNeighbor | CO2 | Porous | Wet | R245fa | MinimizeLCOE_Brownfield | IgnoreSilica | 162.8601 | 45.5717 | 8.0269 | 4 | 2795.7566 | 4633.0358 | 56.9953 | 94.4507 | 182.1482 | 20.1991 | 118.3884 | 11244203.5419 | 0 | 5352837.4095 | 0 | 0 | 0 | 3178451.2343 | 7712441.9524 | 20066191.9207 | 13695588.3049 | 61249714.3637 | 961560.8286 | 27554035.6139 | 27554035.6139 | 20626182.4834 | 10810590.2618 | 0 | 89765310.8062 | 148756119.1654 | 56234.1325 | 32.1077 | 2795.7566 | 4633.0358 | 56.9953 | 94.4507
1 | 6000 | 707 | 0.04 | 15 | 15 | 7 | 7.4989e-11 | 5spot_SharedNeighbor | CO2 | Porous | Wet | R245fa | MinimizeLCOE_Brownfield | IgnoreSilica | 165.6929 | 46.4416 | 8.2078 | 4 | 2743.2414 | 4540.0331 | 55.9247 | 92.5547 | 181.8103 | 20.0494 | 112.5596 | 11352168.7718 | 0 | 5427195.3114 | 0 | 0 | 0 | 3092525.9005 | 7750037.0937 | 20164006.7665 | 13762348.9471 | 61548282.791 | 961560.8286 | 27554035.6139 | 27554035.6139 | 20626182.4834 | 10810590.2618 | 0 | 90063879.2336 | 149054687.5927 | 74989.4209 | 32.8312 | 2743.2414 | 4540.0331 | 55.9247 | 92.5547
1 | 6000 | 707 | 0.04 | 15 | 15 | 7 | 1e-10 | 5spot_SharedNeighbor | CO2 | Porous | Wet | R245fa | MinimizeLCOE_Brownfield | IgnoreSilica | 167.8707 | 47.1114 | 8.347 | 4 | 2703.8507 | 4470.6706 | 55.1217 | 91.1407 | 181.5431 | 19.9322 | 118.9627 | 11433551.4893 | 0 | 5484186.7732 | 0 | 0 | 0 | 3022803.9047 | 7776811.4452 | 20233668.137 | 13809894.2638 | 61760916.013 | 961560.8286 | 27554035.6139 | 27554035.6139 | 20626182.4834 | 10810590.2618 | 0 | 90276512.4556 | 149267320.8147 | 100000 | 33.3881 | 2703.8507 | 4470.6706 | 55.1217 | 91.1407
1 | 6000 | 707 | 0.04 | 15 | 15 | 7 | 1.3335e-10 | 5spot_SharedNeighbor | CO2 | Porous | Wet | R245fa | MinimizeLCOE_Brownfield | IgnoreSilica | 169.4908 | 47.6121 | 8.4524 | 4 | 2674.3032 | 4419.1039 | 54.5193 | 90.0894 | 181.3399 | 19.8439 | 110.3702 | 11493161.7895 | 0 | 5526487.9498 | 0 | 0 | 0 | 2966189.9956 | 7794477.4966 | 20279631.579 | 13841265.2574 | 61901214.0678 | 961560.8286 | 27554035.6139 | 27554035.6139 | 20626182.4834 | 10810590.2618 | 0 | 90416810.5103 | 149407618.8695 | 133352.1432 | 33.8095 | 2674.3032 | 4419.1039 | 54.5193 | 90.0894
1 | 6000 | 707 | 0.04 | 15 | 15 | 7 | 1.7783e-10 | 5spot_SharedNeighbor | CO2 | Porous | Wet | R245fa | MinimizeLCOE_Brownfield | IgnoreSilica | 170.7406 | 47.9979 | 8.533 | 4 | 2652.1392 | 4380.4582 | 54.0674 | 89.3016 | 181.1808 | 19.775 | 120.0222 | 11538611.8857 | 0 | 5559066.1745 | 0 | 0 | 0 | 2922301.2432 | 7807791.9283 | 20314272.9991 | 13864908.7385 | 62006952.9692 | 961560.8286 | 27554035.6139 | 27554035.6139 | 20626182.4834 | 10810590.2618 | 0 | 90522549.4118 | 149513357.7709 | 177827.941 | 34.1319 | 2652.1392 | 4380.4582 | 54.0674 | 89.3016
1 | 6000 | 707 | 0.04 | 15 | 15 | 7 | 2.3714e-10 | 5spot_SharedNeighbor | CO2 | Porous | Wet | R245fa | MinimizeLCOE_Brownfield | IgnoreSilica | 171.6614 | 48.2835 | 8.5934 | 4 | 2635.514 | 4351.6804 | 53.7285 | 88.7149 | 181.0621 | 19.7239 | 117.5795 | 11571783.5461 | 0 | 5583035.1598 | 0 | 0 | 0 | 2887613.9942 | 7816548.753 | 20337056.4608 | 13880458.9192 | 62076496.8331 | 961560.8286 | 27554035.6139 | 27554035.6139 | 20626182.4834 | 10810590.2618 | 0 | 90592093.2756 | 149582901.6348 | 237137.3706 | 34.3736 | 2635.514 | 4351.6804 | 53.7285 | 88.7149
1 | 6000 | 707 | 0.04 | 15 | 15 | 7 | 3.1623e-10 | 5spot_SharedNeighbor | CO2 | Porous | Wet | R245fa | MinimizeLCOE_Brownfield | IgnoreSilica | 172.3607 | 48.5003 | 8.6392 | 4 | 2623.0439 | 4330.1185 | 53.4743 | 88.2753 | 180.9711 | 19.6849 | 112.3957 | 11596808.91 | 0 | 5601224.8582 | 0 | 0 | 0 | 2861047.8532 | 7823041.8323 | 20353950.1212 | 13891989.1896 | 62128062.7645 | 961560.8286 | 27554035.6139 | 27554035.6139 | 20626182.4834 | 10810590.2618 | 0 | 90643659.207 | 149634467.5662 | 316227.766 | 34.5567 | 2623.0439 | 4330.1185 | 53.4743 | 88.2753
1 | 6000 | 707 | 0.04 | 15 | 15 | 7 | 4.217e-10 | 5spot_SharedNeighbor | CO2 | Porous | Wet | R245fa | MinimizeLCOE_Brownfield | IgnoreSilica | 172.8944 | 48.6655 | 8.6739 | 4 | 2613.6908 | 4313.9394 | 53.2836 | 87.9455 | 180.9012 | 19.655 | 111.7561 | 11615803.5671 | 0 | 5615093.1922 | 0 | 0 | 0 | 2840904.4002 | 7828002.4522 | 20366856.6365 | 13900798.1515 | 62167458.3995 | 961560.8286 | 27554035.6139 | 27554035.6139 | 20626182.4834 | 10810590.2618 | 0 | 90683054.8421 | 149673863.2012 | 421696.5034 | 34.6954 | 2613.6908 | 4313.9394 | 53.2836 | 87.9455
1 | 6000 | 707 | 0.04 | 15 | 15 | 7 | 5.6234e-10 | 5spot_SharedNeighbor | CO2 | Porous | Wet | R245fa | MinimizeLCOE_Brownfield | IgnoreSilica | 173.2887 | 48.788 | 8.6998 | 4 | 2606.6758 | 4301.8563 | 53.1406 | 87.6992 | 180.8493 | 19.6328 | 108.4788 | 11629782.6396 | 0 | 5625336.5593 | 0 | 0 | 0 | 2825400.2297 | 7831402.5771 | 20375703.0642 | 13906836.0201 | 62194461.09 | 961560.8286 | 27554035.6139 | 27554035.6139 | 20626182.4834 | 10810590.2618 | 0 | 90710057.5325 | 149700865.8917 | 562341.3252 | 34.7991 | 2606.6758 | 4301.8563 | 53.1406 | 87.6992
1 | 6000 | 707 | 0.04 | 15 | 15 | 7 | 7.4989e-10 | 5spot_SharedNeighbor | CO2 | Porous | Wet | R245fa | MinimizeLCOE_Brownfield | IgnoreSilica | 173.5787 | 48.8784 | 8.7191 | 4 | 2601.4147 | 4292.8345 | 53.0334 | 87.5152 | 180.811 | 19.6165 | 108.3469 | 11640032.0493 | 0 | 5632867.7223 | 0 | 0 | 0 | 2813490.8962 | 7833692.3604 | 20381660.6106 | 13910902.168 | 62212645.8068 | 961560.8286 | 27554035.6139 | 27554035.6139 | 20626182.4834 | 10810590.2618 | 0 | 90728242.2494 | 149719050.6085 | 749894.2093 | 34.8765 | 2601.4147 | 4292.8345 | 53.0334 | 87.5152
1 | 6000 | 707 | 0.04 | 15 | 15 | 7 | 1e-09 | 5spot_SharedNeighbor | CO2 | Porous | Wet | R245fa | MinimizeLCOE_Brownfield | IgnoreSilica | 173.8151 | 48.9512 | 8.7341 | 4 | 2597.4689 | 4285.9823 | 52.9529 | 87.3755 | 180.7797 | 19.6031 | 109.8714 | 11648369.44 | 0 | 5639002.3223 | 0 | 0 | 0 | 2804936.064 | 7836000.0523 | 20387664.7514 | 13915000.1174 | 62230972.7474 | 961560.8286 | 27554035.6139 | 27554035.6139 | 20626182.4834 | 10810590.2618 | 0 | 90746569.19 | 149737377.5491 | 1000000 | 34.9365 | 2597.4689 | 4285.9823 | 52.9529 | 87.3755
1 | 6000 | 707 | 0.04 | 15 | 15 | 7 | 1.3335e-09 | 5spot_SharedNeighbor | CO2 | Porous | Wet | R245fa | MinimizeLCOE_Brownfield | IgnoreSilica | 173.966 | 48.9988 | 8.7447 | 4 | 2594.5098 | 4280.9771 | 52.8926 | 87.2735 | 180.7596 | 19.5946 | 115.9087 | 11653678.7864 | 0 | 5642919.8547 | 0 | 0 | 0 | 2797836.7063 | 7836829.7855 | 20389823.547 | 13916473.5398 | 62237562.2198 | 961560.8286 | 27554035.6139 | 27554035.6139 | 20626182.4834 | 10810590.2618 | 0 | 90753158.6624 | 149743967.0215 | 1333521.4322 | 34.9789 | 2594.5098 | 4280.9771 | 52.8926 | 87.2735
1 | 6000 | 707 | 0.04 | 15 | 15 | 7 | 1.7783e-09 | 5spot_SharedNeighbor | CO2 | Porous | Wet | R245fa | MinimizeLCOE_Brownfield | IgnoreSilica | 174.0929 | 49.0382 | 8.753 | 4 | 2592.2907 | 4277.1582 | 52.8474 | 87.1957 | 180.7427 | 19.5874 | 104.3647 | 11658140.0168 | 0 | 5646211.9789 | 0 | 0 | 0 | 2792818.5647 | 7837896.5185 | 20392598.9676 | 13918367.8214 | 62246033.8678 | 961560.8286 | 27554035.6139 | 27554035.6139 | 20626182.4834 | 10810590.2618 | 0 | 90761630.3103 | 149752438.6695 | 1778279.41 | 35.0121 | 2592.2907 | 4277.1582 | 52.8474 | 87.1957
1 | 6000 | 707 | 0.04 | 15 | 15 | 7 | 2.3714e-09 | 5spot_SharedNeighbor | CO2 | Porous | Wet | R245fa | MinimizeLCOE_Brownfield | IgnoreSilica | 174.1977 | 49.0704 | 8.7595 | 4 | 2590.6265 | 4274.248 | 52.8134 | 87.1363 | 180.7288 | 19.5815 | 118.0981 | 11661824.8537 | 0 | 5648931.5957 | 0 | 0 | 0 | 2789274.3582 | 7839012.015 | 20395501.2605 | 13920348.6959 | 62254892.779 | 961560.8286 | 27554035.6139 | 27554035.6139 | 20626182.4834 | 10810590.2618 | 0 | 90770489.2216 | 149761297.5807 | 2371373.7057 | 35.038 | 2590.6265 | 4274.248 | 52.8134 | 87.1363
1 | 6000 | 707 | 0.04 | 15 | 15 | 7 | 3.1623e-09 | 5spot_SharedNeighbor | CO2 | Porous | Wet | R245fa | MinimizeLCOE_Brownfield | IgnoreSilica | 174.2561 | 49.089 | 8.7639 | 4 | 2589.3784 | 4272.1658 | 52.788 | 87.0939 | 180.721 | 19.5782 | 111.9005 | 11663869.1308 | 0 | 5650445.149 | 0 | 0 | 0 | 2786119.0116 | 7839168.9836 | 20395909.6607 | 13920627.4374 | 62256139.373 | 961560.8286 | 27554035.6139 | 27554035.6139 | 20626182.4834 | 10810590.2618 | 0 | 90771735.8155 | 149762544.1747 | 3162277.6602 | 35.0554 | 2589.3784 | 4272.1658 | 52.788 | 87.0939
1 | 6000 | 707 | 0.04 | 15 | 15 | 7 | 4.217e-09 | 5spot_SharedNeighbor | CO2 | Porous | Wet | R245fa | MinimizeLCOE_Brownfield | IgnoreSilica | 174.3144 | 49.1069 | 8.7675 | 4 | 2588.4425 | 4270.5331 | 52.7689 | 87.0606 | 180.7132 | 19.5749 | 118.6184 | 11665917.356 | 0 | 5651958.6009 | 0 | 0 | 0 | 2784100.2038 | 7839770.7027 | 20397475.2102 | 13921695.9572 | 62260918.0307 | 961560.8286 | 27554035.6139 | 27554035.6139 | 20626182.4834 | 10810590.2618 | 0 | 90776514.4733 | 149767322.8324 | 4216965.0343 | 35.0699 | 2588.4425 | 4270.5331 | 52.7689 | 87.0606
1 | 6000 | 707 | 0.04 | 15 | 15 | 7 | 5.6234e-09 | 5spot_SharedNeighbor | CO2 | Porous | Wet | R245fa | MinimizeLCOE_Brownfield | IgnoreSilica | 174.3487 | 49.1178 | 8.77 | 4 | 2587.7407 | 4269.3554 | 52.7546 | 87.0366 | 180.7086 | 19.5729 | 110.4617 | 11667117.3401 | 0 | 5652847.4063 | 0 | 0 | 0 | 2782355.0393 | 7839904.7164 | 20397823.8865 | 13921933.9359 | 62261982.3246 | 961560.8286 | 27554035.6139 | 27554035.6139 | 20626182.4834 | 10810590.2618 | 0 | 90777578.7671 | 149768387.1263 | 5623413.2519 | 35.0799 | 2587.7407 | 4269.3554 | 52.7546 | 87.0366
1 | 6000 | 707 | 0.04 | 15 | 15 | 7 | 7.4989e-09 | 5spot_SharedNeighbor | CO2 | Porous | Wet | R245fa | MinimizeLCOE_Brownfield | IgnoreSilica | 174.3876 | 49.1295 | 8.7722 | 4 | 2587.2144 | 4268.4078 | 52.7439 | 87.0173 | 180.7035 | 19.5707 | 114.4335 | 11668483.3925 | 0 | 5653856.2783 | 0 | 0 | 0 | 2781362.7728 | 7840443.953 | 20399226.8695 | 13922891.5007 | 62266264.7668 | 961560.8286 | 27554035.6139 | 27554035.6139 | 20626182.4834 | 10810590.2618 | 0 | 90781861.2094 | 149772669.5685 | 7498942.0933 | 35.0887 | 2587.2144 | 4268.4078 | 52.7439 | 87.0173
1 | 6000 | 707 | 0.04 | 15 | 15 | 7 | 1e-08 | 5spot_SharedNeighbor | CO2 | Porous | Wet | R245fa | MinimizeLCOE_Brownfield | IgnoreSilica | 174.407 | 49.1357 | 8.7736 | 4 | 2586.8197 | 4267.7448 | 52.7358 | 87.0037 | 180.7009 | 19.5696 | 116.7674 | 11669164.1235 | 0 | 5654360.6974 | 0 | 0 | 0 | 2780383.77 | 7840524.3505 | 20399436.0473 | 13923034.2687 | 62266903.2575 | 961560.8286 | 27554035.6139 | 27554035.6139 | 20626182.4834 | 10810590.2618 | 0 | 90782499.7 | 149773308.0591 | 10000000 | 35.0943 | 2586.8197 | 4267.7448 | 52.7358 | 87.0037
1 | 6100 | 707 | 0.04 | 15 | 15 | 7 | 1e-13 | 5spot_SharedNeighbor | CO2 | Porous | Wet | R245fa | MinimizeLCOE_Brownfield | IgnoreSilica | 2.9593 | 0.21927 | 0.021926 | 4 | 372733.1793 | 1060030.4712 | 7598.67 | 21610.155 | 122.2753 | 22.0255 | 40.4864 | 483513.3036 | 0 | 213563.0975 | 0 | 0 | 0 | 448714.8034 | 446858.5698 | 1162634.3352 | 793521.8235 | 3548805.933 | 961560.8286 | 28179198.4787 | 28179198.4787 | 21064687.5574 | 11033682.2466 | 0 | 32689565.2403 | 92967133.5231 | 100 | 0.087702 | 372733.1793 | 1060030.4712 | 7598.67 | 21610.155
1 | 6100 | 707 | 0.04 | 15 | 15 | 7 | 1.3335e-13 | 5spot_SharedNeighbor | CO2 | Porous | Wet | R245fa | MinimizeLCOE_Brownfield | IgnoreSilica | 4.1897 | 0.45757 | 0.050322 | 4 | 168768.4357 | 468225.3219 | 3440.5728 | 9545.4065 | 137.3532 | 22.767 | 54.0486 | 682713.0558 | 0 | 286336.9286 | 0 | 0 | 0 | 590582.7309 | 608256.759 | 1582559.3162 | 1080129.2517 | 4830578.0422 | 961560.8286 | 28179198.4787 | 28179198.4787 | 21064687.5574 | 11033682.2466 | 0 | 33971337.3495 | 94248905.6322 | 133.3521 | 0.20129 | 168768.4357 | 468225.3219 | 3440.5728 | 9545.4065
1 | 6100 | 707 | 0.04 | 15 | 15 | 7 | 1.7783e-13 | 5spot_SharedNeighbor | CO2 | Porous | Wet | R245fa | MinimizeLCOE_Brownfield | IgnoreSilica | 5.6265 | 0.78088 | 0.092405 | 4 | 95527.3749 | 258606.6655 | 1947.4547 | 5272.0467 | 148.7451 | 23.2567 | 49.0588 | 899654.47 | 0 | 362513.2329 | 0 | 0 | 0 | 729334.2692 | 776685.7691 | 2020777.051 | 1379221.8601 | 6168186.6523 | 961560.8286 | 28179198.4787 | 28179198.4787 | 21064687.5574 | 11033682.2466 | 0 | 35308945.9596 | 95586514.2423 | 177.8279 | 0.36962 | 95527.3749 | 258606.6655 | 1947.4547 | 5272.0467
1 | 6100 | 707 | 0.04 | 15 | 15 | 7 | 2.3714e-13 | 5spot_SharedNeighbor | CO2 | Porous | Wet | R245fa | MinimizeLCOE_Brownfield | IgnoreSilica | 7.4339 | 1.2197 | 0.15147 | 4 | 60815.7364 | 160301.9047 | 1239.811 | 3267.9712 | 158.0767 | 23.6181 | 69.7473 | 1152508.1665 | 0 | 453006.1919 | 0 | 0 | 0 | 882761.8149 | 970427.7076 | 2524853.833 | 1723264.6216 | 7706822.3354 | 961560.8286 | 28179198.4787 | 28179198.4787 | 21064687.5574 | 11033682.2466 | 0 | 36847581.6426 | 97125149.9254 | 237.1374 | 0.60589 | 60815.7364 | 160301.9047 | 1239.811 | 3267.9712
1 | 6100 | 707 | 0.04 | 15 | 15 | 7 | 3.1623e-13 | 5spot_SharedNeighbor | CO2 | Porous | Wet | R245fa | MinimizeLCOE_Brownfield | IgnoreSilica | 9.6996 | 1.7978 | 0.232 | 4 | 41605.6765 | 106559.6654 | 848.188 | 2172.3629 | 165.6359 | 23.886 | 64.0989 | 1445634.9671 | 0 | 560449.8603 | 0 | 0 | 0 | 1051294.5447 | 1192377.9551 | 3102322.8488 | 2117399.0907 | 9469479.2666 | 961560.8286 | 28179198.4787 | 28179198.4787 | 21064687.5574 | 11033682.2466 | 0 | 38610238.5739 | 98887806.8566 | 316.2278 | 0.928 | 41605.6765 | 106559.6654 | 848.188 | 2172.3629
1 | 6100 | 707 | 0.04 | 15 | 15 | 7 | 4.217e-13 | 5spot_SharedNeighbor | CO2 | Porous | Wet | R245fa | MinimizeLCOE_Brownfield | IgnoreSilica | 12.589 | 2.5565 | 0.34016 | 4 | 29895.5096 | 74195.8839 | 609.4604 | 1512.5835 | 171.811 | 24.0872 | 69.0133 | 1791217.2024 | 0 | 690440.2464 | 0 | 0 | 0 | 1243172.8281 | 1452683.808 | 3779585.282 | 2579644.6176 | 11536743.9845 | 961560.8286 | 28179198.4787 | 28179198.4787 | 21064687.5574 | 11033682.2466 | 0 | 40677503.2918 | 100955071.5745 | 421.6965 | 1.3607 | 29895.5096 | 74195.8839 | 609.4604 | 1512.5835
1 | 6100 | 707 | 0.04 | 15 | 15 | 7 | 5.6234e-13 | 5spot_SharedNeighbor | CO2 | Porous | Wet | R245fa | MinimizeLCOE_Brownfield | IgnoreSilica | 16.2501 | 3.5374 | 0.48363 | 4 | 22271.7504 | 53430.3658 | 454.0398 | 1089.2503 | 176.7766 | 24.2336 | 73.1392 | 2196219.8338 | 0 | 846872.1397 | 0 | 0 | 0 | 1459225.4411 | 1755903.7917 | 4568501.4806 | 3118096.1338 | 13944818.8208 | 961560.8286 | 28179198.4787 | 28179198.4787 | 21064687.5574 | 11033682.2466 | 0 | 43085578.1281 | 103363146.4108 | 562.3413 | 1.9345 | 22271.7504 | 53430.3658 | 454.0398 | 1089.2503
1 | 6100 | 707 | 0.04 | 15 | 15 | 7 | 7.4989e-13 | 5spot_SharedNeighbor | CO2 | Porous | Wet | R245fa | MinimizeLCOE_Brownfield | IgnoreSilica | 20.8593 | 4.7904 | 0.67193 | 4 | 17067.8832 | 39494.8917 | 347.9519 | 805.1568 | 180.7204 | 24.3329 | 51.9087 | 2668395.6567 | 0 | 1034122.5584 | 0 | 0 | 0 | 1699999.9752 | 2106982.0942 | 5481935.2076 | 3741533.4217 | 16732968.9136 | 961560.8286 | 28179198.4787 | 28179198.4787 | 21064687.5574 | 11033682.2466 | 0 | 45873728.2209 | 106151296.5036 | 749.8942 | 2.6877 | 17067.8832 | 39494.8917 | 347.9519 | 805.1568
1 | 6100 | 707 | 0.04 | 15 | 15 | 7 | 1e-12 | 5spot_SharedNeighbor | CO2 | Porous | Wet | R245fa | MinimizeLCOE_Brownfield | IgnoreSilica | 26.6593 | 6.3829 | 0.91702 | 4 | 13388.1211 | 29821.2019 | 272.935 | 607.9455 | 183.8323 | 24.3886 | 59.3726 | 3219312.9565 | 0 | 1258378.362 | 0 | 0 | 0 | 1969215.7912 | 2514293.7728 | 6541676.6442 | 4464828.7277 | 19967706.2543 | 961560.8286 | 28179198.4787 | 28179198.4787 | 21064687.5574 | 11033682.2466 | 0 | 49108465.5616 | 109386033.8443 | 1000 | 3.6681 | 13388.1211 | 29821.2019 | 272.935 | 607.9455
1 | 6100 | 707 | 0.04 | 15 | 15 | 7 | 1.3335e-12 | 5spot_SharedNeighbor | CO2 | Porous | Wet | R245fa | MinimizeLCOE_Brownfield | IgnoreSilica | 33.8601 | 8.3777 | 1.2321 | 4 | 10715.0971 | 22946.0898 | 218.4417 | 467.7871 | 186.2363 | 24.3987 | 83.1951 | 3854247.1653 | 0 | 1523641.4374 | 0 | 0 | 0 | 2263098.2672 | 2979984.8793 | 7753309.377 | 5291792.9644 | 23666074.0906 | 961560.8286 | 28179198.4787 | 28179198.4787 | 21064687.5574 | 11033682.2466 | 0 | 52806833.3979 | 113084401.6806 | 1333.5214 | 4.9283 | 10715.0971 | 22946.0898 | 218.4417 | 467.7871
1 | 6100 | 707 | 0.04 | 15 | 15 | 7 | 1.7783e-12 | 5spot_SharedNeighbor | CO2 | Porous | Wet | R245fa | MinimizeLCOE_Brownfield | IgnoreSilica | 42.6808 | 10.8411 | 1.6311 | 4 | 8733.0854 | 17971.8942 | 178.0358 | 366.3814 | 188.0453 | 24.3562 | 85.0497 | 4577075.6638 | 0 | 1833658.4057 | 0 | 0 | 0 | 2576994.22 | 3505214.0329 | 9119847.8954 | 6224483.5827 | 27837273.8005 | 961560.8286 | 28179198.4787 | 28179198.4787 | 21064687.5574 | 11033682.2466 | 0 | 56978033.1078 | 117255601.3905 | 1778.2794 | 6.5244 | 8733.0854 | 17971.8942 | 178.0358 | 366.3814
1 | 6100 | 707 | 0.04 | 15 | 15 | 7 | 2.3714e-12 | 5spot_SharedNeighbor | CO2 | Porous | Wet | R245fa | MinimizeLCOE_Brownfield | IgnoreSilica | 53.283 | 13.8255 | 2.1264 | 4 | 7241.1737 | 14328.1092 | 147.6211 | 292.0979 | 189.3389 | 24.2493 | 79.991 | 5385083.9961 | 0 | 2189792.3381 | 0 | 0 | 0 | 2901719.3641 | 4085872.3223 | 10630601.6551 | 7255604.0666 | 32448673.7423 | 961560.8286 | 28179198.4787 | 28179198.4787 | 21064687.5574 | 11033682.2466 | 0 | 61589433.0496 | 121867001.3323 | 2371.3737 | 8.5054 | 7241.1737 | 14328.1092 | 147.6211 | 292.0979
1 | 6100 | 707 | 0.04 | 15 | 15 | 7 | 3.1623e-12 | 5spot_SharedNeighbor | CO2 | Porous | Wet | R245fa | MinimizeLCOE_Brownfield | IgnoreSilica | 65.5844 | 17.3195 | 2.7216 | 4 | 6107.3853 | 11644.3478 | 124.5073 | 237.3858 | 190.1542 | 24.064 | 107.8913 | 6257176.1491 | 0 | 2585666.7651 | 0 | 0 | 0 | 3215148.4738 | 4702616.6413 | 12235243.8614 | 8350805.3446 | 37346657.2354 | 961560.8286 | 28179198.4787 | 28179198.4787 | 21064687.5574 | 11033682.2466 | 0 | 66487416.5427 | 126764984.8254 | 3162.2777 | 10.8864 | 6107.3853 | 11644.3478 | 124.5073 | 237.3858
1 | 6100 | 707 | 0.04 | 15 | 15 | 7 | 4.217e-12 | 5spot_SharedNeighbor | CO2 | Porous | Wet | R245fa | MinimizeLCOE_Brownfield | IgnoreSilica | 79.2145 | 21.229 | 3.4061 | 4 | 5242.269 | 9666.442 | 106.8707 | 197.0635 | 190.5112 | 23.7898 | 82.6854 | 7155816.0759 | 0 | 3007293.938 | 0 | 0 | 0 | 3488673.3492 | 5324195.5116 | 13852464.5785 | 9454591.7145 | 42283035.1676 | 961560.8286 | 28179198.4787 | 28179198.4787 | 21064687.5574 | 11033682.2466 | 0 | 71423794.4749 | 131701362.7576 | 4216.965 | 13.6246 | 5242.269 | 9666.442 | 106.8707 | 197.0635
1 | 6100 | 707 | 0.04 | 15 | 15 | 7 | 5.6234e-12 | 5spot_SharedNeighbor | CO2 | Porous | Wet | R245fa | MinimizeLCOE_Brownfield | IgnoreSilica | 93.5038 | 25.3699 | 4.1513 | 4 | 4582.5195 | 8212.5267 | 93.4209 | 167.4235 | 190.442 | 23.4285 | 118.4382 | 8031660.8364 | 0 | 3433964.202 | 0 | 0 | 0 | 3694133.2022 | 5912305.7138 | 15382606.6867 | 10498945.1446 | 46953615.7856 | 961560.8286 | 28179198.4787 | 28179198.4787 | 21064687.5574 | 11033682.2466 | 0 | 76094375.0929 | 136371943.3756 | 5623.4133 | 16.6054 | 4582.5195 | 8212.5267 | 93.4209 | 167.4235
1 | 6100 | 707 | 0.04 | 15 | 15 | 7 | 7.4989e-12 | 5spot_SharedNeighbor | CO2 | Porous | Wet | R245fa | MinimizeLCOE_Brownfield | IgnoreSilica | 107.5741 | 29.4911 | 4.9133 | 4 | 4081.0625 | 7148.1133 | 83.198 | 145.724 | 190.0203 | 23.0005 | 108.6416 | 8833792.8827 | 0 | 3841478.5876 | 0 | 0 | 0 | 3812061.4228 | 6430059.8283 | 16729696.6866 | 11418361.7495 | 51065451.1573 | 961560.8286 | 28179198.4787 | 28179198.4787 | 21064687.5574 | 11033682.2466 | 0 | 80206210.4646 | 140483778.7474 | 7498.9421 | 19.6533 | 4081.0625 | 7148.1133 | 83.198 | 145.724
1 | 6100 | 707 | 0.04 | 15 | 15 | 7 | 1e-11 | 5spot_SharedNeighbor | CO2 | Porous | Wet | R245fa | MinimizeLCOE_Brownfield | IgnoreSilica | 120.6144 | 33.3514 | 5.6452 | 4 | 3701.5562 | 6370.9675 | 75.4612 | 129.8808 | 189.3596 | 22.5405 | 118.6253 | 9526693.1119 | 0 | 4209705.4042 | 0 | 0 | 0 | 3841599.5408 | 6855419.2422 | 17836394.6283 | 12173705.8351 | 54443517.7624 | 961560.8286 | 28179198.4787 | 28179198.4787 | 21064687.5574 | 11033682.2466 | 0 | 83584277.0697 | 143861845.3524 | 10000 | 22.5808 | 3701.5562 | 6370.9675 | 75.4612 | 129.8808
1 | 6100 | 707 | 0.04 | 15 | 15 | 7 | 1.3335e-11 | 5spot_SharedNeighbor | CO2 | Porous | Wet | R245fa | MinimizeLCOE_Brownfield | IgnoreSilica | 132.0512 | 36.7723 | 6.3088 | 4 | 3415.4676 | 5804.099 | 69.6289 | 118.3244 | 188.5849 | 22.0868 | 124.6641 | 10095396.6173 | 0 | 4526122.7951 | 0 | 0 | 0 | 3797772.4118 | 7183523.8114 | 18690055.414 | 12756346.8623 | 57049217.9118 | 961560.8286 | 28179198.4787 | 28179198.4787 | 21064687.5574 | 11033682.2466 | 0 | 86189977.2191 | 146467545.5019 | 13335.2143 | 25.2352 | 3415.4676 | 5804.099 | 69.6289 | 118.3244
1 | 6100 | 707 | 0.04 | 15 | 15 | 7 | 1.7783e-11 | 5spot_SharedNeighbor | CO2 | Porous | Wet | R245fa | MinimizeLCOE_Brownfield | IgnoreSilica | 141.6614 | 39.6744 | 6.8826 | 4 | 3200.3556 | 5389.8519 | 65.2436 | 109.8794 | 187.7983 | 21.6684 | 123.9217 | 10545125.7948 | 0 | 4787771.8775 | 0 | 0 | 0 | 3705293.6097 | 7424894.5999 | 19318052.6938 | 13184967.9098 | 58966106.4854 | 961560.8286 | 28179198.4787 | 28179198.4787 | 21064687.5574 | 11033682.2466 | 0 | 88106865.7927 | 148384434.0754 | 17782.7941 | 27.5303 | 3200.3556 | 5389.8519 | 65.2436 | 109.8794
1 | 6100 | 707 | 0.04 | 15 | 15 | 7 | 2.3714e-11 | 5spot_SharedNeighbor | CO2 | Porous | Wet | R245fa | MinimizeLCOE_Brownfield | IgnoreSilica | 149.4325 | 42.0422 | 7.3592 | 4 | 3038.9724 | 5086.667 | 61.9536 | 103.6986 | 187.0741 | 21.3059 | 108.7584 | 10889975.2458 | 0 | 4996757.4732 | 0 | 0 | 0 | 3587569.737 | 7594977.9579 | 19760574.7021 | 13486998.2734 | 60316853.3894 | 961560.8286 | 28179198.4787 | 28179198.4787 | 21064687.5574 | 11033682.2466 | 0 | 89457612.6967 | 149735180.9795 | 23713.7371 | 29.4368 | 3038.9724 | 5086.667 | 61.9536 | 103.6986
1 | 6100 | 707 | 0.04 | 15 | 15 | 7 | 3.1623e-11 | 5spot_SharedNeighbor | CO2 | Porous | Wet | R245fa | MinimizeLCOE_Brownfield | IgnoreSilica | 155.601 | 43.935 | 7.745 | 4 | 2917.9451 | 4863.6499 | 59.4863 | 99.1521 | 186.4427 | 21.0023 | 109.4545 | 11151497.637 | 0 | 5161098.1479 | 0 | 0 | 0 | 3465129.4366 | 7713312.8364 | 20068457.7823 | 13697134.802 | 61256630.6422 | 961560.8286 | 28179198.4787 | 28179198.4787 | 21064687.5574 | 11033682.2466 | 0 | 90397389.9495 | 150674958.2322 | 31622.7766 | 30.9798 | 2917.9451 | 4863.6499 | 59.4863 | 99.1521
1 | 6100 | 707 | 0.04 | 15 | 15 | 7 | 4.217e-11 | 5spot_SharedNeighbor | CO2 | Porous | Wet | R245fa | MinimizeLCOE_Brownfield | IgnoreSilica | 160.3922 | 45.4148 | 8.0501 | 4 | 2827.1985 | 4699.1473 | 57.6363 | 95.7985 | 185.9172 | 20.7566 | 119.6448 | 11347042.1805 | 0 | 5287848.739 | 0 | 0 | 0 | 3349349.8924 | 7793853.9167 | 20278009.1519 | 13840157.9176 | 61896261.798 | 961560.8286 | 28179198.4787 | 28179198.4787 | 21064687.5574 | 11033682.2466 | 0 | 91037021.1053 | 151314589.388 | 42169.6503 | 32.2004 | 2827.1985 | 4699.1473 | 57.6363 | 95.7985
1 | 6100 | 707 | 0.04 | 15 | 15 | 7 | 5.6234e-11 | 5spot_SharedNeighbor | CO2 | Porous | Wet | R245fa | MinimizeLCOE_Brownfield | IgnoreSilica | 164.0781 | 46.5589 | 8.2881 | 4 | 2759.1521 | 4577.3479 | 56.249 | 93.3154 | 185.4919 | 20.5617 | 115.7114 | 11492879.4741 | 0 | 5384839.8215 | 0 | 0 | 0 | 3247133.6628 | 7848692.6537 | 20420688.2968 | 13937539.3657 | 62331773.2745 | 961560.8286 | 28179198.4787 | 28179198.4787 | 21064687.5574 | 11033682.2466 | 0 | 91472532.5818 | 151750100.8646 | 56234.1325 | 33.1524 | 2759.1521 | 4577.3479 | 56.249 | 93.3154
1 | 6100 | 707 | 0.04 | 15 | 15 | 7 | 7.4989e-11 | 5spot_SharedNeighbor | CO2 | Porous | Wet | R245fa | MinimizeLCOE_Brownfield | IgnoreSilica | 166.887 | 47.4345 | 8.4716 | 4 | 2708.1211 | 4486.9313 | 55.2087 | 91.4722 | 185.1551 | 20.4096 | 132.7765 | 11601298.3657 | 0 | 5458462.4736 | 0 | 0 | 0 | 3160689.5355 | 7885975.6462 | 20517690.9953 | 14003745.7007 | 62627862.7171 | 961560.8286 | 28179198.4787 | 28179198.4787 | 21064687.5574 | 11033682.2466 | 0 | 91768622.0244 | 152046190.3071 | 74989.4209 | 33.8865 | 2708.1211 | 4486.9313 | 55.2087 | 91.4722
1 | 6100 | 707 | 0.04 | 15 | 15 | 7 | 1e-10 | 5spot_SharedNeighbor | CO2 | Porous | Wet | R245fa | MinimizeLCOE_Brownfield | IgnoreSilica | 169.0233 | 48.1024 | 8.6122 | 4 | 2669.8469 | 4419.6164 | 54.4284 | 90.0999 | 184.8917 | 20.2919 | 123.7294 | 11682161.4448 | 0 | 5514289.6201 | 0 | 0 | 0 | 3090047.4478 | 7911734.42 | 20584710.0409 | 14049487.5764 | 62832430.5501 | 961560.8286 | 28179198.4787 | 28179198.4787 | 21064687.5574 | 11033682.2466 | 0 | 91973189.8574 | 152250758.1401 | 100000 | 34.4489 | 2669.8469 | 4419.6164 | 54.4284 | 90.0999
1 | 6100 | 707 | 0.04 | 15 | 15 | 7 | 1.3335e-10 | 5spot_SharedNeighbor | CO2 | Porous | Wet | R245fa | MinimizeLCOE_Brownfield | IgnoreSilica | 170.6286 | 48.6059 | 8.719 | 4 | 2641.1389 | 4369.4808 | 53.8432 | 89.0778 | 184.6895 | 20.2023 | 124.6663 | 11742006.0737 | 0 | 5556147.2242 | 0 | 0 | 0 | 3033237.4467 | 7929242.3904 | 20630262.1886 | 14080577.8532 | 62971473.1768 | 961560.8286 | 28179198.4787 | 28179198.4787 | 21064687.5574 | 11033682.2466 | 0 | 92112232.4841 | 152389800.7668 | 133352.1432 | 34.876 | 2641.1389 | 4369.4808 | 53.8432 | 89.0778
1 | 6100 | 707 | 0.04 | 15 | 15 | 7 | 1.7783e-10 | 5spot_SharedNeighbor | CO2 | Porous | Wet | R245fa | MinimizeLCOE_Brownfield | IgnoreSilica | 171.8466 | 48.9884 | 8.8001 | 4 | 2619.6058 | 4332.0104 | 53.4042 | 88.3139 | 184.5337 | 20.1337 | 118.7473 | 11786885.8917 | 0 | 5587853.8481 | 0 | 0 | 0 | 2988713.6737 | 7941746.8313 | 20662796.1787 | 14102782.9699 | 63070779.3933 | 961560.8286 | 28179198.4787 | 28179198.4787 | 21064687.5574 | 11033682.2466 | 0 | 92211538.7006 | 152489106.9833 | 177827.941 | 35.2005 | 2619.6058 | 4332.0104 | 53.4042 | 88.3139
1 | 6100 | 707 | 0.04 | 15 | 15 | 7 | 2.3714e-10 | 5spot_SharedNeighbor | CO2 | Porous | Wet | R245fa | MinimizeLCOE_Brownfield | IgnoreSilica | 172.7675 | 49.2779 | 8.8616 | 4 | 2603.4545 | 4303.9851 | 53.0749 | 87.7426 | 184.4145 | 20.0814 | 126.9643 | 11820514.5449 | 0 | 5611796.5146 | 0 | 0 | 0 | 2954185.8309 | 7950733.7872 | 20686178.3946 | 14118741.8128 | 63142150.885 | 961560.8286 | 28179198.4787 | 28179198.4787 | 21064687.5574 | 11033682.2466 | 0 | 92282910.1923 | 152560478.475 | 237137.3706 | 35.4463 | 2603.4545 | 4303.9851 | 53.0749 | 87.7426
1 | 6100 | 707 | 0.04 | 15 | 15 | 7 | 3.1623e-10 | 5spot_SharedNeighbor | CO2 | Porous | Wet | R245fa | MinimizeLCOE_Brownfield | IgnoreSilica | 173.4472 | 49.4924 | 8.9076 | 4 | 2591.3403 | 4283.0851 | 52.828 | 87.3165 | 184.3257 | 20.0426 | 108.4981 | 11845164.7966 | 0 | 5629453.4187 | 0 | 0 | 0 | 2927253.2317 | 7956729.8643 | 20701778.9572 | 14129389.5173 | 63189769.7857 | 961560.8286 | 28179198.4787 | 28179198.4787 | 21064687.5574 | 11033682.2466 | 0 | 92330529.093 | 152608097.3757 | 316227.766 | 35.6304 | 2591.3403 | 4283.0851 | 52.828 | 87.3165
1 | 6100 | 707 | 0.04 | 15 | 15 | 7 | 4.217e-10 | 5spot_SharedNeighbor | CO2 | Porous | Wet | R245fa | MinimizeLCOE_Brownfield | IgnoreSilica | 173.966 | 49.6558 | 8.9425 | 4 | 2582.2544 | 4267.4016 | 52.6427 | 86.9968 | 184.2575 | 20.0128 | 119.4768 | 11863883.0482 | 0 | 5642919.8547 | 0 | 0 | 0 | 2906847.0215 | 7961323.4705 | 20713730.5782 | 14137546.7443 | 63226250.7174 | 961560.8286 | 28179198.4787 | 28179198.4787 | 21064687.5574 | 11033682.2466 | 0 | 92367010.0246 | 152644578.3074 | 421696.5034 | 35.7699 | 2582.2544 | 4267.4016 | 52.6427 | 86.9968
1 | 6100 | 707 | 0.04 | 15 | 15 | 7 | 5.6234e-10 | 5spot_SharedNeighbor | CO2 | Porous | Wet | R245fa | MinimizeLCOE_Brownfield | IgnoreSilica | 174.3681 | 49.7821 | 8.969 | 4 | 2575.4399 | 4255.596 | 52.5038 | 86.7561 | 184.2044 | 19.9897 | 117.0914 | 11878336.7182 | 0 | 5653351.8479 | 0 | 0 | 0 | 2891618.9689 | 7965089.9386 | 20723530.1557 | 14144235.1572 | 63256162.7866 | 961560.8286 | 28179198.4787 | 28179198.4787 | 21064687.5574 | 11033682.2466 | 0 | 92396922.0939 | 152674490.3766 | 562341.3252 | 35.8762 | 2575.4399 | 4255.596 | 52.5038 | 86.7561
1 | 6100 | 707 | 0.04 | 15 | 15 | 7 | 7.4989e-10 | 5spot_SharedNeighbor | CO2 | Porous | Wet | R245fa | MinimizeLCOE_Brownfield | IgnoreSilica | 174.6628 | 49.875 | 8.9888 | 4 | 2570.3292 | 4246.7878 | 52.3996 | 86.5765 | 184.1653 | 19.9727 | 125.2489 | 11888894.7185 | 0 | 5660993.7347 | 0 | 0 | 0 | 2879885.2205 | 7967611.7327 | 20730091.3467 | 14148713.3049 | 63276190.058 | 961560.8286 | 28179198.4787 | 28179198.4787 | 21064687.5574 | 11033682.2466 | 0 | 92416949.3653 | 152694517.648 | 749894.2093 | 35.9553 | 2570.3292 | 4246.7878 | 52.3996 | 86.5765
1 | 6100 | 707 | 0.04 | 15 | 15 | 7 | 1e-09 | 5spot_SharedNeighbor | CO2 | Porous | Wet | R245fa | MinimizeLCOE_Brownfield | IgnoreSilica | 174.8823 | 49.9442 | 9.0036 | 4 | 2566.4963 | 4240.196 | 52.3215 | 86.4421 | 184.1361 | 19.9601 | 113.6379 | 11896740.5001 | 0 | 5666684.0181 | 0 | 0 | 0 | 2870968.4396 | 7969413.2536 | 20734778.5344 | 14151912.4068 | 63290497.1527 | 961560.8286 | 28179198.4787 | 28179198.4787 | 21064687.5574 | 11033682.2466 | 0 | 92431256.4599 | 152708824.7427 | 1000000 | 36.0146 | 2566.4963 | 4240.196 | 52.3215 | 86.4421
1 | 6100 | 707 | 0.04 | 15 | 15 | 7 | 1.3335e-09 | 5spot_SharedNeighbor | CO2 | Porous | Wet | R245fa | MinimizeLCOE_Brownfield | IgnoreSilica | 175.0324 | 49.9923 | 9.0144 | 4 | 2563.6219 | 4235.3263 | 52.2629 | 86.3429 | 184.116 | 19.9514 | 127.9302 | 11902093.9328 | 0 | 5670575.2478 | 0 | 0 | 0 | 2863879.987 | 7970254.1754 | 20736966.4404 | 14153405.6976 | 63297175.4809 | 961560.8286 | 28179198.4787 | 28179198.4787 | 21064687.5574 | 11033682.2466 | 0 | 92437934.7882 | 152715503.0709 | 1333521.4322 | 36.0576 | 2563.6219 | 4235.3263 | 52.2629 | 86.3429
1 | 6100 | 707 | 0.04 | 15 | 15 | 7 | 1.7783e-09 | 5spot_SharedNeighbor | CO2 | Porous | Wet | R245fa | MinimizeLCOE_Brownfield | IgnoreSilica | 175.1593 | 50.0322 | 9.0228 | 4 | 2561.4663 | 4231.607 | 52.219 | 86.267 | 184.0991 | 19.944 | 117.6851 | 11906617.2964 | 0 | 5673863.3522 | 0 | 0 | 0 | 2858891.1701 | 7971355.0093 | 20739830.5844 | 14155360.5348 | 63305917.9471 | 961560.8286 | 28179198.4787 | 28179198.4787 | 21064687.5574 | 11033682.2466 | 0 | 92446677.2544 | 152724245.5371 | 1778279.41 | 36.0913 | 2561.4663 | 4231.607 | 52.219 | 86.267
1 | 6100 | 707 | 0.04 | 15 | 15 | 7 | 2.3714e-09 | 5spot_SharedNeighbor | CO2 | Porous | Wet | R245fa | MinimizeLCOE_Brownfield | IgnoreSilica | 175.2519 | 50.0614 | 9.0291 | 4 | 2559.8497 | 4228.8313 | 52.186 | 86.2104 | 184.0868 | 19.9387 | 115.7559 | 11909915.0961 | 0 | 5676263.1276 | 0 | 0 | 0 | 2855073.1766 | 7972088.0461 | 20741737.7959 | 14156662.2458 | 63311739.4881 | 961560.8286 | 28179198.4787 | 28179198.4787 | 21064687.5574 | 11033682.2466 | 0 | 92452498.7954 | 152730067.0781 | 2371373.7057 | 36.1164 | 2559.8497 | 4228.8313 | 52.186 | 86.2104
1 | 6100 | 707 | 0.04 | 15 | 15 | 7 | 3.1623e-09 | 5spot_SharedNeighbor | CO2 | Porous | Wet | R245fa | MinimizeLCOE_Brownfield | IgnoreSilica | 175.3297 | 50.0856 | 9.034 | 4 | 2558.6375 | 4226.7102 | 52.1613 | 86.1672 | 184.0764 | 19.9342 | 121.7062 | 11912685.5827 | 0 | 5678278.7429 | 0 | 0 | 0 | 2852406.5107 | 7972914.6262 | 20743888.3877 | 14158130.0689 | 63318303.919 | 961560.8286 | 28179198.4787 | 28179198.4787 | 21064687.5574 | 11033682.2466 | 0 | 92459063.2263 | 152736631.5091 | 3162277.6602 | 36.1361 | 2558.6375 | 4226.7102 | 52.1613 | 86.1672
1 | 6100 | 707 | 0.04 | 15 | 15 | 7 | 4.217e-09 | 5spot_SharedNeighbor | CO2 | Porous | Wet | R245fa | MinimizeLCOE_Brownfield | IgnoreSilica | 175.3808 | 50.1018 | 9.0375 | 4 | 2557.7284 | 4225.1548 | 52.1428 | 86.1355 | 184.0695 | 19.9312 | 128.1803 | 11914502.9557 | 0 | 5679602.9643 | 0 | 0 | 0 | 2850224.899 | 7973289.0194 | 20744862.482 | 14158794.9083 | 63321277.2286 | 961560.8286 | 28179198.4787 | 28179198.4787 | 21064687.5574 | 11033682.2466 | 0 | 92462036.5359 | 152739604.8186 | 4216965.0343 | 36.1501 | 2557.7284 | 4225.1548 | 52.1428 | 86.1355
1 | 6100 | 707 | 0.04 | 15 | 15 | 7 | 5.6234e-09 | 5spot_SharedNeighbor | CO2 | Porous | Wet | R245fa | MinimizeLCOE_Brownfield | IgnoreSilica | 175.4151 | 50.1129 | 9.04 | 4 | 2557.0466 | 4224.0082 | 52.1289 | 86.1121 | 184.0649 | 19.9292 | 120.9225 | 11915719.6607 | 0 | 5680490.6863 | 0 | 0 | 0 | 2848486.8533 | 7973431.9081 | 20745234.2491 | 14159048.647 | 63322412.0045 | 961560.8286 | 28179198.4787 | 28179198.4787 | 21064687.5574 | 11033682.2466 | 0 | 92463171.3118 | 152740739.5946 | 5623413.2519 | 36.1601 | 2557.0466 | 4224.0082 | 52.1289 | 86.1121
1 | 6100 | 707 | 0.04 | 15 | 15 | 7 | 7.4989e-09 | 5spot_SharedNeighbor | CO2 | Porous | Wet | R245fa | MinimizeLCOE_Brownfield | IgnoreSilica | 175.4493 | 50.1235 | 9.0422 | 4 | 2556.5354 | 4223.1072 | 52.1184 | 86.0938 | 184.0604 | 19.9272 | 125.2823 | 11916938.8456 | 0 | 5681378.3737 | 0 | 0 | 0 | 2847391.9058 | 7973826.5588 | 20746261.0492 | 14159749.4591 | 63325546.1921 | 961560.8286 | 28179198.4787 | 28179198.4787 | 21064687.5574 | 11033682.2466 | 0 | 92466305.4994 | 152743873.7821 | 7498942.0933 | 36.1686 | 2556.5354 | 4223.1072 | 52.1184 | 86.0938
1 | 6100 | 707 | 0.04 | 15 | 15 | 7 | 1e-08 | 5spot_SharedNeighbor | CO2 | Porous | Wet | R245fa | MinimizeLCOE_Brownfield | IgnoreSilica | 175.4734 | 50.131 | 9.0437 | 4 | 2556.152 | 4222.4393 | 52.1106 | 86.0801 | 184.0571 | 19.9258 | 126.265 | 11917794.9451 | 0 | 5682002.1333 | 0 | 0 | 0 | 2846530.3509 | 7974067.6974 | 20746888.4425 | 14160177.6679 | 63327461.2371 | 961560.8286 | 28179198.4787 | 28179198.4787 | 21064687.5574 | 11033682.2466 | 0 | 92468220.5444 | 152745788.8271 | 10000000 | 36.1748 | 2556.152 | 4222.4393 | 52.1106 | 86.0801
1 | 6200 | 707 | 0.04 | 15 | 15 | 7 | 1e-13 | 5spot_SharedNeighbor | CO2 | Porous | Wet | R245fa | MinimizeLCOE_Brownfield | IgnoreSilica | 3.0325 | 0.2285 | 0.023212 | 4 | 360191.23 | 1023402.626 | 7342.9854 | 20863.4468 | 124.4178 | 22.4842 | 35.8428 | 500718.2277 | 0 | 220164.4761 | 0 | 0 | 0 | 464486.0361 | 462293.8085 | 1202793.6603 | 820931.3881 | 3671387.5969 | 961560.8286 | 28810221.4343 | 28810221.4343 | 21508759.7178 | 11259118.2678 | 0 | 33443169.8598 | 95021269.2796 | 100 | 0.092848 | 360191.23 | 1023402.626 | 7342.9854 | 20863.4468
1 | 6200 | 707 | 0.04 | 15 | 15 | 7 | 1.3335e-13 | 5spot_SharedNeighbor | CO2 | Porous | Wet | R245fa | MinimizeLCOE_Brownfield | IgnoreSilica | 4.2823 | 0.47429 | 0.053161 | 4 | 163401.3158 | 452983.9884 | 3331.1568 | 9234.6913 | 139.6977 | 23.2306 | 51.4894 | 705281.6054 | 0 | 291389.2538 | 0 | 0 | 0 | 609453.0859 | 626388.3386 | 1629733.9671 | 1112326.9202 | 4974573.1711 | 961560.8286 | 28810221.4343 | 28810221.4343 | 21508759.7178 | 11259118.2678 | 0 | 34746355.434 | 96324454.8538 | 133.3521 | 0.21264 | 163401.3158 | 452983.9884 | 3331.1568 | 9234.6913
1 | 6200 | 707 | 0.04 | 15 | 15 | 7 | 1.7783e-13 | 5spot_SharedNeighbor | CO2 | Porous | Wet | R245fa | MinimizeLCOE_Brownfield | IgnoreSilica | 5.7554 | 0.80986 | 0.09737 | 4 | 92763.2575 | 250866.8374 | 1891.1045 | 5114.2598 | 151.3579 | 23.7284 | 69.113 | 930037.5645 | 0 | 369142.3354 | 0 | 0 | 0 | 753478.1767 | 800536.6499 | 2082832.1504 | 1421575.7406 | 6357602.6175 | 961560.8286 | 28810221.4343 | 28810221.4343 | 21508759.7178 | 11259118.2678 | 0 | 36129384.8804 | 97707484.3002 | 177.8279 | 0.38948 | 92763.2575 | 250866.8374 | 1891.1045 | 5114.2598
1 | 6200 | 707 | 0.04 | 15 | 15 | 7 | 2.3714e-13 | 5spot_SharedNeighbor | CO2 | Porous | Wet | R245fa | MinimizeLCOE_Brownfield | IgnoreSilica | 7.5996 | 1.2638 | 0.15933 | 4 | 59169.6768 | 155788.9412 | 1206.2539 | 3175.9683 | 160.8595 | 24.0939 | 62.6666 | 1190717.6489 | 0 | 461069.7976 | 0 | 0 | 0 | 911344.8919 | 999621.6119 | 2600810.3837 | 1775106.5282 | 7938670.8622 | 961560.8286 | 28810221.4343 | 28810221.4343 | 21508759.7178 | 11259118.2678 | 0 | 37710453.1251 | 99288552.5449 | 237.1374 | 0.63733 | 59169.6768 | 155788.9412 | 1206.2539 | 3175.9683
1 | 6200 | 707 | 0.04 | 15 | 15 | 7 | 3.1623e-13 | 5spot_SharedNeighbor | CO2 | Porous | Wet | R245fa | MinimizeLCOE_Brownfield | IgnoreSilica | 9.9165 | 1.8628 | 0.24378 | 4 | 40535.6772 | 103685.7962 | 826.3746 | 2113.7752 | 168.573 | 24.3654 | 65.7519 | 1493556.4596 | 0 | 570452.9633 | 0 | 0 | 0 | 1085498.6078 | 1228308.132 | 3195805.7988 | 2181203.1249 | 9754825.0865 | 961560.8286 | 28810221.4343 | 28810221.4343 | 21508759.7178 | 11259118.2678 | 0 | 39526607.3494 | 101104706.7692 | 316.2278 | 0.97511 | 40535.6772 | 103685.7962 | 826.3746 | 2113.7752
1 | 6200 | 707 | 0.04 | 15 | 15 | 7 | 4.217e-13 | 5spot_SharedNeighbor | CO2 | Porous | Wet | R245fa | MinimizeLCOE_Brownfield | IgnoreSilica | 12.8667 | 2.6481 | 0.35713 | 4 | 29157.9257 | 72264.4522 | 594.4238 | 1473.2086 | 174.8639 | 24.5687 | 49.1898 | 1850060.2845 | 0 | 702595.9448 | 0 | 0 | 0 | 1283194.6934 | 1495981.8598 | 3892237.9312 | 2656532.3655 | 11880603.0793 | 961560.8286 | 28810221.4343 | 28810221.4343 | 21508759.7178 | 11259118.2678 | 0 | 41652385.3422 | 103230484.762 | 421.6965 | 1.4285 | 29157.9257 | 72264.4522 | 594.4238 | 1473.2086
1 | 6200 | 707 | 0.04 | 15 | 15 | 7 | 5.6234e-13 | 5spot_SharedNeighbor | CO2 | Porous | Wet | R245fa | MinimizeLCOE_Brownfield | IgnoreSilica | 16.6009 | 3.6625 | 0.50739 | 4 | 21741.3678 | 52081.9574 | 443.2272 | 1061.7611 | 179.9193 | 24.7161 | 63.4214 | 2267477.713 | 0 | 861467.06 | 0 | 0 | 0 | 1505375.6429 | 1807384.9622 | 4702444.926 | 3209515.2876 | 14353665.5918 | 961560.8286 | 28810221.4343 | 28810221.4343 | 21508759.7178 | 11259118.2678 | 0 | 44125447.8547 | 105703547.2745 | 562.3413 | 2.0296 | 21741.3678 | 52081.9574 | 443.2272 | 1061.7611
1 | 6200 | 707 | 0.04 | 15 | 15 | 7 | 7.4989e-13 | 5spot_SharedNeighbor | CO2 | Porous | Wet | R245fa | MinimizeLCOE_Brownfield | IgnoreSilica | 21.3003 | 4.9577 | 0.7045 | 4 | 16674.0347 | 38525.6618 | 339.9228 | 785.3977 | 183.935 | 24.8155 | 54.343 | 2753990.7456 | 0 | 1051576.3395 | 0 | 0 | 0 | 1752844.6667 | 2167780.5832 | 5640120.4046 | 3849498.069 | 17215810.8086 | 961560.8286 | 28810221.4343 | 28810221.4343 | 21508759.7178 | 11259118.2678 | 0 | 46987593.0715 | 108565692.4913 | 749.8942 | 2.818 | 16674.0347 | 38525.6618 | 339.9228 | 785.3977
1 | 6200 | 707 | 0.04 | 15 | 15 | 7 | 1e-12 | 5spot_SharedNeighbor | CO2 | Porous | Wet | R245fa | MinimizeLCOE_Brownfield | IgnoreSilica | 27.2124 | 6.6036 | 0.96094 | 4 | 13088.0882 | 29108.3662 | 266.8184 | 593.4134 | 187.1045 | 24.8703 | 62.2245 | 3321559.3147 | 0 | 1279219.8559 | 0 | 0 | 0 | 2029509.1294 | 2585812.437 | 6727753.538 | 4591830.0312 | 20535684.3062 | 961560.8286 | 28810221.4343 | 28810221.4343 | 21508759.7178 | 11259118.2678 | 0 | 50307466.5691 | 111885565.9889 | 1000 | 3.8438 | 13088.0882 | 29108.3662 | 266.8184 | 593.4134
1 | 6200 | 707 | 0.04 | 15 | 15 | 7 | 1.3335e-12 | 5spot_SharedNeighbor | CO2 | Porous | Wet | R245fa | MinimizeLCOE_Brownfield | IgnoreSilica | 34.5398 | 8.6623 | 1.2902 | 4 | 10481.6728 | 22413.2388 | 213.6831 | 456.9242 | 189.5506 | 24.8777 | 61.1381 | 3974652.9091 | 0 | 1548063.0409 | 0 | 0 | 0 | 2330533.3813 | 3062767.2392 | 7968692.0965 | 5438796.0961 | 24323504.7631 | 961560.8286 | 28810221.4343 | 28810221.4343 | 21508759.7178 | 11259118.2678 | 0 | 54095287.026 | 115673386.4458 | 1333.5214 | 5.1609 | 10481.6728 | 22413.2388 | 213.6831 | 456.9242
1 | 6200 | 707 | 0.04 | 15 | 15 | 7 | 1.7783e-12 | 5spot_SharedNeighbor | CO2 | Porous | Wet | R245fa | MinimizeLCOE_Brownfield | IgnoreSilica | 43.5387 | 11.2101 | 1.7074 | 4 | 8548.2279 | 17564.423 | 174.2672 | 358.0745 | 191.3961 | 24.8305 | 85.582 | 4720052.7523 | 0 | 1863086.1105 | 0 | 0 | 0 | 2654151.668 | 3602543.307 | 9373078.7016 | 6397318.8113 | 28610231.3506 | 961560.8286 | 28810221.4343 | 28810221.4343 | 21508759.7178 | 11259118.2678 | 0 | 58382013.6135 | 119960113.0333 | 1778.2794 | 6.8297 | 8548.2279 | 17564.423 | 174.2672 | 358.0745
1 | 6200 | 707 | 0.04 | 15 | 15 | 7 | 2.3714e-12 | 5spot_SharedNeighbor | CO2 | Porous | Wet | R245fa | MinimizeLCOE_Brownfield | IgnoreSilica | 54.3009 | 14.2831 | 2.2238 | 4 | 7092.5448 | 14015.0764 | 144.5911 | 285.7163 | 192.7088 | 24.7164 | 76.5508 | 5549109.1241 | 0 | 2223197.3919 | 0 | 0 | 0 | 2985171.9569 | 4195416.6044 | 10915613.4064 | 7450130.4433 | 33318638.927 | 961560.8286 | 28810221.4343 | 28810221.4343 | 21508759.7178 | 11259118.2678 | 0 | 63090421.1899 | 124668520.6098 | 2371.3737 | 8.8953 | 7092.5448 | 14015.0764 | 144.5911 | 285.7163
1 | 6200 | 707 | 0.04 | 15 | 15 | 7 | 3.1623e-12 | 5spot_SharedNeighbor | CO2 | Porous | Wet | R245fa | MinimizeLCOE_Brownfield | IgnoreSilica | 66.7829 | 17.8791 | 2.8436 | 4 | 5986.3175 | 11400.115 | 122.0392 | 232.4068 | 193.5341 | 24.5204 | 94.856 | 6443534.8193 | 0 | 2623400.5573 | 0 | 0 | 0 | 3304775.0013 | 4824967.0474 | 12553574.5205 | 8568072.5604 | 38318324.5063 | 961560.8286 | 28810221.4343 | 28810221.4343 | 21508759.7178 | 11259118.2678 | 0 | 68090106.7692 | 129668206.189 | 3162.2777 | 11.3743 | 5986.3175 | 11400.115 | 122.0392 | 232.4068
1 | 6200 | 707 | 0.04 | 15 | 15 | 7 | 4.217e-12 | 5spot_SharedNeighbor | CO2 | Porous | Wet | R245fa | MinimizeLCOE_Brownfield | IgnoreSilica | 80.5808 | 21.8938 | 3.5544 | 4 | 5142.4659 | 9473.5287 | 104.8361 | 193.1307 | 193.89 | 24.2323 | 93.8542 | 7362892.4731 | 0 | 3048720.56 | 0 | 0 | 0 | 3582290.2856 | 5457622.2943 | 14199613.6975 | 9691528.1214 | 43342667.4318 | 961560.8286 | 28810221.4343 | 28810221.4343 | 21508759.7178 | 11259118.2678 | 0 | 73114449.6947 | 134692549.1146 | 4216.965 | 14.2178 | 5142.4659 | 9473.5287 | 104.8361 | 193.1307
1 | 6200 | 707 | 0.04 | 15 | 15 | 7 | 5.6234e-12 | 5spot_SharedNeighbor | CO2 | Porous | Wet | R245fa | MinimizeLCOE_Brownfield | IgnoreSilica | 94.9756 | 26.1267 | 4.3251 | 4 | 4499.2241 | 8058.5706 | 91.7228 | 164.2849 | 193.8118 | 23.8556 | 99.1884 | 8254443.0641 | 0 | 3477137.0861 | 0 | 0 | 0 | 3787513.6899 | 6052446.5976 | 15747224.5195 | 10747804.3077 | 48066569.2648 | 961560.8286 | 28810221.4343 | 28810221.4343 | 21508759.7178 | 11259118.2678 | 0 | 77838351.5277 | 139416450.9475 | 5623.4133 | 17.3004 | 4499.2241 | 8058.5706 | 91.7228 | 164.2849
1 | 6200 | 707 | 0.04 | 15 | 15 | 7 | 7.4989e-12 | 5spot_SharedNeighbor | CO2 | Porous | Wet | R245fa | MinimizeLCOE_Brownfield | IgnoreSilica | 109.1017 | 30.3255 | 5.1102 | 4 | 4010.5704 | 7023.0717 | 81.7609 | 143.1748 | 193.3786 | 23.412 | 110.6596 | 9068164.7541 | 0 | 3885059.4775 | 0 | 0 | 0 | 3902903.0712 | 6573889.6481 | 17103912.3741 | 11673771.6456 | 52207700.9704 | 961560.8286 | 28810221.4343 | 28810221.4343 | 21508759.7178 | 11259118.2678 | 0 | 81979483.2333 | 143557582.6531 | 7498.9421 | 20.4409 | 4010.5704 | 7023.0717 | 81.7609 | 143.1748
1 | 6200 | 707 | 0.04 | 15 | 15 | 7 | 1e-11 | 5spot_SharedNeighbor | CO2 | Porous | Wet | R245fa | MinimizeLCOE_Brownfield | IgnoreSilica | 122.1413 | 34.2434 | 5.8614 | 4 | 3640.9441 | 6267.3902 | 74.2256 | 127.7692 | 192.7081 | 22.938 | 133.4635 | 9768278.7195 | 0 | 4252283.6835 | 0 | 0 | 0 | 3928124.7701 | 6999987.9975 | 18212532.8746 | 12430427.917 | 55591635.9623 | 961560.8286 | 28810221.4343 | 28810221.4343 | 21508759.7178 | 11259118.2678 | 0 | 85363418.2252 | 146941517.645 | 10000 | 23.4454 | 3640.9441 | 6267.3902 | 74.2256 | 127.7692
1 | 6200 | 707 | 0.04 | 15 | 15 | 7 | 1.3335e-11 | 5spot_SharedNeighbor | CO2 | Porous | Wet | R245fa | MinimizeLCOE_Brownfield | IgnoreSilica | 133.5445 | 37.7057 | 6.5402 | 4 | 3362.4292 | 5716.2705 | 68.5477 | 116.5339 | 191.927 | 22.4726 | 124.0476 | 10341333.1438 | 0 | 4567021.6167 | 0 | 0 | 0 | 3879794.9017 | 7327378.3682 | 19064335.4622 | 13011800.6859 | 58191664.1785 | 961560.8286 | 28810221.4343 | 28810221.4343 | 21508759.7178 | 11259118.2678 | 0 | 87963446.4414 | 149541545.8612 | 13335.2143 | 26.1607 | 3362.4292 | 5716.2705 | 68.5477 | 116.5339
1 | 6200 | 707 | 0.04 | 15 | 15 | 7 | 1.7783e-11 | 5spot_SharedNeighbor | CO2 | Porous | Wet | R245fa | MinimizeLCOE_Brownfield | IgnoreSilica | 143.0796 | 40.6297 | 7.1249 | 4 | 3153.0865 | 5313.7594 | 64.2799 | 108.3282 | 191.1394 | 22.0461 | 111.7824 | 10792408.5449 | 0 | 4826079.0312 | 0 | 0 | 0 | 3782445.3523 | 7566363.8421 | 19686126.6424 | 13436185.9429 | 60089609.3557 | 961560.8286 | 28810221.4343 | 28810221.4343 | 21508759.7178 | 11259118.2678 | 0 | 89861391.6186 | 151439491.0385 | 17782.7941 | 28.4995 | 3153.0865 | 5313.7594 | 64.2799 | 108.3282
1 | 6200 | 707 | 0.04 | 15 | 15 | 7 | 2.3714e-11 | 5spot_SharedNeighbor | CO2 | Porous | Wet | R245fa | MinimizeLCOE_Brownfield | IgnoreSilica | 150.7944 | 43.016 | 7.61 | 4 | 2996.0772 | 5019.009 | 61.0791 | 102.3193 | 190.415 | 21.6769 | 117.4314 | 11138607.3667 | 0 | 5033155.914 | 0 | 0 | 0 | 3661578.0983 | 7735003.1378 | 20124891.4973 | 13735651.9721 | 61428887.9861 | 961560.8286 | 28810221.4343 | 28810221.4343 | 21508759.7178 | 11259118.2678 | 0 | 91200670.249 | 152778769.6689 | 23713.7371 | 30.44 | 2996.0772 | 5019.009 | 61.0791 | 102.3193
1 | 6200 | 707 | 0.04 | 15 | 15 | 7 | 3.1623e-11 | 5spot_SharedNeighbor | CO2 | Porous | Wet | R245fa | MinimizeLCOE_Brownfield | IgnoreSilica | 156.889 | 44.9154 | 8.0014 | 4 | 2878.3548 | 4802.3259 | 58.6792 | 97.9019 | 189.787 | 21.3693 | 133.0589 | 11399992.7348 | 0 | 5195249.1734 | 0 | 0 | 0 | 3536162.8661 | 7851247.862 | 20427336.4244 | 13942076.8495 | 62352065.9101 | 961560.8286 | 28810221.4343 | 28810221.4343 | 21508759.7178 | 11259118.2678 | 0 | 92123848.173 | 153701947.5929 | 31622.7766 | 32.0057 | 2878.3548 | 4802.3259 | 58.6792 | 97.9019
1 | 6200 | 707 | 0.04 | 15 | 15 | 7 | 4.217e-11 | 5spot_SharedNeighbor | CO2 | Porous | Wet | R245fa | MinimizeLCOE_Brownfield | IgnoreSilica | 161.6297 | 46.402 | 8.311 | 4 | 2790.1004 | 4642.4076 | 56.88 | 94.6418 | 189.2642 | 21.1202 | 112.2223 | 11595785.2964 | 0 | 5320460.8165 | 0 | 0 | 0 | 3418645.5898 | 7930607.764 | 20633814.6107 | 14083002.4543 | 62982316.5317 | 961560.8286 | 28810221.4343 | 28810221.4343 | 21508759.7178 | 11259118.2678 | 0 | 92754098.7946 | 154332198.2144 | 42169.6503 | 33.244 | 2790.1004 | 4642.4076 | 56.88 | 94.6418
1 | 6200 | 707 | 0.04 | 15 | 15 | 7 | 5.6234e-11 | 5spot_SharedNeighbor | CO2 | Porous | Wet | R245fa | MinimizeLCOE_Brownfield | IgnoreSilica | 165.2696 | 47.5494 | 8.5521 | 4 | 2723.9311 | 4524.0205 | 55.531 | 92.2283 | 188.8419 | 20.9231 | 114.9099 | 11741570.0804 | 0 | 5416099.8525 | 0 | 0 | 0 | 3315120.622 | 7984388.3164 | 20773740.576 | 14178504.8008 | 63409424.2482 | 961560.8286 | 28810221.4343 | 28810221.4343 | 21508759.7178 | 11259118.2678 | 0 | 93181206.5111 | 154759305.9309 | 56234.1325 | 34.2084 | 2723.9311 | 4524.0205 | 55.531 | 92.2283
1 | 6200 | 707 | 0.04 | 15 | 15 | 7 | 7.4989e-11 | 5spot_SharedNeighbor | CO2 | Porous | Wet | R245fa | MinimizeLCOE_Brownfield | IgnoreSilica | 168.0487 | 48.4288 | 8.738 | 4 | 2674.3129 | 4436.0954 | 54.5195 | 90.4358 | 188.5072 | 20.7691 | 116.4507 | 11850182.3782 | 0 | 5488838.0378 | 0 | 0 | 0 | 3227981.7554 | 8021130.8468 | 20869337.1033 | 14243751.395 | 63701221.5165 | 961560.8286 | 28810221.4343 | 28810221.4343 | 21508759.7178 | 11259118.2678 | 0 | 93473003.7794 | 155051103.1992 | 74989.4209 | 34.9522 | 2674.3129 | 4436.0954 | 54.5195 | 90.4358
1 | 6200 | 707 | 0.04 | 15 | 15 | 7 | 1e-10 | 5spot_SharedNeighbor | CO2 | Porous | Wet | R245fa | MinimizeLCOE_Brownfield | IgnoreSilica | 170.1487 | 49.0959 | 8.8801 | 4 | 2637.1012 | 4370.7012 | 53.7609 | 89.1027 | 188.2471 | 20.6507 | 114.6568 | 11930683.2236 | 0 | 5543642.2865 | 0 | 0 | 0 | 3156535.873 | 8046035.9394 | 20934135.0455 | 14287977.322 | 63899009.69 | 961560.8286 | 28810221.4343 | 28810221.4343 | 21508759.7178 | 11259118.2678 | 0 | 93670791.9529 | 155248891.3727 | 100000 | 35.5204 | 2637.1012 | 4370.7012 | 53.7609 | 89.1027
1 | 6200 | 707 | 0.04 | 15 | 15 | 7 | 1.3335e-10 | 5spot_SharedNeighbor | CO2 | Porous | Wet | R245fa | MinimizeLCOE_Brownfield | IgnoreSilica | 171.7345 | 49.6009 | 8.9881 | 4 | 2609.192 | 4321.9504 | 53.1919 | 88.1088 | 188.0466 | 20.5602 | 113.1139 | 11990569.6956 | 0 | 5584938.6659 | 0 | 0 | 0 | 3099396.7738 | 8063213.0027 | 20978826.2407 | 14318479.981 | 64035424.3596 | 961560.8286 | 28810221.4343 | 28810221.4343 | 21508759.7178 | 11259118.2678 | 0 | 93807206.6225 | 155385306.0423 | 133352.1432 | 35.9526 | 2609.192 | 4321.9504 | 53.1919 | 88.1088
1 | 6200 | 707 | 0.04 | 15 | 15 | 7 | 1.7783e-10 | 5spot_SharedNeighbor | CO2 | Porous | Wet | R245fa | MinimizeLCOE_Brownfield | IgnoreSilica | 172.9332 | 49.9833 | 9.0701 | 4 | 2588.2591 | 4285.5359 | 52.7652 | 87.3664 | 187.8926 | 20.4911 | 115.6843 | 12035317.7747 | 0 | 5616103.7556 | 0 | 0 | 0 | 3054543.4184 | 8075326.33 | 21010342.6334 | 14339990.5667 | 64131624.4788 | 961560.8286 | 28810221.4343 | 28810221.4343 | 21508759.7178 | 11259118.2678 | 0 | 93903406.7417 | 155481506.1615 | 177827.941 | 36.2805 | 2588.2591 | 4285.5359 | 52.7652 | 87.3664
1 | 6200 | 707 | 0.04 | 15 | 15 | 7 | 2.3714e-10 | 5spot_SharedNeighbor | CO2 | Porous | Wet | R245fa | MinimizeLCOE_Brownfield | IgnoreSilica | 173.8493 | 50.2754 | 9.1325 | 4 | 2572.5586 | 4258.2506 | 52.4451 | 86.8102 | 187.7736 | 20.4379 | 114.0382 | 12069214.9983 | 0 | 5639891.6378 | 0 | 0 | 0 | 3020043.6346 | 8084368.6056 | 21033868.7797 | 14356047.6449 | 64203435.3008 | 961560.8286 | 28810221.4343 | 28810221.4343 | 21508759.7178 | 11259118.2678 | 0 | 93975217.5637 | 155553316.9835 | 237137.3706 | 36.5299 | 2572.5586 | 4258.2506 | 52.4451 | 86.8102
1 | 6200 | 707 | 0.04 | 15 | 15 | 7 | 3.1623e-10 | 5spot_SharedNeighbor | CO2 | Porous | Wet | R245fa | MinimizeLCOE_Brownfield | IgnoreSilica | 174.5339 | 50.4941 | 9.1794 | 4 | 2560.783 | 4237.862 | 52.205 | 86.3945 | 187.6839 | 20.3979 | 106.0246 | 12094371.3083 | 0 | 5657651.1556 | 0 | 0 | 0 | 2993352.3829 | 8090696.1903 | 21050331.8571 | 14367284.0335 | 64253686.9278 | 961560.8286 | 28810221.4343 | 28810221.4343 | 21508759.7178 | 11259118.2678 | 0 | 94025469.1907 | 155603568.6105 | 316227.766 | 36.7175 | 2560.783 | 4237.862 | 52.205 | 86.3945
1 | 6200 | 707 | 0.04 | 15 | 15 | 7 | 4.217e-10 | 5spot_SharedNeighbor | CO2 | Porous | Wet | R245fa | MinimizeLCOE_Brownfield | IgnoreSilica | 175.0324 | 50.6542 | 9.2143 | 4 | 2551.9511 | 4222.6782 | 52.025 | 86.085 | 187.618 | 20.3686 | 122.3141 | 12112592.7628 | 0 | 5670575.2478 | 0 | 0 | 0 | 2972527.2263 | 8094721.1424 | 21060803.957 | 14374431.4569 | 64285651.7932 | 961560.8286 | 28810221.4343 | 28810221.4343 | 21508759.7178 | 11259118.2678 | 0 | 94057434.0561 | 155635533.4759 | 421696.5034 | 36.8571 | 2551.9511 | 4222.6782 | 52.025 | 86.085
1 | 6200 | 707 | 0.04 | 15 | 15 | 7 | 5.6234e-10 | 5spot_SharedNeighbor | CO2 | Porous | Wet | R245fa | MinimizeLCOE_Brownfield | IgnoreSilica | 175.4151 | 50.7768 | 9.2407 | 4 | 2545.3274 | 4211.2674 | 51.8899 | 85.8524 | 187.5672 | 20.3461 | 120.1201 | 12126528.3064 | 0 | 5680490.6863 | 0 | 0 | 0 | 2956890.5493 | 8097924.7214 | 21069139.0122 | 14380120.3034 | 64311093.579 | 961560.8286 | 28810221.4343 | 28810221.4343 | 21508759.7178 | 11259118.2678 | 0 | 94082875.8419 | 155660975.2617 | 562341.3252 | 36.963 | 2545.3274 | 4211.2674 | 51.8899 | 85.8524
1 | 6200 | 707 | 0.04 | 15 | 15 | 7 | 7.4989e-10 | 5spot_SharedNeighbor | CO2 | Porous | Wet | R245fa | MinimizeLCOE_Brownfield | IgnoreSilica | 175.7124 | 50.8716 | 9.2609 | 4 | 2540.3598 | 4202.6713 | 51.7887 | 85.6771 | 187.5277 | 20.3286 | 114.5017 | 12137325.3612 | 0 | 5688190.8204 | 0 | 0 | 0 | 2945284.9953 | 8100612.459 | 21076131.9541 | 14384893.1299 | 64332438.7199 | 961560.8286 | 28810221.4343 | 28810221.4343 | 21508759.7178 | 11259118.2678 | 0 | 94104220.9828 | 155682320.4026 | 749894.2093 | 37.0437 | 2540.3598 | 4202.6713 | 51.7887 | 85.6771
1 | 6200 | 707 | 0.04 | 15 | 15 | 7 | 1e-09 | 5spot_SharedNeighbor | CO2 | Porous | Wet | R245fa | MinimizeLCOE_Brownfield | IgnoreSilica | 175.9339 | 50.9424 | 9.276 | 4 | 2536.6344 | 4196.2381 | 51.7127 | 85.546 | 187.4982 | 20.3155 | 127.2457 | 12145351.9503 | 0 | 5693926.8171 | 0 | 0 | 0 | 2936466.2363 | 8102540.5514 | 21081148.4553 | 14388316.995 | 64347751.0054 | 961560.8286 | 28810221.4343 | 28810221.4343 | 21508759.7178 | 11259118.2678 | 0 | 94119533.2683 | 155697632.6881 | 1000000 | 37.1041 | 2536.6344 | 4196.2381 | 51.7127 | 85.546
1 | 6200 | 707 | 0.04 | 15 | 15 | 7 | 1.3335e-09 | 5spot_SharedNeighbor | CO2 | Porous | Wet | R245fa | MinimizeLCOE_Brownfield | IgnoreSilica | 176.0802 | 50.99 | 9.2868 | 4 | 2533.8405 | 4191.5114 | 51.6558 | 85.4496 | 187.4785 | 20.3069 | 121.2415 | 12150639.6764 | 0 | 5697715.003 | 0 | 0 | 0 | 2929312.6735 | 8103290.2676 | 21083099.063 | 14389648.3248 | 64353705.0083 | 961560.8286 | 28810221.4343 | 28810221.4343 | 21508759.7178 | 11259118.2678 | 0 | 94125487.2712 | 155703586.691 | 1333521.4322 | 37.1474 | 2533.8405 | 4191.5114 | 51.6558 | 85.4496
1 | 6200 | 707 | 0.04 | 15 | 15 | 7 | 1.7783e-09 | 5spot_SharedNeighbor | CO2 | Porous | Wet | R245fa | MinimizeLCOE_Brownfield | IgnoreSilica | 176.2117 | 51.0318 | 9.2955 | 4 | 2531.7453 | 4187.865 | 51.6131 | 85.3753 | 187.4609 | 20.2991 | 121.7754 | 12155393.2325 | 0 | 5701119.0379 | 0 | 0 | 0 | 2924468.1392 | 8104582.3598 | 21086460.8217 | 14391942.7942 | 64363966.3853 | 961560.8286 | 28810221.4343 | 28810221.4343 | 21508759.7178 | 11259118.2678 | 0 | 94135748.6482 | 155713848.068 | 1778279.41 | 37.1822 | 2531.7453 | 4187.865 | 51.6131 | 85.3753
1 | 6200 | 707 | 0.04 | 15 | 15 | 7 | 2.3714e-09 | 5spot_SharedNeighbor | CO2 | Porous | Wet | R245fa | MinimizeLCOE_Brownfield | IgnoreSilica | 176.2971 | 51.0594 | 9.3017 | 4 | 2530.1741 | 4185.1945 | 51.581 | 85.3209 | 187.4495 | 20.294 | 123.0689 | 12158472.7725 | 0 | 5703328.7631 | 0 | 0 | 0 | 2920490.2149 | 8105093.7827 | 21087791.4393 | 14392850.9681 | 64368027.9406 | 961560.8286 | 28810221.4343 | 28810221.4343 | 21508759.7178 | 11259118.2678 | 0 | 94139810.2035 | 155717909.6234 | 2371373.7057 | 37.2069 | 2530.1741 | 4185.1945 | 51.581 | 85.3209
1 | 6200 | 707 | 0.04 | 15 | 15 | 7 | 3.1623e-09 | 5spot_SharedNeighbor | CO2 | Porous | Wet | R245fa | MinimizeLCOE_Brownfield | IgnoreSilica | 176.3749 | 51.0839 | 9.3067 | 4 | 2528.9958 | 4183.1272 | 51.557 | 85.2787 | 187.4391 | 20.2894 | 131.5213 | 12161281.0648 | 0 | 5705341.9834 | 0 | 0 | 0 | 2917842.4993 | 8105941.5635 | 21089997.1911 | 14394356.439 | 64374760.7411 | 961560.8286 | 28810221.4343 | 28810221.4343 | 21508759.7178 | 11259118.2678 | 0 | 94146543.004 | 155724642.4238 | 3162277.6602 | 37.2268 | 2528.9958 | 4183.1272 | 51.557 | 85.2787
1 | 6200 | 707 | 0.04 | 15 | 15 | 7 | 4.217e-09 | 5spot_SharedNeighbor | CO2 | Porous | Wet | R245fa | MinimizeLCOE_Brownfield | IgnoreSilica | 176.424 | 51.0998 | 9.3102 | 4 | 2528.1122 | 4181.6211 | 51.539 | 85.248 | 187.4325 | 20.2865 | 123.8128 | 12163049.5391 | 0 | 5706612.1382 | 0 | 0 | 0 | 2915621.7558 | 8106260.5389 | 21090827.0996 | 14394922.8686 | 64377293.9403 | 961560.8286 | 28810221.4343 | 28810221.4343 | 21508759.7178 | 11259118.2678 | 0 | 94149076.2032 | 155727175.623 | 4216965.0343 | 37.2409 | 2528.1122 | 4181.6211 | 51.539 | 85.248
1 | 6200 | 707 | 0.04 | 15 | 15 | 7 | 5.6234e-09 | 5spot_SharedNeighbor | CO2 | Porous | Wet | R245fa | MinimizeLCOE_Brownfield | IgnoreSilica | 176.4675 | 51.1135 | 9.313 | 4 | 2527.4495 | 4180.4601 | 51.5255 | 85.2243 | 187.4266 | 20.2839 | 128.7286 | 12164619.2608 | 0 | 5707738.4427 | 0 | 0 | 0 | 2914121.1683 | 8106726.76 | 21092040.1112 | 14395750.774 | 64380996.5171 | 961560.8286 | 28810221.4343 | 28810221.4343 | 21508759.7178 | 11259118.2678 | 0 | 94152778.78 | 155730878.1998 | 5623413.2519 | 37.2521 | 2527.4495 | 4180.4601 | 51.5255 | 85.2243
1 | 6200 | 707 | 0.04 | 15 | 15 | 7 | 7.4989e-09 | 5spot_SharedNeighbor | CO2 | Porous | Wet | R245fa | MinimizeLCOE_Brownfield | IgnoreSilica | 176.4823 | 51.1189 | 9.3147 | 4 | 2526.9526 | 4179.674 | 51.5153 | 85.2083 | 187.4246 | 20.2831 | 117.7653 | 12165148.7836 | 0 | 5708121.8529 | 0 | 0 | 0 | 2912550.979 | 8106470.43 | 21091373.1932 | 14395295.5888 | 64378960.8275 | 961560.8286 | 28810221.4343 | 28810221.4343 | 21508759.7178 | 11259118.2678 | 0 | 94150743.0904 | 155728842.5103 | 7498942.0933 | 37.2586 | 2526.9526 | 4179.674 | 51.5153 | 85.2083
1 | 6200 | 707 | 0.04 | 15 | 15 | 7 | 1e-08 | 5spot_SharedNeighbor | CO2 | Porous | Wet | R245fa | MinimizeLCOE_Brownfield | IgnoreSilica | 176.5166 | 51.1293 | 9.3165 | 4 | 2526.58 | 4178.9749 | 51.5078 | 85.1941 | 187.42 | 20.281 | 122.6802 | 12166386.5206 | 0 | 5709008.4641 | 0 | 0 | 0 | 2911948.7079 | 8107064.0401 | 21092917.645 | 14396349.7088 | 64383675.0866 | 961560.8286 | 28810221.4343 | 28810221.4343 | 21508759.7178 | 11259118.2678 | 0 | 94155457.3495 | 155733556.7693 | 10000000 | 37.266 | 2526.58 | 4178.9749 | 51.5078 | 85.1941
1 | 6300 | 707 | 0.04 | 15 | 15 | 7 | 1e-13 | 5spot_SharedNeighbor | CO2 | Porous | Wet | R245fa | MinimizeLCOE_Brownfield | IgnoreSilica | 3.164 | 0.2449 | 0.024658 | 4 | 347510.3586 | 985158.0079 | 7084.4687 | 20083.7785 | 127.4389 | 22.9885 | 39.6396 | 528087.8816 | 0 | 228726.9684 | 0 | 0 | 0 | 491692.2294 | 486917.7609 | 1266860.1334 | 864658.0724 | 3866943.0461 | 961560.8286 | 29447104.4808 | 29447104.4808 | 21958398.9644 | 11486898.3253 | 0 | 34275608.3555 | 97168010.126 | 100 | 0.098632 | 347510.3586 | 985158.0079 | 7084.4687 | 20083.7785
1 | 6300 | 707 | 0.04 | 15 | 15 | 7 | 1.3335e-13 | 5spot_SharedNeighbor | CO2 | Porous | Wet | R245fa | MinimizeLCOE_Brownfield | IgnoreSilica | 4.3944 | 0.49422 | 0.056145 | 4 | 158306.7379 | 438350.7494 | 3227.297 | 8936.3729 | 142.2349 | 23.7027 | 50.9938 | 731241.5905 | 0 | 297473.4622 | 0 | 0 | 0 | 632088.0572 | 647713.2129 | 1685216.9157 | 1150195.1727 | 5143928.4112 | 961560.8286 | 29447104.4808 | 29447104.4808 | 21958398.9644 | 11486898.3253 | 0 | 35552593.7206 | 98444995.491 | 133.3521 | 0.22458 | 158306.7379 | 438350.7494 | 3227.297 | 8936.3729
1 | 6300 | 707 | 0.04 | 15 | 15 | 7 | 1.7783e-13 | 5spot_SharedNeighbor | CO2 | Porous | Wet | R245fa | MinimizeLCOE_Brownfield | IgnoreSilica | 5.8823 | 0.83903 | 0.1025 | 4 | 90136.061 | 243535.0651 | 1837.5455 | 4964.7917 | 153.9612 | 24.1997 | 56.6811 | 960498.204 | 0 | 375638.1751 | 0 | 0 | 0 | 777484.6957 | 824312.2192 | 2144691.3046 | 1463795.8844 | 6546420.4829 | 961560.8286 | 29447104.4808 | 29447104.4808 | 21958398.9644 | 11486898.3253 | 0 | 36955085.7923 | 99847487.5628 | 177.8279 | 0.40999 | 90136.061 | 243535.0651 | 1837.5455 | 4964.7917
1 | 6300 | 707 | 0.04 | 15 | 15 | 7 | 2.3714e-13 | 5spot_SharedNeighbor | CO2 | Porous | Wet | R245fa | MinimizeLCOE_Brownfield | IgnoreSilica | 7.7628 | 1.3083 | 0.16743 | 4 | 57603.3271 | 151510.8471 | 1174.3217 | 3088.7536 | 163.6353 | 24.5693 | 71.7659 | 1229037.3629 | 0 | 468972.5523 | 0 | 0 | 0 | 939758.6628 | 1028729.7454 | 2676543.7762 | 1826796.1247 | 8169838.2244 | 961560.8286 | 29447104.4808 | 29447104.4808 | 21958398.9644 | 11486898.3253 | 0 | 38578503.5337 | 101470905.3042 | 237.1374 | 0.66973 | 57603.3271 | 151510.8471 | 1174.3217 | 3088.7536
1 | 6300 | 707 | 0.04 | 15 | 15 | 7 | 3.1623e-13 | 5spot_SharedNeighbor | CO2 | Porous | Wet | R245fa | MinimizeLCOE_Brownfield | IgnoreSilica | 10.1406 | 1.9305 | 0.25596 | 4 | 39516.5996 | 100944.6623 | 805.5993 | 2057.8935 | 171.5332 | 24.8454 | 65.0202 | 1542981.1295 | 0 | 580743.7799 | 0 | 0 | 0 | 1121066.4978 | 1265468.6488 | 3292489.8408 | 2247191.9702 | 10049941.8668 | 961560.8286 | 29447104.4808 | 29447104.4808 | 21958398.9644 | 11486898.3253 | 0 | 40458607.1762 | 103351008.9466 | 316.2278 | 1.0238 | 39516.5996 | 100944.6623 | 805.5993 | 2057.8935
1 | 6300 | 707 | 0.04 | 15 | 15 | 7 | 4.217e-13 | 5spot_SharedNeighbor | CO2 | Porous | Wet | R245fa | MinimizeLCOE_Brownfield | IgnoreSilica | 13.1445 | 2.7414 | 0.3746 | 4 | 28454.8773 | 70428.3016 | 580.0912 | 1435.7762 | 177.921 | 25.0501 | 41.4078 | 1909633.4572 | 0 | 714706.871 | 0 | 0 | 0 | 1323586.7808 | 1539691.5725 | 4005961.6375 | 2734151.1319 | 12227731.4508 | 961560.8286 | 29447104.4808 | 29447104.4808 | 21958398.9644 | 11486898.3253 | 0 | 42636396.7602 | 105528798.5306 | 421.6965 | 1.4984 | 28454.8773 | 70428.3016 | 580.0912 | 1435.7762
1 | 6300 | 707 | 0.04 | 15 | 15 | 7 | 5.6234e-13 | 5spot_SharedNeighbor | CO2 | Porous | Wet | R245fa | MinimizeLCOE_Brownfield | IgnoreSilica | 16.9493 | 3.7893 | 0.53181 | 4 | 21235.4577 | 50800.8052 | 432.9135 | 1035.6431 | 183.0634 | 25.1985 | 68.0147 | 2339320.2463 | 0 | 875900.0599 | 0 | 0 | 0 | 1551620.4135 | 1859067.8807 | 4836913.2783 | 3301292.7011 | 14764114.5798 | 961560.8286 | 29447104.4808 | 29447104.4808 | 21958398.9644 | 11486898.3253 | 0 | 45172779.8892 | 108065181.6596 | 562.3413 | 2.1272 | 21235.4577 | 50800.8052 | 432.9135 | 1035.6431
1 | 6300 | 707 | 0.04 | 15 | 15 | 7 | 7.4989e-13 | 5spot_SharedNeighbor | CO2 | Porous | Wet | R245fa | MinimizeLCOE_Brownfield | IgnoreSilica | 21.7413 | 5.128 | 0.73799 | 4 | 16298.1117 | 37603.3264 | 332.2591 | 766.5947 | 187.1536 | 25.2981 | 56.5937 | 2840593.3311 | 0 | 1068957.9921 | 0 | 0 | 0 | 1806127.6569 | 2229114.8022 | 5799699.461 | 3958414.0541 | 17702907.2974 | 961560.8286 | 29447104.4808 | 29447104.4808 | 21958398.9644 | 11486898.3253 | 0 | 48111572.6067 | 111003974.3772 | 749.8942 | 2.952 | 16298.1117 | 37603.3264 | 332.2591 | 766.5947
1 | 6300 | 707 | 0.04 | 15 | 15 | 7 | 1e-12 | 5spot_SharedNeighbor | CO2 | Porous | Wet | R245fa | MinimizeLCOE_Brownfield | IgnoreSilica | 27.7628 | 6.8276 | 1.006 | 4 | 12801.5328 | 28430.2395 | 260.9766 | 579.5889 | 190.3796 | 25.3517 | 80.239 | 3424752.0268 | 0 | 1299879.3421 | 0 | 0 | 0 | 2090031.5225 | 2657718.5277 | 6914838.4359 | 4719519.3182 | 21106739.1733 | 961560.8286 | 29447104.4808 | 29447104.4808 | 21958398.9644 | 11486898.3253 | 0 | 51515404.4827 | 114407806.2531 | 1000 | 4.0242 | 12801.5328 | 28430.2395 | 260.9766 | 579.5889
1 | 6300 | 707 | 0.04 | 15 | 15 | 7 | 1.3335e-12 | 5spot_SharedNeighbor | CO2 | Porous | Wet | R245fa | MinimizeLCOE_Brownfield | IgnoreSilica | 35.2413 | 8.9571 | 1.3503 | 4 | 10258.6016 | 21902.5968 | 209.1355 | 446.5141 | 192.8745 | 25.3564 | 84.2696 | 4098315.928 | 0 | 1573161.9451 | 0 | 0 | 0 | 2400462.6766 | 3148056.8144 | 8190598.0757 | 5590251.4866 | 25000846.9264 | 961560.8286 | 29447104.4808 | 29447104.4808 | 21958398.9644 | 11486898.3253 | 0 | 55409512.2358 | 118301914.0062 | 1333.5214 | 5.4013 | 10258.6016 | 21902.5968 | 209.1355 | 446.5141
1 | 6300 | 707 | 0.04 | 15 | 15 | 7 | 1.7783e-12 | 5spot_SharedNeighbor | CO2 | Porous | Wet | R245fa | MinimizeLCOE_Brownfield | IgnoreSilica | 44.3935 | 11.5846 | 1.7857 | 4 | 8371.474 | 17176.3709 | 170.6638 | 350.1636 | 194.7505 | 25.3042 | 72.305 | 4864399.5408 | 0 | 1892291.3628 | 0 | 0 | 0 | 2731665.34 | 3700458.935 | 9627835.0804 | 6571195.2746 | 29387845.5336 | 961560.8286 | 29447104.4808 | 29447104.4808 | 21958398.9644 | 11486898.3253 | 0 | 59796510.843 | 122688912.6134 | 1778.2794 | 7.1429 | 8371.474 | 17176.3709 | 170.6638 | 350.1636
1 | 6300 | 707 | 0.04 | 15 | 15 | 7 | 2.3714e-12 | 5spot_SharedNeighbor | CO2 | Porous | Wet | R245fa | MinimizeLCOE_Brownfield | IgnoreSilica | 55.3339 | 14.7523 | 2.3241 | 4 | 6950.3644 | 13715.6617 | 141.6926 | 279.6123 | 196.084 | 25.1823 | 85.2249 | 5716060.8836 | 0 | 2256966.6321 | 0 | 0 | 0 | 3070362.8679 | 4306922.2496 | 11205728.2223 | 7648139.7664 | 34204180.622 | 961560.8286 | 29447104.4808 | 29447104.4808 | 21958398.9644 | 11486898.3253 | 0 | 64612845.9314 | 127505247.7018 | 2371.3737 | 9.2963 | 6950.3644 | 13715.6617 | 141.6926 | 279.6123
1 | 6300 | 707 | 0.04 | 15 | 15 | 7 | 3.1623e-12 | 5spot_SharedNeighbor | CO2 | Porous | Wet | R245fa | MinimizeLCOE_Brownfield | IgnoreSilica | 67.9887 | 18.4499 | 2.9687 | 4 | 5870.4556 | 11166.7738 | 119.6772 | 227.6498 | 196.9179 | 24.9754 | 83.0647 | 6632366.7385 | 0 | 2661225.6187 | 0 | 0 | 0 | 3395542.5096 | 4948762.5981 | 12875665.1493 | 8787906.0329 | 39301468.6471 | 961560.8286 | 29447104.4808 | 29447104.4808 | 21958398.9644 | 11486898.3253 | 0 | 69710133.9565 | 132602535.7269 | 3162.2777 | 11.8747 | 5870.4556 | 11166.7738 | 119.6772 | 227.6498
1 | 6300 | 707 | 0.04 | 15 | 15 | 7 | 4.217e-12 | 5spot_SharedNeighbor | CO2 | Porous | Wet | R245fa | MinimizeLCOE_Brownfield | IgnoreSilica | 81.925 | 22.5635 | 3.7056 | 4 | 5046.9168 | 9289.9249 | 102.8882 | 189.3877 | 197.272 | 24.6738 | 99.8076 | 7570604.6997 | 0 | 3089339.2635 | 0 | 0 | 0 | 3675256.9127 | 5590728.3416 | 14545928.3287 | 9927894.9733 | 44399752.5195 | 961560.8286 | 29447104.4808 | 29447104.4808 | 21958398.9644 | 11486898.3253 | 0 | 74808417.8288 | 137700819.5993 | 4216.965 | 14.8226 | 5046.9168 | 9289.9249 | 102.8882 | 189.3877
1 | 6300 | 707 | 0.04 | 15 | 15 | 7 | 5.6234e-12 | 5spot_SharedNeighbor | CO2 | Porous | Wet | R245fa | MinimizeLCOE_Brownfield | IgnoreSilica | 96.4151 | 26.8865 | 4.5018 | 4 | 4419.4433 | 7912.0678 | 90.0963 | 161.2982 | 197.1853 | 24.2817 | 94.3799 | 8477342.3225 | 0 | 3519235.0546 | 0 | 0 | 0 | 3879794.6765 | 6191785.1009 | 16109754.7228 | 10995238.6206 | 49173150.4979 | 961560.8286 | 29447104.4808 | 29447104.4808 | 21958398.9644 | 11486898.3253 | 0 | 79581815.8073 | 142474217.5777 | 5623.4133 | 18.0072 | 4419.4433 | 7912.0678 | 90.0963 | 161.2982
1 | 6300 | 707 | 0.04 | 15 | 15 | 7 | 7.4989e-12 | 5spot_SharedNeighbor | CO2 | Porous | Wet | R245fa | MinimizeLCOE_Brownfield | IgnoreSilica | 110.5903 | 31.1617 | 5.31 | 4 | 3943.0159 | 6904.0378 | 80.3837 | 140.7481 | 196.7413 | 23.8225 | 112.801 | 9302320.0655 | 0 | 3927408.5145 | 0 | 0 | 0 | 3992429.3733 | 6716641.6018 | 17475323.6752 | 11927267.4903 | 53341390.7207 | 961560.8286 | 29447104.4808 | 29447104.4808 | 21958398.9644 | 11486898.3253 | 0 | 83750056.0301 | 146642457.8005 | 7498.9421 | 21.2401 | 3943.0159 | 6904.0378 | 80.3837 | 140.7481
1 | 6300 | 707 | 0.04 | 15 | 15 | 7 | 1e-11 | 5spot_SharedNeighbor | CO2 | Porous | Wet | R245fa | MinimizeLCOE_Brownfield | IgnoreSilica | 123.6371 | 35.1395 | 6.0806 | 4 | 3582.8207 | 6168.5838 | 73.0406 | 125.7549 | 196.0613 | 23.3341 | 118.2984 | 10010070.607 | 0 | 4293894.1389 | 0 | 0 | 0 | 4013791.5318 | 7143924.9483 | 18587027.2949 | 12686028.054 | 56734736.5748 | 961560.8286 | 29447104.4808 | 29447104.4808 | 21958398.9644 | 11486898.3253 | 0 | 87143401.8842 | 150035803.6546 | 10000 | 24.3226 | 3582.8207 | 6168.5838 | 73.0406 | 125.7549
1 | 6300 | 707 | 0.04 | 15 | 15 | 7 | 1.3335e-11 | 5spot_SharedNeighbor | CO2 | Porous | Wet | R245fa | MinimizeLCOE_Brownfield | IgnoreSilica | 134.9944 | 38.6397 | 6.7743 | 4 | 3311.5323 | 5632.5229 | 67.5101 | 114.8266 | 195.2751 | 22.8576 | 118.0618 | 10586802.8 | 0 | 4606645.6033 | 0 | 0 | 0 | 3960510.0631 | 7470043.8019 | 19435521.6558 | 13265142.8901 | 59324666.8143 | 961560.8286 | 29447104.4808 | 29447104.4808 | 21958398.9644 | 11486898.3253 | 0 | 89733332.1236 | 152625733.8941 | 13335.2143 | 27.0972 | 3311.5323 | 5632.5229 | 67.5101 | 114.8266
1 | 6300 | 707 | 0.04 | 15 | 15 | 7 | 1.7783e-11 | 5spot_SharedNeighbor | CO2 | Porous | Wet | R245fa | MinimizeLCOE_Brownfield | IgnoreSilica | 144.4756 | 41.5904 | 7.3703 | 4 | 3107.7488 | 5241.043 | 63.3557 | 106.8458 | 194.4861 | 22.4228 | 120.6821 | 11040241.964 | 0 | 4863711.7897 | 0 | 0 | 0 | 3859355.109 | 7707690.4564 | 20053829.5029 | 13687150.7007 | 61211979.5228 | 961560.8286 | 29447104.4808 | 29447104.4808 | 21958398.9644 | 11486898.3253 | 0 | 91620644.8322 | 154513046.6026 | 17782.7941 | 29.4814 | 3107.7488 | 5241.043 | 63.3557 | 106.8458
1 | 6300 | 707 | 0.04 | 15 | 15 | 7 | 2.3714e-11 | 5spot_SharedNeighbor | CO2 | Porous | Wet | R245fa | MinimizeLCOE_Brownfield | IgnoreSilica | 152.1218 | 43.9918 | 7.8636 | 4 | 2954.8533 | 4954.3322 | 60.2387 | 101.0008 | 193.7623 | 22.0468 | 124.2257 | 11387054.271 | 0 | 5068570.6782 | 0 | 0 | 0 | 3734669.0482 | 7874214.659 | 20487091.3191 | 13982860.7929 | 62534460.7685 | 961560.8286 | 29447104.4808 | 29447104.4808 | 21958398.9644 | 11486898.3253 | 0 | 92943126.0779 | 155835527.8483 | 23713.7371 | 31.4544 | 2954.8533 | 4954.3322 | 60.2387 | 101.0008
1 | 6300 | 707 | 0.04 | 15 | 15 | 7 | 3.1623e-11 | 5spot_SharedNeighbor | CO2 | Porous | Wet | R245fa | MinimizeLCOE_Brownfield | IgnoreSilica | 158.1607 | 45.9023 | 8.2611 | 4 | 2840.2812 | 4743.5556 | 57.903 | 96.7038 | 193.1362 | 21.7345 | 119.3149 | 11648995.766 | 0 | 5228911.346 | 0 | 0 | 0 | 3606848.7127 | 7989054.7716 | 20785881.7354 | 14186791.3915 | 63446483.7233 | 961560.8286 | 29447104.4808 | 29447104.4808 | 21958398.9644 | 11486898.3253 | 0 | 93855149.0326 | 156747550.8031 | 31622.7766 | 33.0443 | 2840.2812 | 4743.5556 | 57.903 | 96.7038
1 | 6300 | 707 | 0.04 | 15 | 15 | 7 | 4.217e-11 | 5spot_SharedNeighbor | CO2 | Porous | Wet | R245fa | MinimizeLCOE_Brownfield | IgnoreSilica | 162.8406 | 47.3926 | 8.5747 | 4 | 2754.4019 | 4588.0648 | 56.1522 | 93.5339 | 192.6172 | 21.4827 | 119.3706 | 11844540.3829 | 0 | 5352326.0318 | 0 | 0 | 0 | 3487251.3343 | 8066805.9221 | 20988174.2799 | 14324860.2099 | 64063958.1609 | 961560.8286 | 29447104.4808 | 29447104.4808 | 21958398.9644 | 11486898.3253 | 0 | 94472623.4703 | 157365025.2407 | 42169.6503 | 34.2988 | 2754.4019 | 4588.0648 | 56.1522 | 93.5339
1 | 6300 | 707 | 0.04 | 15 | 15 | 7 | 5.6234e-11 | 5spot_SharedNeighbor | CO2 | Porous | Wet | R245fa | MinimizeLCOE_Brownfield | IgnoreSilica | 166.446 | 48.546 | 8.8191 | 4 | 2690.0211 | 4472.8629 | 54.8397 | 91.1854 | 192.197 | 21.2828 | 127.0851 | 11990678.5293 | 0 | 5446920.2026 | 0 | 0 | 0 | 3382729.6728 | 8119928.0778 | 21126387.2322 | 14419193.3898 | 64485837.1046 | 961560.8286 | 29447104.4808 | 29447104.4808 | 21958398.9644 | 11486898.3253 | 0 | 94894502.4139 | 157786904.1844 | 56234.1325 | 35.2765 | 2690.0211 | 4472.8629 | 54.8397 | 91.1854
1 | 6300 | 707 | 0.04 | 15 | 15 | 7 | 7.4989e-11 | 5spot_SharedNeighbor | CO2 | Porous | Wet | R245fa | MinimizeLCOE_Brownfield | IgnoreSilica | 169.1741 | 49.4232 | 9.0069 | 4 | 2641.7486 | 4387.4254 | 53.8556 | 89.4436 | 191.8669 | 21.1281 | 112.637 | 12098603.5391 | 0 | 5518224.5591 | 0 | 0 | 0 | 3294270.8785 | 8155328.6009 | 21218492.1317 | 14482056.8763 | 64766976.5856 | 961560.8286 | 29447104.4808 | 29447104.4808 | 21958398.9644 | 11486898.3253 | 0 | 95175641.895 | 158068043.6654 | 74989.4209 | 36.0275 | 2641.7486 | 4387.4254 | 53.8556 | 89.4436
1 | 6300 | 707 | 0.04 | 15 | 15 | 7 | 1e-10 | 5spot_SharedNeighbor | CO2 | Porous | Wet | R245fa | MinimizeLCOE_Brownfield | IgnoreSilica | 171.2593 | 50.0952 | 9.1509 | 4 | 2605.549 | 4323.7484 | 53.1176 | 88.1455 | 191.6077 | 21.0079 | 120.385 | 12179541.25 | 0 | 5572570.4355 | 0 | 0 | 0 | 3222595.1865 | 8180135.6801 | 21283035.063 | 14526108.7531 | 64963986.3682 | 961560.8286 | 29447104.4808 | 29447104.4808 | 21958398.9644 | 11486898.3253 | 0 | 95372651.6776 | 158265053.448 | 100000 | 36.6037 | 2605.549 | 4323.7484 | 53.1176 | 88.1455
1 | 6300 | 707 | 0.04 | 15 | 15 | 7 | 1.3335e-10 | 5spot_SharedNeighbor | CO2 | Porous | Wet | R245fa | MinimizeLCOE_Brownfield | IgnoreSilica | 172.8406 | 50.6058 | 9.2606 | 4 | 2578.4005 | 4276.2425 | 52.5642 | 87.177 | 191.407 | 20.9156 | 118.4466 | 12240015.8566 | 0 | 5613697.5775 | 0 | 0 | 0 | 3165511.3155 | 8197497.6523 | 21328207.3534 | 14556939.7695 | 65101869.5249 | 961560.8286 | 29447104.4808 | 29447104.4808 | 21958398.9644 | 11486898.3253 | 0 | 95510534.8343 | 158402936.6047 | 133352.1432 | 37.0426 | 2578.4005 | 4276.2425 | 52.5642 | 87.177
1 | 6300 | 707 | 0.04 | 15 | 15 | 7 | 1.7783e-10 | 5spot_SharedNeighbor | CO2 | Porous | Wet | R245fa | MinimizeLCOE_Brownfield | IgnoreSilica | 174.0197 | 50.9878 | 9.3434 | 4 | 2558.0392 | 4240.838 | 52.1491 | 86.4552 | 191.2549 | 20.846 | 107.9025 | 12284588.4243 | 0 | 5644313.6593 | 0 | 0 | 0 | 3120293.3579 | 8209186.2222 | 21358618.6144 | 14577696.0801 | 65194696.3581 | 961560.8286 | 29447104.4808 | 29447104.4808 | 21958398.9644 | 11486898.3253 | 0 | 95603361.6675 | 158495763.438 | 177827.941 | 37.3737 | 2558.0392 | 4240.838 | 52.1491 | 86.4552
1 | 6300 | 707 | 0.04 | 15 | 15 | 7 | 2.3714e-10 | 5spot_SharedNeighbor | CO2 | Porous | Wet | R245fa | MinimizeLCOE_Brownfield | IgnoreSilica | 174.9157 | 51.2782 | 9.4062 | 4 | 2542.7681 | 4214.3333 | 51.8378 | 85.9149 | 191.1381 | 20.7928 | 121.5524 | 12318165.1366 | 0 | 5667550.731 | 0 | 0 | 0 | 3085408.3526 | 8217738.4459 | 21380869.7464 | 14592882.9348 | 65262615.3475 | 961560.8286 | 29447104.4808 | 29447104.4808 | 21958398.9644 | 11486898.3253 | 0 | 95671280.6569 | 158563682.4273 | 237137.3706 | 37.6249 | 2542.7681 | 4214.3333 | 51.8378 | 85.9149
1 | 6300 | 707 | 0.04 | 15 | 15 | 7 | 3.1623e-10 | 5spot_SharedNeighbor | CO2 | Porous | Wet | R245fa | MinimizeLCOE_Brownfield | IgnoreSilica | 175.5855 | 51.4957 | 9.4535 | 4 | 2531.3147 | 4194.5256 | 51.6043 | 85.5111 | 191.0499 | 20.7528 | 126.6886 | 12343094.7509 | 0 | 5684904.7893 | 0 | 0 | 0 | 3058449.5822 | 8223715.1577 | 21396419.9244 | 14603496.2509 | 65310080.4554 | 961560.8286 | 29447104.4808 | 29447104.4808 | 21958398.9644 | 11486898.3253 | 0 | 95718745.7647 | 158611147.5352 | 316227.766 | 37.8138 | 2531.3147 | 4194.5256 | 51.6043 | 85.5111
1 | 6300 | 707 | 0.04 | 15 | 15 | 7 | 4.217e-10 | 5spot_SharedNeighbor | CO2 | Porous | Wet | R245fa | MinimizeLCOE_Brownfield | IgnoreSilica | 176.0802 | 51.6568 | 9.4888 | 4 | 2522.7249 | 4179.7398 | 51.4292 | 85.2096 | 190.9844 | 20.7232 | 123.1092 | 12361414.2101 | 0 | 5697715.003 | 0 | 0 | 0 | 3037615.4774 | 8227730.4293 | 21406866.8374 | 14610626.4837 | 65341968.4408 | 961560.8286 | 29447104.4808 | 29447104.4808 | 21958398.9644 | 11486898.3253 | 0 | 95750633.7502 | 158643035.5206 | 421696.5034 | 37.9552 | 2522.7249 | 4179.7398 | 51.4292 | 85.2096
1 | 6300 | 707 | 0.04 | 15 | 15 | 7 | 5.6234e-10 | 5spot_SharedNeighbor | CO2 | Porous | Wet | R245fa | MinimizeLCOE_Brownfield | IgnoreSilica | 176.4675 | 51.7823 | 9.5158 | 4 | 2516.2827 | 4168.5921 | 51.2978 | 84.9824 | 190.9329 | 20.6999 | 129.1541 | 12375705.356 | 0 | 5707738.4427 | 0 | 0 | 0 | 3022170.8745 | 8231189.7226 | 21415867.2089 | 14616769.4221 | 65369441.0268 | 961560.8286 | 29447104.4808 | 29447104.4808 | 21958398.9644 | 11486898.3253 | 0 | 95778106.3362 | 158670508.1067 | 562341.3252 | 38.0633 | 2516.2827 | 4168.5921 | 51.2978 | 84.9824
1 | 6300 | 707 | 0.04 | 15 | 15 | 7 | 7.4989e-10 | 5spot_SharedNeighbor | CO2 | Porous | Wet | R245fa | MinimizeLCOE_Brownfield | IgnoreSilica | 176.7381 | 51.871 | 9.5356 | 4 | 2511.4514 | 4160.3364 | 51.1993 | 84.8141 | 190.8966 | 20.6836 | 128.0313 | 12385655.9998 | 0 | 5714739.228 | 0 | 0 | 0 | 3009943.6383 | 8233032.1577 | 21420660.8473 | 14620041.1789 | 65384073.0499 | 961560.8286 | 29447104.4808 | 29447104.4808 | 21958398.9644 | 11486898.3253 | 0 | 95792738.3593 | 158685140.1297 | 749894.2093 | 38.1424 | 2511.4514 | 4160.3364 | 51.1993 | 84.8141
1 | 6300 | 707 | 0.04 | 15 | 15 | 7 | 1e-09 | 5spot_SharedNeighbor | CO2 | Porous | Wet | R245fa | MinimizeLCOE_Brownfield | IgnoreSilica | 176.9692 | 51.9454 | 9.5512 | 4 | 2507.8282 | 4154.018 | 51.1255 | 84.6853 | 190.8658 | 20.6697 | 115.5158 | 12394147.0674 | 0 | 5720718.3726 | 0 | 0 | 0 | 3001418.2994 | 8235350.6583 | 21426693.1103 | 14624158.3223 | 65402485.8303 | 961560.8286 | 29447104.4808 | 29447104.4808 | 21958398.9644 | 11486898.3253 | 0 | 95811151.1397 | 158703552.9101 | 1000000 | 38.2048 | 2507.8282 | 4154.018 | 51.1255 | 84.6853
1 | 6300 | 707 | 0.04 | 15 | 15 | 7 | 1.3335e-09 | 5spot_SharedNeighbor | CO2 | Porous | Wet | R245fa | MinimizeLCOE_Brownfield | IgnoreSilica | 177.113 | 51.9929 | 9.5621 | 4 | 2505.111 | 4149.4222 | 51.0701 | 84.5916 | 190.8464 | 20.661 | 120.9667 | 12399408.995 | 0 | 5724434.8409 | 0 | 0 | 0 | 2994226.2016 | 8236047.3146 | 21428505.6671 | 14625395.4295 | 65408018.4488 | 961560.8286 | 29447104.4808 | 29447104.4808 | 21958398.9644 | 11486898.3253 | 0 | 95816683.7582 | 158709085.5286 | 1333521.4322 | 38.2485 | 2505.111 | 4149.4222 | 51.0701 | 84.5916
1 | 6300 | 707 | 0.04 | 15 | 15 | 7 | 1.7783e-09 | 5spot_SharedNeighbor | CO2 | Porous | Wet | R245fa | MinimizeLCOE_Brownfield | IgnoreSilica | 177.2445 | 52.0352 | 9.571 | 4 | 2503.0733 | 4145.8664 | 51.0285 | 84.5191 | 190.8288 | 20.653 | 122.124 | 12404225.8057 | 0 | 5727834.8981 | 0 | 0 | 0 | 2989411.3702 | 8237374.1089 | 21431957.7135 | 14627751.5222 | 65418555.4187 | 961560.8286 | 29447104.4808 | 29447104.4808 | 21958398.9644 | 11486898.3253 | 0 | 95827220.728 | 158719622.4985 | 1778279.41 | 38.2838 | 2503.0733 | 4145.8664 | 51.0285 | 84.5191
1 | 6300 | 707 | 0.04 | 15 | 15 | 7 | 2.3714e-09 | 5spot_SharedNeighbor | CO2 | Porous | Wet | R245fa | MinimizeLCOE_Brownfield | IgnoreSilica | 177.3371 | 52.0653 | 9.5774 | 4 | 2501.5452 | 4143.2291 | 50.9974 | 84.4653 | 190.8164 | 20.6474 | 119.8347 | 12407612.8966 | 0 | 5730229.0019 | 0 | 0 | 0 | 2985633.9033 | 8238155.5627 | 21433990.8961 | 14629139.211 | 65424761.4715 | 961560.8286 | 29447104.4808 | 29447104.4808 | 21958398.9644 | 11486898.3253 | 0 | 95833426.7809 | 158725828.5514 | 2371373.7057 | 38.3097 | 2501.5452 | 4143.2291 | 50.9974 | 84.4653
1 | 6300 | 707 | 0.04 | 15 | 15 | 7 | 3.1623e-09 | 5spot_SharedNeighbor | CO2 | Porous | Wet | R245fa | MinimizeLCOE_Brownfield | IgnoreSilica | 177.3908 | 52.0834 | 9.5818 | 4 | 2500.3993 | 4141.3254 | 50.974 | 84.4265 | 190.809 | 20.6441 | 114.7698 | 12409571.4702 | 0 | 5731617.4675 | 0 | 0 | 0 | 2982394.8784 | 8238197.6883 | 21434100.4982 | 14629214.0167 | 65425096.0192 | 961560.8286 | 29447104.4808 | 29447104.4808 | 21958398.9644 | 11486898.3253 | 0 | 95833761.3286 | 158726163.099 | 3162277.6602 | 38.3274 | 2500.3993 | 4141.3254 | 50.974 | 84.4265
1 | 6300 | 707 | 0.04 | 15 | 15 | 7 | 4.217e-09 | 5spot_SharedNeighbor | CO2 | Porous | Wet | R245fa | MinimizeLCOE_Brownfield | IgnoreSilica | 177.4419 | 52.1 | 9.5855 | 4 | 2499.54 | 4139.8475 | 50.9565 | 84.3964 | 190.8022 | 20.6411 | 123.5425 | 12411438.4443 | 0 | 5732938.5976 | 0 | 0 | 0 | 2980235.9684 | 8238599.074 | 21435144.8215 | 14629926.7889 | 65428283.6947 | 961560.8286 | 29447104.4808 | 29447104.4808 | 21958398.9644 | 11486898.3253 | 0 | 95836949.0041 | 158729350.7746 | 4216965.0343 | 38.3418 | 2499.54 | 4139.8475 | 50.9565 | 84.3964
1 | 6300 | 707 | 0.04 | 15 | 15 | 7 | 5.6234e-09 | 5spot_SharedNeighbor | CO2 | Porous | Wet | R245fa | MinimizeLCOE_Brownfield | IgnoreSilica | 177.4808 | 52.1126 | 9.5882 | 4 | 2498.8955 | 4138.7368 | 50.9434 | 84.3737 | 190.7969 | 20.6387 | 126.8813 | 12412858.8157 | 0 | 5733943.9278 | 0 | 0 | 0 | 2978628.849 | 8238918.3211 | 21435975.4369 | 14630493.7009 | 65430819.0513 | 961560.8286 | 29447104.4808 | 29447104.4808 | 21958398.9644 | 11486898.3253 | 0 | 95839484.3607 | 158731886.1312 | 5623413.2519 | 38.3527 | 2498.8955 | 4138.7368 | 50.9434 | 84.3737
1 | 6300 | 707 | 0.04 | 15 | 15 | 7 | 7.4989e-09 | 5spot_SharedNeighbor | CO2 | Porous | Wet | R245fa | MinimizeLCOE_Brownfield | IgnoreSilica | 177.5151 | 52.1235 | 9.5904 | 4 | 2498.4123 | 4137.8802 | 50.9335 | 84.3563 | 190.7923 | 20.6366 | 118.795 | 12414111.2092 | 0 | 5734829.5393 | 0 | 0 | 0 | 2977551.0845 | 8239331.8149 | 21437051.2629 | 14631227.9743 | 65434102.8851 | 961560.8286 | 29447104.4808 | 29447104.4808 | 21958398.9644 | 11486898.3253 | 0 | 95842768.1944 | 158735169.9649 | 7498942.0933 | 38.3615 | 2498.4123 | 4137.8802 | 50.9335 | 84.3563
1 | 6300 | 707 | 0.04 | 15 | 15 | 7 | 1e-08 | 5spot_SharedNeighbor | CO2 | Porous | Wet | R245fa | MinimizeLCOE_Brownfield | IgnoreSilica | 177.5345 | 52.13 | 9.5918 | 4 | 2498.0499 | 4137.2671 | 50.9261 | 84.3438 | 190.7897 | 20.6354 | 121.5178 | 12414820.2703 | 0 | 5735332.1685 | 0 | 0 | 0 | 2976584.1577 | 8239427.2726 | 21437299.6245 | 14631397.4861 | 65434860.9797 | 961560.8286 | 29447104.4808 | 29447104.4808 | 21958398.9644 | 11486898.3253 | 0 | 95843526.2891 | 158735928.0595 | 10000000 | 38.3673 | 2498.0499 | 4137.2671 | 50.9261 | 84.3438
1 | 6400 | 707 | 0.04 | 15 | 15 | 7 | 1e-13 | 5spot_SharedNeighbor | CO2 | Porous | Wet | R245fa | MinimizeLCOE_Brownfield | IgnoreSilica | 3.2345 | 0.25428 | 0.02612 | 4 | 335308.0416 | 949972.6035 | 6835.708 | 19366.4765 | 129.5436 | 23.4446 | 51.7935 | 545409.2234 | 0 | 232798.6477 | 0 | 0 | 0 | 507366.9801 | 501374.192 | 1304472.8015 | 890329.4913 | 3981751.3359 | 961560.8286 | 30089847.6181 | 30089847.6181 | 22413605.2974 | 11717022.4191 | 0 | 35033159.7826 | 99253635.1172 | 100 | 0.10448 | 335308.0416 | 949972.6035 | 6835.708 | 19366.4765
1 | 6400 | 707 | 0.04 | 15 | 15 | 7 | 1.3335e-13 | 5spot_SharedNeighbor | CO2 | Porous | Wet | R245fa | MinimizeLCOE_Brownfield | IgnoreSilica | 4.4844 | 0.51122 | 0.059196 | 4 | 153468.9016 | 424689.5474 | 3128.6711 | 8657.8709 | 144.5601 | 24.1651 | 65.5412 | 753978.8398 | 0 | 302338.0012 | 0 | 0 | 0 | 650821.2186 | 665783.8432 | 1732232.9891 | 1182284.6089 | 5287439.5008 | 961560.8286 | 30089847.6181 | 30089847.6181 | 22413605.2974 | 11717022.4191 | 0 | 36338847.9475 | 100559323.2821 | 133.3521 | 0.23678 | 153468.9016 | 424689.5474 | 3128.6711 | 8657.8709
1 | 6400 | 707 | 0.04 | 15 | 15 | 7 | 1.7783e-13 | 5spot_SharedNeighbor | CO2 | Porous | Wet | R245fa | MinimizeLCOE_Brownfield | IgnoreSilica | 6.0138 | 0.86955 | 0.10781 | 4 | 87637.0202 | 236553.0064 | 1786.5992 | 4822.453 | 156.5975 | 24.6721 | 59.7967 | 992023.8841 | 0 | 382341.585 | 0 | 0 | 0 | 802506.658 | 848980.1296 | 2208872.1473 | 1507600.6283 | 6742325.0323 | 961560.8286 | 30089847.6181 | 30089847.6181 | 22413605.2974 | 11717022.4191 | 0 | 37793733.479 | 102014208.8136 | 177.8279 | 0.43125 | 87637.0202 | 236553.0064 | 1786.5992 | 4822.453
1 | 6400 | 707 | 0.04 | 15 | 15 | 7 | 2.3714e-13 | 5spot_SharedNeighbor | CO2 | Porous | Wet | R245fa | MinimizeLCOE_Brownfield | IgnoreSilica | 7.9286 | 1.354 | 0.1758 | 4 | 56111.69 | 147438.8213 | 1143.9127 | 3005.7398 | 166.4256 | 25.0452 | 64.8864 | 1268175.3825 | 0 | 476967.3759 | 0 | 0 | 0 | 968830.3191 | 1058449.5002 | 2753868.4817 | 1879571.8251 | 8405862.8846 | 961560.8286 | 30089847.6181 | 30089847.6181 | 22413605.2974 | 11717022.4191 | 0 | 39457271.3313 | 103677746.6659 | 237.1374 | 0.70319 | 56111.69 | 147438.8213 | 1143.9127 | 3005.7398
1 | 6400 | 707 | 0.04 | 15 | 15 | 7 | 3.1623e-13 | 5spot_SharedNeighbor | CO2 | Porous | Wet | R245fa | MinimizeLCOE_Brownfield | IgnoreSilica | 10.3575 | 1.998 | 0.26846 | 4 | 38545.1859 | 98348.8734 | 785.7958 | 2004.9748 | 174.478 | 25.3246 | 68.0051 | 1592074.5482 | 0 | 590659.2746 | 0 | 0 | 0 | 1155876.7101 | 1302058.1078 | 3387688.1077 | 2312166.7435 | 10340523.4919 | 961560.8286 | 30089847.6181 | 30089847.6181 | 22413605.2974 | 11717022.4191 | 0 | 41391931.9386 | 105612407.2732 | 316.2278 | 1.0739 | 38545.1859 | 98348.8734 | 785.7958 | 2004.9748
1 | 6400 | 707 | 0.04 | 15 | 15 | 7 | 4.217e-13 | 5spot_SharedNeighbor | CO2 | Porous | Wet | R245fa | MinimizeLCOE_Brownfield | IgnoreSilica | 13.4197 | 2.8358 | 0.39255 | 4 | 27784.1856 | 68683.5255 | 566.4182 | 1400.2066 | 180.9777 | 25.5313 | 51.5461 | 1969601.521 | 0 | 726653.9961 | 0 | 0 | 0 | 1363969.0515 | 1583487.5817 | 4119909.8697 | 2811923.1418 | 12575545.1618 | 961560.8286 | 30089847.6181 | 30089847.6181 | 22413605.2974 | 11717022.4191 | 0 | 43626953.6086 | 107847428.9431 | 421.6965 | 1.5702 | 27784.1856 | 68683.5255 | 566.4182 | 1400.2066
1 | 6400 | 707 | 0.04 | 15 | 15 | 7 | 5.6234e-13 | 5spot_SharedNeighbor | CO2 | Porous | Wet | R245fa | MinimizeLCOE_Brownfield | IgnoreSilica | 17.2977 | 3.9182 | 0.55692 | 4 | 20752.4911 | 49581.1214 | 423.0676 | 1010.7782 | 186.2115 | 25.6808 | 72.502 | 2411998.5861 | 0 | 890273.8435 | 0 | 0 | 0 | 1598246.4469 | 1911202.3618 | 4972556.5039 | 3393871.9897 | 15178149.7319 | 961560.8286 | 30089847.6181 | 30089847.6181 | 22413605.2974 | 11717022.4191 | 0 | 46229558.1786 | 110450033.5132 | 562.3413 | 2.2277 | 20752.4911 | 49581.1214 | 423.0676 | 1010.7782
1 | 6400 | 707 | 0.04 | 15 | 15 | 7 | 7.4989e-13 | 5spot_SharedNeighbor | CO2 | Porous | Wet | R245fa | MinimizeLCOE_Brownfield | IgnoreSilica | 22.2017 | 5.3059 | 0.77265 | 4 | 15939.0009 | 36718.3784 | 324.9381 | 748.5538 | 190.3894 | 25.7807 | 61.5442 | 2930175.3064 | 0 | 1087031.1019 | 0 | 0 | 0 | 1862022.1212 | 2292899.1265 | 5965653.1889 | 4071680.8833 | 18209461.7283 | 961560.8286 | 30089847.6181 | 30089847.6181 | 22413605.2974 | 11717022.4191 | 0 | 49260870.175 | 113481345.5096 | 749.8942 | 3.0906 | 15939.0009 | 36718.3784 | 324.9381 | 748.5538
1 | 6400 | 707 | 0.04 | 15 | 15 | 7 | 1e-12 | 5spot_SharedNeighbor | CO2 | Porous | Wet | R245fa | MinimizeLCOE_Brownfield | IgnoreSilica | 28.3307 | 7.0596 | 1.0526 | 4 | 12527.6247 | 27780.3458 | 255.3926 | 566.3399 | 193.6661 | 25.8329 | 70.8853 | 3530765.0086 | 0 | 1321106.9413 | 0 | 0 | 0 | 2152800.2342 | 2731822.1518 | 7107640.8651 | 4851110.9379 | 21695246.1388 | 961560.8286 | 30089847.6181 | 30089847.6181 | 22413605.2974 | 11717022.4191 | 0 | 52746654.5856 | 116967129.9201 | 1000 | 4.2104 | 12527.6247 | 27780.3458 | 255.3926 | 566.3399
1 | 6400 | 707 | 0.04 | 15 | 15 | 7 | 1.3335e-12 | 5spot_SharedNeighbor | CO2 | Porous | Wet | R245fa | MinimizeLCOE_Brownfield | IgnoreSilica | 35.9406 | 9.2564 | 1.412 | 4 | 10045.2536 | 21416.0503 | 204.7861 | 436.5952 | 196.202 | 25.8347 | 76.3551 | 4223202.4033 | 0 | 1598088.971 | 0 | 0 | 0 | 2470766.8391 | 3233902.7032 | 8413951.4692 | 5742694.7671 | 25682607.153 | 961560.8286 | 30089847.6181 | 30089847.6181 | 22413605.2974 | 11717022.4191 | 0 | 56734015.5997 | 120954490.9343 | 1333.5214 | 5.6478 | 10045.2536 | 21416.0503 | 204.7861 | 436.5952
1 | 6400 | 707 | 0.04 | 15 | 15 | 7 | 1.7783e-12 | 5spot_SharedNeighbor | CO2 | Porous | Wet | R245fa | MinimizeLCOE_Brownfield | IgnoreSilica | 45.2413 | 11.9636 | 1.8659 | 4 | 8202.3347 | 16806.816 | 167.2157 | 342.6297 | 198.1076 | 25.7774 | 87.2792 | 5009771.3474 | 0 | 1921144.5842 | 0 | 0 | 0 | 2809197.682 | 3798644.3093 | 9883293.2837 | 6745550.7475 | 30167601.9541 | 961560.8286 | 30089847.6181 | 30089847.6181 | 22413605.2974 | 11717022.4191 | 0 | 61219010.4009 | 125439485.7354 | 1778.2794 | 7.4636 | 8202.3347 | 16806.816 | 167.2157 | 342.6297
1 | 6400 | 707 | 0.04 | 15 | 15 | 7 | 2.3714e-12 | 5spot_SharedNeighbor | CO2 | Porous | Wet | R245fa | MinimizeLCOE_Brownfield | IgnoreSilica | 56.3692 | 15.2299 | 2.4269 | 4 | 6814.2472 | 13429.759 | 138.9176 | 273.7838 | 199.4631 | 25.6474 | 66.9308 | 5885001.4608 | 0 | 2290688.9418 | 0 | 0 | 0 | 3156382.1423 | 4419508.2925 | 11498654.0113 | 7848067.6364 | 35098302.4852 | 961560.8286 | 30089847.6181 | 30089847.6181 | 22413605.2974 | 11717022.4191 | 0 | 66149710.9319 | 130370186.2665 | 2371.3737 | 9.7076 | 6814.2472 | 13429.759 | 138.9176 | 273.7838
1 | 6400 | 707 | 0.04 | 15 | 15 | 7 | 3.1623e-12 | 5spot_SharedNeighbor | CO2 | Porous | Wet | R245fa | MinimizeLCOE_Brownfield | IgnoreSilica | 69.1802 | 19.0263 | 3.0965 | 4 | 5759.4912 | 10944.474 | 117.415 | 223.1179 | 200.3047 | 25.4295 | 87.5082 | 6822146.0317 | 0 | 2698470.8164 | 0 | 0 | 0 | 3486018.2773 | 5072587.6989 | 13197832.6617 | 9007791.98 | 40284847.466 | 961560.8286 | 30089847.6181 | 30089847.6181 | 22413605.2974 | 11717022.4191 | 0 | 71336255.9127 | 135556731.2473 | 3162.2777 | 12.3859 | 5759.4912 | 10944.474 | 117.415 | 223.1179
1 | 6400 | 707 | 0.04 | 15 | 15 | 7 | 4.217e-12 | 5spot_SharedNeighbor | CO2 | Porous | Wet | R245fa | MinimizeLCOE_Brownfield | IgnoreSilica | 83.2675 | 23.2433 | 3.8602 | 4 | 4955.3718 | 9114.4962 | 101.022 | 185.8113 | 200.6571 | 25.1136 | 108.545 | 7780218.7199 | 0 | 3129771.605 | 0 | 0 | 0 | 3768760.9156 | 5724712.9838 | 14894528.8837 | 10165822.0151 | 45463815.1232 | 961560.8286 | 30089847.6181 | 30089847.6181 | 22413605.2974 | 11717022.4191 | 0 | 76515223.5699 | 140735698.9045 | 4216.965 | 15.4409 | 4955.3718 | 9114.4962 | 101.022 | 185.8113
1 | 6400 | 707 | 0.04 | 15 | 15 | 7 | 5.6234e-12 | 5spot_SharedNeighbor | CO2 | Porous | Wet | R245fa | MinimizeLCOE_Brownfield | IgnoreSilica | 97.8519 | 27.6572 | 4.6821 | 4 | 4342.9722 | 7771.9864 | 88.5374 | 158.4425 | 200.5618 | 24.7058 | 96.0244 | 8702073.7383 | 0 | 3561129.346 | 0 | 0 | 0 | 3972528.7366 | 6331935.4101 | 16474397.0786 | 11244114.5212 | 50286178.8308 | 961560.8286 | 30089847.6181 | 30089847.6181 | 22413605.2974 | 11717022.4191 | 0 | 81337587.2775 | 145558062.6121 | 5623.4133 | 18.7286 | 4342.9722 | 7771.9864 | 88.5374 | 158.4425
1 | 6400 | 707 | 0.04 | 15 | 15 | 7 | 7.4989e-12 | 5spot_SharedNeighbor | CO2 | Porous | Wet | R245fa | MinimizeLCOE_Brownfield | IgnoreSilica | 112.0714 | 32.0079 | 5.5135 | 4 | 3878.2298 | 6790.1917 | 79.063 | 138.4272 | 200.1071 | 24.2309 | 94.8974 | 9537950.8317 | 0 | 3969428.7683 | 0 | 0 | 0 | 4082125.9179 | 6859907.152 | 17848071.249 | 12181675.3686 | 54479159.2875 | 961560.8286 | 30089847.6181 | 30089847.6181 | 22413605.2974 | 11717022.4191 | 0 | 85530567.7342 | 149751043.0688 | 7498.9421 | 22.054 | 3878.2298 | 6790.1917 | 79.063 | 138.4272
1 | 6400 | 707 | 0.04 | 15 | 15 | 7 | 1e-11 | 5spot_SharedNeighbor | CO2 | Porous | Wet | R245fa | MinimizeLCOE_Brownfield | IgnoreSilica | 125.1038 | 36.0399 | 6.3031 | 4 | 3527.0443 | 6074.24 | 71.9036 | 123.8316 | 199.4189 | 23.7288 | 133.9813 | 10252091.9939 | 0 | 4334597.2168 | 0 | 0 | 0 | 4098649.3472 | 7287282.0376 | 18960013.0347 | 12940598.4855 | 57873232.1156 | 961560.8286 | 30089847.6181 | 30089847.6181 | 22413605.2974 | 11717022.4191 | 0 | 88924640.5623 | 153145115.8969 | 10000 | 25.2122 | 3527.0443 | 6074.24 | 71.9036 | 123.8316
1 | 6400 | 707 | 0.04 | 15 | 15 | 7 | 1.3335e-11 | 5spot_SharedNeighbor | CO2 | Porous | Wet | R245fa | MinimizeLCOE_Brownfield | IgnoreSilica | 136.4144 | 39.5774 | 7.0115 | 4 | 3262.6569 | 5552.4915 | 66.5137 | 113.195 | 198.6283 | 23.2412 | 126.0277 | 10832387.0739 | 0 | 4645372.4913 | 0 | 0 | 0 | 4040417.5727 | 7612089.0838 | 19805094.3418 | 13517383.8423 | 60452744.4057 | 961560.8286 | 30089847.6181 | 30089847.6181 | 22413605.2974 | 11717022.4191 | 0 | 91504152.8524 | 155724628.187 | 13335.2143 | 28.0459 | 3262.6569 | 5552.4915 | 66.5137 | 113.195
1 | 6400 | 707 | 0.04 | 15 | 15 | 7 | 1.7783e-11 | 5spot_SharedNeighbor | CO2 | Porous | Wet | R245fa | MinimizeLCOE_Brownfield | IgnoreSilica | 145.8419 | 42.555 | 7.6188 | 4 | 3064.1264 | 5171.4314 | 62.4664 | 105.4266 | 197.8376 | 22.7976 | 123.869 | 11288024.7926 | 0 | 4900475.284 | 0 | 0 | 0 | 3935249.9928 | 7848262.5271 | 20419569.1954 | 13936775.5561 | 62328357.348 | 961560.8286 | 30089847.6181 | 30089847.6181 | 22413605.2974 | 11717022.4191 | 0 | 93379765.7947 | 157600241.1293 | 17782.7941 | 30.4752 | 3064.1264 | 5171.4314 | 62.4664 | 105.4266
1 | 6400 | 707 | 0.04 | 15 | 15 | 7 | 2.3714e-11 | 5spot_SharedNeighbor | CO2 | Porous | Wet | R245fa | MinimizeLCOE_Brownfield | IgnoreSilica | 153.4324 | 44.9743 | 8.1204 | 4 | 2915.2101 | 4892.3489 | 59.4305 | 99.7372 | 197.1142 | 22.4149 | 118.2591 | 11636033.6712 | 0 | 5103475.4213 | 0 | 0 | 0 | 3807419.1205 | 8013302.0031 | 20848968.0577 | 14229849.1029 | 63639047.3767 | 961560.8286 | 30089847.6181 | 30089847.6181 | 22413605.2974 | 11717022.4191 | 0 | 94690455.8234 | 158910931.158 | 23713.7371 | 32.4815 | 2915.2101 | 4892.3489 | 59.4305 | 99.7372
1 | 6400 | 707 | 0.04 | 15 | 15 | 7 | 3.1623e-11 | 5spot_SharedNeighbor | CO2 | Porous | Wet | R245fa | MinimizeLCOE_Brownfield | IgnoreSilica | 159.4176 | 46.896 | 8.5239 | 4 | 2803.6433 | 4687.1901 | 57.1561 | 95.5547 | 196.4901 | 22.0978 | 121.4665 | 11898529.6202 | 0 | 5262128.1473 | 0 | 0 | 0 | 3677229.626 | 8126776.0835 | 21144204.3382 | 14431353.9308 | 64540221.746 | 961560.8286 | 30089847.6181 | 30089847.6181 | 22413605.2974 | 11717022.4191 | 0 | 95591630.1927 | 159812105.5273 | 31622.7766 | 34.0955 | 2803.6433 | 4687.1901 | 57.1561 | 95.5547
1 | 6400 | 707 | 0.04 | 15 | 15 | 7 | 4.217e-11 | 5spot_SharedNeighbor | CO2 | Porous | Wet | R245fa | MinimizeLCOE_Brownfield | IgnoreSilica | 164.0392 | 48.3902 | 8.8415 | 4 | 2720.0293 | 4535.9084 | 55.4515 | 92.4706 | 195.9748 | 21.8432 | 115.1822 | 12093840.4059 | 0 | 5383818.5771 | 0 | 0 | 0 | 3555584.3888 | 8202964.915 | 21342432.0494 | 14566648.4168 | 65145288.7529 | 961560.8286 | 30089847.6181 | 30089847.6181 | 22413605.2974 | 11717022.4191 | 0 | 96196697.1997 | 160417172.5343 | 42169.6503 | 35.3661 | 2720.0293 | 4535.9084 | 55.4515 | 92.4706
1 | 6400 | 707 | 0.04 | 15 | 15 | 7 | 5.6234e-11 | 5spot_SharedNeighbor | CO2 | Porous | Wet | R245fa | MinimizeLCOE_Brownfield | IgnoreSilica | 167.6077 | 49.5488 | 9.0892 | 4 | 2657.354 | 4423.7582 | 54.1738 | 90.1843 | 195.557 | 21.6408 | 121.5392 | 12240179.6211 | 0 | 5477311.7901 | 0 | 0 | 0 | 3449967.4241 | 8255308.9458 | 21478620.4801 | 14659599.8192 | 65560988.0804 | 961560.8286 | 30089847.6181 | 30089847.6181 | 22413605.2974 | 11717022.4191 | 0 | 96612396.5271 | 160832871.8617 | 56234.1325 | 36.3566 | 2657.354 | 4423.7582 | 54.1738 | 90.1843
1 | 6400 | 707 | 0.04 | 15 | 15 | 7 | 7.4989e-11 | 5spot_SharedNeighbor | CO2 | Porous | Wet | R245fa | MinimizeLCOE_Brownfield | IgnoreSilica | 170.2996 | 50.4276 | 9.2791 | 4 | 2610.3647 | 4340.6172 | 53.2158 | 88.4894 | 195.2299 | 21.4847 | 123.4133 | 12347947.4232 | 0 | 5547576.5511 | 0 | 0 | 0 | 3360573.9141 | 8289878.1765 | 21568562.5273 | 14720987.1146 | 65835525.7068 | 961560.8286 | 30089847.6181 | 30089847.6181 | 22413605.2974 | 11717022.4191 | 0 | 96886934.1535 | 161107409.4881 | 74989.4209 | 37.1162 | 2610.3647 | 4340.6172 | 53.2158 | 88.4894
1 | 6400 | 707 | 0.04 | 15 | 15 | 7 | 1e-10 | 5spot_SharedNeighbor | CO2 | Porous | Wet | R245fa | MinimizeLCOE_Brownfield | IgnoreSilica | 172.3607 | 51.1017 | 9.4248 | 4 | 2575.1299 | 4278.6274 | 52.4975 | 87.2256 | 194.9726 | 21.3632 | 115.4242 | 12428923.6272 | 0 | 5601224.8582 | 0 | 0 | 0 | 3288384.2759 | 8314227.7769 | 21631915.1929 | 14764226.6106 | 66028902.3418 | 961560.8286 | 30089847.6181 | 30089847.6181 | 22413605.2974 | 11717022.4191 | 0 | 97080310.7885 | 161300786.1231 | 100000 | 37.6992 | 2575.1299 | 4278.6274 | 52.4975 | 87.2256
1 | 6400 | 707 | 0.04 | 15 | 15 | 7 | 1.3335e-10 | 5spot_SharedNeighbor | CO2 | Porous | Wet | R245fa | MinimizeLCOE_Brownfield | IgnoreSilica | 173.9077 | 51.6093 | 9.5353 | 4 | 2548.7066 | 4232.4572 | 51.9588 | 86.2844 | 194.7755 | 21.2708 | 111.678 | 12488809.2374 | 0 | 5641405.7971 | 0 | 0 | 0 | 3230525.4281 | 8330688.7804 | 21674743.3474 | 14793457.706 | 66159630.2964 | 961560.8286 | 30089847.6181 | 30089847.6181 | 22413605.2974 | 11717022.4191 | 0 | 97211038.7431 | 161431514.0777 | 133352.1432 | 38.1413 | 2548.7066 | 4232.4572 | 51.9588 | 86.2844
1 | 6400 | 707 | 0.04 | 15 | 15 | 7 | 1.7783e-10 | 5spot_SharedNeighbor | CO2 | Porous | Wet | R245fa | MinimizeLCOE_Brownfield | IgnoreSilica | 175.0667 | 51.9907 | 9.6189 | 4 | 2528.8901 | 4198.0169 | 51.5548 | 85.5823 | 194.6255 | 21.201 | 119.8452 | 12533171.8439 | 0 | 5671463.323 | 0 | 0 | 0 | 3184921.173 | 8341926.9726 | 21703982.8181 | 14813414.2456 | 66248880.3761 | 961560.8286 | 30089847.6181 | 30089847.6181 | 22413605.2974 | 11717022.4191 | 0 | 97300288.8228 | 161520764.1574 | 177827.941 | 38.4755 | 2528.8901 | 4198.0169 | 51.5548 | 85.5823
1 | 6400 | 707 | 0.04 | 15 | 15 | 7 | 2.3714e-10 | 5spot_SharedNeighbor | CO2 | Porous | Wet | R245fa | MinimizeLCOE_Brownfield | IgnoreSilica | 175.9487 | 52.281 | 9.6823 | 4 | 2514.0281 | 4172.2266 | 51.2519 | 85.0565 | 194.5101 | 21.1474 | 124.5252 | 12566644.1878 | 0 | 5694310.4595 | 0 | 0 | 0 | 3149802.4705 | 8350195.276 | 21725495.2475 | 14828096.9207 | 66314544.5619 | 961560.8286 | 30089847.6181 | 30089847.6181 | 22413605.2974 | 11717022.4191 | 0 | 97365953.0086 | 161586428.3432 | 237137.3706 | 38.7291 | 2514.0281 | 4172.2266 | 51.2519 | 85.0565
1 | 6400 | 707 | 0.04 | 15 | 15 | 7 | 3.1623e-10 | 5spot_SharedNeighbor | CO2 | Porous | Wet | R245fa | MinimizeLCOE_Brownfield | IgnoreSilica | 176.6138 | 52.5 | 9.7301 | 4 | 2502.882 | 4152.9246 | 51.0246 | 84.663 | 194.4223 | 21.1069 | 126.0393 | 12591719.4551 | 0 | 5711524.3358 | 0 | 0 | 0 | 3122834.7772 | 8356170.6415 | 21741041.923 | 14838707.8462 | 66361998.9788 | 961560.8286 | 30089847.6181 | 30089847.6181 | 22413605.2974 | 11717022.4191 | 0 | 97413407.4255 | 161633882.7601 | 316227.766 | 38.9205 | 2502.882 | 4152.9246 | 51.0246 | 84.663
1 | 6400 | 707 | 0.04 | 15 | 15 | 7 | 4.217e-10 | 5spot_SharedNeighbor | CO2 | Porous | Wet | R245fa | MinimizeLCOE_Brownfield | IgnoreSilica | 177.113 | 52.6645 | 9.7661 | 4 | 2494.5227 | 4138.4792 | 50.8542 | 84.3685 | 194.356 | 21.0763 | 123.6164 | 12610443.7283 | 0 | 5724434.8409 | 0 | 0 | 0 | 3102204.1526 | 8360462.2615 | 21752207.8378 | 14846328.8125 | 66396081.6337 | 961560.8286 | 30089847.6181 | 30089847.6181 | 22413605.2974 | 11717022.4191 | 0 | 97447490.0804 | 161667965.415 | 421696.5034 | 39.0646 | 2494.5227 | 4138.4792 | 50.8542 | 84.3685
1 | 6400 | 707 | 0.04 | 15 | 15 | 7 | 5.6234e-10 | 5spot_SharedNeighbor | CO2 | Porous | Wet | R245fa | MinimizeLCOE_Brownfield | IgnoreSilica | 177.4808 | 52.7862 | 9.793 | 4 | 2488.2536 | 4127.6944 | 50.7264 | 84.1486 | 194.3069 | 21.0537 | 128.4773 | 12624187.4617 | 0 | 5733943.9278 | 0 | 0 | 0 | 3086326.2838 | 8363338.4926 | 21759691.2011 | 14851436.3617 | 66418923.7286 | 961560.8286 | 30089847.6181 | 30089847.6181 | 22413605.2974 | 11717022.4191 | 0 | 97470332.1753 | 161690807.5099 | 562341.3252 | 39.1722 | 2488.2536 | 4127.6944 | 50.7264 | 84.1486
1 | 6400 | 707 | 0.04 | 15 | 15 | 7 | 7.4989e-10 | 5spot_SharedNeighbor | CO2 | Porous | Wet | R245fa | MinimizeLCOE_Brownfield | IgnoreSilica | 177.7586 | 52.8781 | 9.8133 | 4 | 2483.5522 | 4119.607 | 50.6306 | 83.9838 | 194.2696 | 21.0366 | 122.3959 | 12634539.3505 | 0 | 5741123.5769 | 0 | 0 | 0 | 3074337.218 | 8365500.0567 | 21765315.1475 | 14855274.8207 | 66436090.1703 | 961560.8286 | 30089847.6181 | 30089847.6181 | 22413605.2974 | 11717022.4191 | 0 | 97487498.617 | 161707973.9516 | 749894.2093 | 39.2533 | 2483.5522 | 4119.607 | 50.6306 | 83.9838
1 | 6400 | 707 | 0.04 | 15 | 15 | 7 | 1e-09 | 5spot_SharedNeighbor | CO2 | Porous | Wet | R245fa | MinimizeLCOE_Brownfield | IgnoreSilica | 177.9755 | 52.9494 | 9.8288 | 4 | 2480.0263 | 4113.5082 | 50.5587 | 83.8594 | 194.2405 | 21.0232 | 125.2181 | 12642605.4241 | 0 | 5746726.702 | 0 | 0 | 0 | 3065491.464 | 8367381.2002 | 21770209.4969 | 14858615.3147 | 66451029.6019 | 961560.8286 | 30089847.6181 | 30089847.6181 | 22413605.2974 | 11717022.4191 | 0 | 97502438.0486 | 161722913.3832 | 1000000 | 39.3151 | 2480.0263 | 4113.5082 | 50.5587 | 83.8594
1 | 6400 | 707 | 0.04 | 15 | 15 | 7 | 1.3335e-09 | 5spot_SharedNeighbor | CO2 | Porous | Wet | R245fa | MinimizeLCOE_Brownfield | IgnoreSilica | 178.1413 | 53.0038 | 9.8405 | 4 | 2477.3822 | 4108.9235 | 50.5048 | 83.766 | 194.2183 | 21.013 | 118.4365 | 12648761.1288 | 0 | 5751008.4463 | 0 | 0 | 0 | 3058895.0234 | 8368879.1934 | 21774106.9681 | 14861275.4189 | 66462926.1789 | 961560.8286 | 30089847.6181 | 30089847.6181 | 22413605.2974 | 11717022.4191 | 0 | 97514334.6257 | 161734809.9602 | 1333521.4322 | 39.3618 | 2477.3822 | 4108.9235 | 50.5048 | 83.766
1 | 6400 | 707 | 0.04 | 15 | 15 | 7 | 1.7783e-09 | 5spot_SharedNeighbor | CO2 | Porous | Wet | R245fa | MinimizeLCOE_Brownfield | IgnoreSilica | 178.2534 | 53.0411 | 9.8489 | 4 | 2475.3994 | 4105.5437 | 50.4644 | 83.6971 | 194.2031 | 21.0061 | 118.0791 | 12652913.5074 | 0 | 5753902.3584 | 0 | 0 | 0 | 3053607.6478 | 8369565.1703 | 21775891.7392 | 14862493.5618 | 66468373.9847 | 961560.8286 | 30089847.6181 | 30089847.6181 | 22413605.2974 | 11717022.4191 | 0 | 97519782.4315 | 161740257.766 | 1778279.41 | 39.3956 | 2475.3994 | 4105.5437 | 50.4644 | 83.6971
1 | 6400 | 707 | 0.04 | 15 | 15 | 7 | 2.3714e-09 | 5spot_SharedNeighbor | CO2 | Porous | Wet | R245fa | MinimizeLCOE_Brownfield | IgnoreSilica | 178.3434 | 53.0708 | 9.8554 | 4 | 2473.9124 | 4102.9826 | 50.434 | 83.6449 | 194.191 | 21.0005 | 130.8231 | 12656247.7717 | 0 | 5756226.5634 | 0 | 0 | 0 | 3049783.0543 | 8370280.3819 | 21777752.573 | 14863763.6191 | 66474053.9634 | 961560.8286 | 30089847.6181 | 30089847.6181 | 22413605.2974 | 11717022.4191 | 0 | 97525462.4101 | 161745937.7447 | 2371373.7057 | 39.4216 | 2473.9124 | 4102.9826 | 50.434 | 83.6449
1 | 6400 | 707 | 0.04 | 15 | 15 | 7 | 3.1623e-09 | 5spot_SharedNeighbor | CO2 | Porous | Wet | R245fa | MinimizeLCOE_Brownfield | IgnoreSilica | 178.4165 | 53.0947 | 9.8604 | 4 | 2472.7973 | 4101.0366 | 50.4113 | 83.6052 | 194.1811 | 20.996 | 126.1608 | 12658957.7606 | 0 | 5758115.59 | 0 | 0 | 0 | 3047052.852 | 8371009.219 | 21779648.8578 | 14865057.8725 | 66479842.1521 | 961560.8286 | 30089847.6181 | 30089847.6181 | 22413605.2974 | 11717022.4191 | 0 | 97531250.5988 | 161751725.9334 | 3162277.6602 | 39.4417 | 2472.7973 | 4101.0366 | 50.4113 | 83.6052
1 | 6400 | 707 | 0.04 | 15 | 15 | 7 | 4.217e-09 | 5spot_SharedNeighbor | CO2 | Porous | Wet | R245fa | MinimizeLCOE_Brownfield | IgnoreSilica | 178.4554 | 53.1081 | 9.8637 | 4 | 2471.961 | 4099.6509 | 50.3943 | 83.5769 | 194.1758 | 20.9936 | 131.2732 | 12660393.2625 | 0 | 5759119.8196 | 0 | 0 | 0 | 3044590.682 | 8371000.468 | 21779626.0895 | 14865042.3326 | 66479772.6543 | 961560.8286 | 30089847.6181 | 30089847.6181 | 22413605.2974 | 11717022.4191 | 0 | 97531181.101 | 161751656.4356 | 4216965.0343 | 39.455 | 2471.961 | 4099.6509 | 50.3943 | 83.5769
1 | 6400 | 707 | 0.04 | 15 | 15 | 7 | 5.6234e-09 | 5spot_SharedNeighbor | CO2 | Porous | Wet | R245fa | MinimizeLCOE_Brownfield | IgnoreSilica | 178.4897 | 53.1196 | 9.8664 | 4 | 2471.334 | 4098.5885 | 50.3815 | 83.5553 | 194.1712 | 20.9914 | 122.3146 | 12661659.4967 | 0 | 5760004.4618 | 0 | 0 | 0 | 3042873.0148 | 8371169.4196 | 21780065.6667 | 14865342.3531 | 66481114.4126 | 961560.8286 | 30089847.6181 | 30089847.6181 | 22413605.2974 | 11717022.4191 | 0 | 97532522.8594 | 161752998.194 | 5623413.2519 | 39.4655 | 2471.334 | 4098.5885 | 50.3815 | 83.5553
1 | 6400 | 707 | 0.04 | 15 | 15 | 7 | 7.4989e-09 | 5spot_SharedNeighbor | CO2 | Porous | Wet | R245fa | MinimizeLCOE_Brownfield | IgnoreSilica | 178.524 | 53.1306 | 9.8686 | 4 | 2470.8637 | 4097.7526 | 50.3719 | 83.5382 | 194.1666 | 20.9893 | 127.0084 | 12662928.2696 | 0 | 5760889.07 | 0 | 0 | 0 | 3041803.578 | 8371592.1578 | 21781165.545 | 14866093.0427 | 66484471.6631 | 961560.8286 | 30089847.6181 | 30089847.6181 | 22413605.2974 | 11717022.4191 | 0 | 97535880.1098 | 161756355.4444 | 7498942.0933 | 39.4744 | 2470.8637 | 4097.7526 | 50.3719 | 83.5382
1 | 6400 | 707 | 0.04 | 15 | 15 | 7 | 1e-08 | 5spot_SharedNeighbor | CO2 | Porous | Wet | R245fa | MinimizeLCOE_Brownfield | IgnoreSilica | 178.546 | 53.1378 | 9.8702 | 4 | 2470.5111 | 4097.1426 | 50.3647 | 83.5258 | 194.1636 | 20.9879 | 129.6205 | 12663743.5881 | 0 | 5761458.2979 | 0 | 0 | 0 | 3040907.2083 | 8371782.5468 | 21781660.898 | 14866431.1312 | 66485983.6703 | 961560.8286 | 30089847.6181 | 30089847.6181 | 22413605.2974 | 11717022.4191 | 0 | 97537392.117 | 161757867.4516 | 10000000 | 39.4807 | 2470.5111 | 4097.1426 | 50.3647 | 83.5258
1 | 6500 | 707 | 0.04 | 15 | 15 | 7 | 1e-13 | 5spot_SharedNeighbor | CO2 | Porous | Wet | R245fa | MinimizeLCOE_Brownfield | IgnoreSilica | 3.3077 | 0.26416 | 0.027649 | 4 | 323707.0164 | 916510.1632 | 6599.2054 | 18684.2993 | 131.689 | 23.9026 | 48.5667 | 563400.4571 | 0 | 237001.7562 | 0 | 0 | 0 | 523690.7508 | 516396.256 | 1343557.1307 | 917005.349 | 4101051.6999 | 961560.8286 | 30738450.8463 | 30738450.8463 | 22874378.7166 | 11949490.5493 | 0 | 35801063.3748 | 101363383.4871 | 100 | 0.1106 | 323707.0164 | 916510.1632 | 6599.2054 | 18684.2993
1 | 6500 | 707 | 0.04 | 15 | 15 | 7 | 1.3335e-13 | 5spot_SharedNeighbor | CO2 | Porous | Wet | R245fa | MinimizeLCOE_Brownfield | IgnoreSilica | 4.5964 | 0.53189 | 0.062403 | 4 | 148871.5319 | 411529.9166 | 3034.9475 | 8389.594 | 147.1021 | 24.6369 | 66.6892 | 780581.0901 | 0 | 308367.0609 | 0 | 0 | 0 | 673872.467 | 687500.041 | 1788734.0811 | 1220847.7652 | 5459902.5054 | 961560.8286 | 30738450.8463 | 30738450.8463 | 22874378.7166 | 11949490.5493 | 0 | 37159914.1803 | 102722234.2926 | 133.3521 | 0.24961 | 148871.5319 | 411529.9166 | 3034.9475 | 8389.594
1 | 6500 | 707 | 0.04 | 15 | 15 | 7 | 1.7783e-13 | 5spot_SharedNeighbor | CO2 | Porous | Wet | R245fa | MinimizeLCOE_Brownfield | IgnoreSilica | 6.1381 | 0.89934 | 0.11328 | 4 | 85258.4021 | 229952.1534 | 1738.1078 | 4687.8857 | 159.1912 | 25.1427 | 66.4279 | 1022834.1353 | 0 | 388649.4305 | 0 | 0 | 0 | 826467.5564 | 872800.9376 | 2270849.0036 | 1549901.1063 | 6931502.1697 | 961560.8286 | 30738450.8463 | 30738450.8463 | 22874378.7166 | 11949490.5493 | 0 | 38631513.8446 | 104193833.9569 | 177.8279 | 0.45311 | 85258.4021 | 229952.1534 | 1738.1078 | 4687.8857
1 | 6500 | 707 | 0.04 | 15 | 15 | 7 | 2.3714e-13 | 5spot_SharedNeighbor | CO2 | Porous | Wet | R245fa | MinimizeLCOE_Brownfield | IgnoreSilica | 8.0944 | 1.4006 | 0.18442 | 4 | 54690.0529 | 143565.9534 | 1114.9307 | 2926.7861 | 169.2197 | 25.5209 | 60.4046 | 1307773.7742 | 0 | 484928.8352 | 0 | 0 | 0 | 998143.8826 | 1088430.1319 | 2831871.9354 | 1932810.7851 | 8643959.3444 | 961560.8286 | 30738450.8463 | 30738450.8463 | 22874378.7166 | 11949490.5493 | 0 | 40343971.0193 | 105906291.1316 | 237.1374 | 0.73768 | 54690.0529 | 143565.9534 | 1114.9307 | 2926.7861
1 | 6500 | 707 | 0.04 | 15 | 15 | 7 | 3.1623e-13 | 5spot_SharedNeighbor | CO2 | Porous | Wet | R245fa | MinimizeLCOE_Brownfield | IgnoreSilica | 10.5692 | 2.0655 | 0.2813 | 4 | 37618.4393 | 95885.4087 | 766.9028 | 1954.7538 | 177.413 | 25.8034 | 52.7787 | 1641073.3006 | 0 | 600298.9907 | 0 | 0 | 0 | 1190205.5017 | 1338315.3393 | 3482021.9866 | 2376551.5542 | 10628466.673 | 961560.8286 | 30738450.8463 | 30738450.8463 | 22874378.7166 | 11949490.5493 | 0 | 42328478.348 | 107890798.4602 | 316.2278 | 1.1252 | 37618.4393 | 95885.4087 | 766.9028 | 1954.7538
1 | 6500 | 707 | 0.04 | 15 | 15 | 7 | 4.217e-13 | 5spot_SharedNeighbor | CO2 | Porous | Wet | R245fa | MinimizeLCOE_Brownfield | IgnoreSilica | 13.6903 | 2.9307 | 0.41098 | 4 | 27143.8448 | 67025.7397 | 553.364 | 1366.4104 | 184.0305 | 26.0122 | 62.0789 | 2029705.9202 | 0 | 738352.4323 | 0 | 0 | 0 | 1404049.7235 | 1627122.1497 | 4233438.0648 | 2889408.4677 | 12922076.7583 | 961560.8286 | 30738450.8463 | 30738450.8463 | 22874378.7166 | 11949490.5493 | 0 | 44622088.4332 | 110184408.5455 | 421.6965 | 1.6439 | 27143.8448 | 67025.7397 | 553.364 | 1366.4104
1 | 6500 | 707 | 0.04 | 15 | 15 | 7 | 5.6234e-13 | 5spot_SharedNeighbor | CO2 | Porous | Wet | R245fa | MinimizeLCOE_Brownfield | IgnoreSilica | 17.6534 | 4.051 | 0.58279 | 4 | 20291.0578 | 48415.2449 | 413.6607 | 987.0103 | 189.3714 | 26.1631 | 62.6494 | 2486308.2055 | 0 | 904886.4298 | 0 | 0 | 0 | 1646150.7363 | 1964564.6949 | 5111394.3486 | 3488631.6716 | 15601936.0868 | 961560.8286 | 30738450.8463 | 30738450.8463 | 22874378.7166 | 11949490.5493 | 0 | 47301947.7617 | 112864267.874 | 562.3413 | 2.3312 | 20291.0578 | 48415.2449 | 413.6607 | 987.0103
1 | 6500 | 707 | 0.04 | 15 | 15 | 7 | 7.4989e-13 | 5spot_SharedNeighbor | CO2 | Porous | Wet | R245fa | MinimizeLCOE_Brownfield | IgnoreSilica | 22.6427 | 5.4821 | 0.808 | 4 | 15595.6774 | 35881.1078 | 317.939 | 731.4849 | 193.616 | 26.2629 | 64.3761 | 3018785.6041 | 0 | 1104270.6855 | 0 | 0 | 0 | 1916187.8916 | 2355305.2307 | 6128021.0706 | 4182500.2989 | 18705070.7814 | 961560.8286 | 30738450.8463 | 30738450.8463 | 22874378.7166 | 11949490.5493 | 0 | 50405082.4563 | 115967402.5686 | 749.8942 | 3.232 | 15595.6774 | 35881.1078 | 317.939 | 731.4849
1 | 6500 | 707 | 0.04 | 15 | 15 | 7 | 1e-12 | 5spot_SharedNeighbor | CO2 | Porous | Wet | R245fa | MinimizeLCOE_Brownfield | IgnoreSilica | 28.8862 | 7.2925 | 1.1002 | 4 | 12265.5992 | 27163.0547 | 250.0508 | 553.7556 | 196.9513 | 26.3138 | 57.5895 | 3636791.3779 | 0 | 1341789.2032 | 0 | 0 | 0 | 2214809.3237 | 2805422.0629 | 7299132.7364 | 4981808.0748 | 22279752.779 | 961560.8286 | 30738450.8463 | 30738450.8463 | 22874378.7166 | 11949490.5493 | 0 | 53979764.4539 | 119542084.5662 | 1000 | 4.4009 | 12265.5992 | 27163.0547 | 250.0508 | 553.7556
1 | 6500 | 707 | 0.04 | 15 | 15 | 7 | 1.3335e-12 | 5spot_SharedNeighbor | CO2 | Porous | Wet | R245fa | MinimizeLCOE_Brownfield | IgnoreSilica | 36.625 | 9.5569 | 1.4749 | 4 | 9841.0448 | 20953.7129 | 200.623 | 427.1698 | 199.5294 | 26.3126 | 70.4934 | 4348143.9319 | 0 | 1622387.9078 | 0 | 0 | 0 | 2540236.7127 | 3319199.7354 | 8635876.8501 | 5894163.3997 | 26360008.5376 | 961560.8286 | 30738450.8463 | 30738450.8463 | 22874378.7166 | 11949490.5493 | 0 | 58060020.2125 | 123622340.3247 | 1333.5214 | 5.8998 | 9841.0448 | 20953.7129 | 200.623 | 427.1698
1 | 6500 | 707 | 0.04 | 15 | 15 | 7 | 1.7783e-12 | 5spot_SharedNeighbor | CO2 | Porous | Wet | R245fa | MinimizeLCOE_Brownfield | IgnoreSilica | 46.1038 | 12.3528 | 1.9484 | 4 | 8040.3578 | 16452.7452 | 163.9136 | 335.4115 | 201.471 | 26.2499 | 88.5615 | 5157938.5934 | 0 | 1950391.3654 | 0 | 0 | 0 | 2888552.0339 | 3898783.9771 | 10143836.158 | 6923376.6128 | 30962878.7406 | 961560.8286 | 30738450.8463 | 30738450.8463 | 22874378.7166 | 11949490.5493 | 0 | 62662890.4155 | 128225210.5278 | 1778.2794 | 7.7935 | 8040.3578 | 16452.7452 | 163.9136 | 335.4115
1 | 6500 | 707 | 0.04 | 15 | 15 | 7 | 2.3714e-12 | 5spot_SharedNeighbor | CO2 | Porous | Wet | R245fa | MinimizeLCOE_Brownfield | IgnoreSilica | 57.3897 | 15.7115 | 2.5319 | 4 | 6683.8362 | 13157.4792 | 136.259 | 268.233 | 202.8447 | 26.1118 | 88.6425 | 6054585.4397 | 0 | 2323803.4454 | 0 | 0 | 0 | 3241924.2706 | 4531922.1307 | 11791131.7591 | 8047689.7091 | 35991056.7547 | 961560.8286 | 30738450.8463 | 30738450.8463 | 22874378.7166 | 11949490.5493 | 0 | 67691068.4296 | 133253388.5419 | 2371.3737 | 10.1276 | 6683.8362 | 13157.4792 | 136.259 | 268.233
1 | 6500 | 707 | 0.04 | 15 | 15 | 7 | 3.1623e-12 | 5spot_SharedNeighbor | CO2 | Porous | Wet | R245fa | MinimizeLCOE_Brownfield | IgnoreSilica | 70.3787 | 19.6138 | 3.2274 | 4 | 5653.1387 | 10731.7292 | 115.2469 | 218.7808 | 203.6953 | 25.8822 | 77.8118 | 7014341.9603 | 0 | 2735807.4284 | 0 | 0 | 0 | 3577615.7012 | 5197828.3851 | 13523683.2368 | 9230191.693 | 41279468.4048 | 961560.8286 | 30738450.8463 | 30738450.8463 | 22874378.7166 | 11949490.5493 | 0 | 72979480.0797 | 138541800.192 | 3162.2777 | 12.9096 | 5653.1387 | 10731.7292 | 115.2469 | 218.7808
1 | 6500 | 707 | 0.04 | 15 | 15 | 7 | 4.217e-12 | 5spot_SharedNeighbor | CO2 | Porous | Wet | R245fa | MinimizeLCOE_Brownfield | IgnoreSilica | 84.5929 | 23.9291 | 4.0178 | 4 | 4867.5992 | 8947.1322 | 99.2326 | 182.3994 | 204.0452 | 25.5521 | 88.6031 | 7990696.2481 | 0 | 3169563.6043 | 0 | 0 | 0 | 3861871.1327 | 5858631.0842 | 15242956.3106 | 10403630.8934 | 46527349.2735 | 961560.8286 | 30738450.8463 | 30738450.8463 | 22874378.7166 | 11949490.5493 | 0 | 78227360.9484 | 143789681.0607 | 4216.965 | 16.071 | 4867.5992 | 8947.1322 | 99.2326 | 182.3994
1 | 6500 | 707 | 0.04 | 15 | 15 | 7 | 5.6234e-12 | 5spot_SharedNeighbor | CO2 | Porous | Wet | R245fa | MinimizeLCOE_Brownfield | IgnoreSilica | 99.2844 | 28.4382 | 4.8661 | 4 | 4269.6212 | 7637.9735 | 87.042 | 155.7104 | 203.9412 | 25.128 | 120.8152 | 8928502.0045 | 0 | 3602773.8096 | 0 | 0 | 0 | 4065620.0565 | 6472789.3895 | 16840870.2399 | 11494239.984 | 51404795.4841 | 961560.8286 | 30738450.8463 | 30738450.8463 | 22874378.7166 | 11949490.5493 | 0 | 83104807.159 | 148667127.2712 | 5623.4133 | 19.4642 | 4269.6212 | 7637.9735 | 87.042 | 155.7104
1 | 6500 | 707 | 0.04 | 15 | 15 | 7 | 7.4989e-12 | 5spot_SharedNeighbor | CO2 | Porous | Wet | R245fa | MinimizeLCOE_Brownfield | IgnoreSilica | 113.5445 | 32.864 | 5.7206 | 4 | 3816.0548 | 6681.2316 | 77.7954 | 136.2059 | 203.476 | 24.6371 | 121.253 | 9774999.8841 | 0 | 4011115.1816 | 0 | 0 | 0 | 4171970.3721 | 7003653.3207 | 18222069.2937 | 12436936.719 | 55620744.7711 | 961560.8286 | 30738450.8463 | 30738450.8463 | 22874378.7166 | 11949490.5493 | 0 | 87320756.4461 | 152883076.5583 | 7498.9421 | 22.8825 | 3816.0548 | 6681.2316 | 77.7954 | 136.2059
1 | 6500 | 707 | 0.04 | 15 | 15 | 7 | 1e-11 | 5spot_SharedNeighbor | CO2 | Porous | Wet | R245fa | MinimizeLCOE_Brownfield | IgnoreSilica | 126.5607 | 36.9497 | 6.5291 | 4 | 3473.4835 | 5983.8869 | 70.8117 | 121.9896 | 202.7799 | 24.1214 | 114.2986 | 10495304.5803 | 0 | 4374934.2823 | 0 | 0 | 0 | 4183527.6991 | 7430968.9591 | 19333856.9301 | 13195754.6259 | 59014347.0768 | 961560.8286 | 30738450.8463 | 30738450.8463 | 22874378.7166 | 11949490.5493 | 0 | 90714358.7517 | 156276678.864 | 10000 | 26.1162 | 3473.4835 | 5983.8869 | 70.8117 | 121.9896
1 | 6500 | 707 | 0.04 | 15 | 15 | 7 | 1.3335e-11 | 5spot_SharedNeighbor | CO2 | Porous | Wet | R245fa | MinimizeLCOE_Brownfield | IgnoreSilica | 137.8371 | 40.5277 | 7.2525 | 4 | 3215.6912 | 5475.6748 | 65.5562 | 111.629 | 201.984 | 23.6221 | 117.9211 | 11079646.5619 | 0 | 4684089.5686 | 0 | 0 | 0 | 4120806.2933 | 7754971.5453 | 20176845.1975 | 13771111.44 | 61587470.6067 | 961560.8286 | 30738450.8463 | 30738450.8463 | 22874378.7166 | 11949490.5493 | 0 | 93287482.2816 | 158849802.3938 | 13335.2143 | 29.0101 | 3215.6912 | 5475.6748 | 65.5562 | 111.629
1 | 6500 | 707 | 0.04 | 15 | 15 | 7 | 1.7783e-11 | 5spot_SharedNeighbor | CO2 | Porous | Wet | R245fa | MinimizeLCOE_Brownfield | IgnoreSilica | 147.2038 | 43.5297 | 7.8708 | 4 | 3022.179 | 5104.6253 | 61.6112 | 104.0647 | 201.1923 | 23.1699 | 136.4623 | 11536983.6474 | 0 | 4937050.3918 | 0 | 0 | 0 | 4011281.23 | 7989272.955 | 20786449.4037 | 14187178.8368 | 63448216.4647 | 961560.8286 | 30738450.8463 | 30738450.8463 | 22874378.7166 | 11949490.5493 | 0 | 95148228.1397 | 160710548.2519 | 17782.7941 | 31.4833 | 3022.179 | 5104.6253 | 61.6112 | 104.0647
1 | 6500 | 707 | 0.04 | 15 | 15 | 7 | 2.3714e-11 | 5spot_SharedNeighbor | CO2 | Porous | Wet | R245fa | MinimizeLCOE_Brownfield | IgnoreSilica | 154.7313 | 45.9645 | 8.3804 | 4 | 2877.0631 | 4832.8772 | 58.6528 | 98.5247 | 200.4701 | 22.7809 | 120.7279 | 11885734.1687 | 0 | 5138010.0807 | 0 | 0 | 0 | 3879998.2949 | 8152459.5923 | 21211027.5597 | 14476962.1525 | 64744191.8488 | 961560.8286 | 30738450.8463 | 30738450.8463 | 22874378.7166 | 11949490.5493 | 0 | 96444203.5237 | 162006523.636 | 23713.7371 | 33.5218 | 2877.0631 | 4832.8772 | 58.6528 | 98.5247
1 | 6500 | 707 | 0.04 | 15 | 15 | 7 | 3.1623e-11 | 5spot_SharedNeighbor | CO2 | Porous | Wet | R245fa | MinimizeLCOE_Brownfield | IgnoreSilica | 160.646 | 47.8924 | 8.7894 | 4 | 2768.3657 | 4633.1839 | 56.4369 | 94.4537 | 199.8499 | 22.46 | 127.4186 | 12147954.7803 | 0 | 5294540.2688 | 0 | 0 | 0 | 3746849.4309 | 8263844.3472 | 21500827.8438 | 14674756.8012 | 65628773.4721 | 961560.8286 | 30738450.8463 | 30738450.8463 | 22874378.7166 | 11949490.5493 | 0 | 97328785.147 | 162891105.2593 | 31622.7766 | 35.1575 | 2768.3657 | 4633.1839 | 56.4369 | 94.4537
1 | 6500 | 707 | 0.04 | 15 | 15 | 7 | 4.217e-11 | 5spot_SharedNeighbor | CO2 | Porous | Wet | R245fa | MinimizeLCOE_Brownfield | IgnoreSilica | 165.2307 | 49.3961 | 9.1116 | 4 | 2686.9141 | 4485.7926 | 54.7764 | 91.449 | 199.3363 | 22.2016 | 117.351 | 12343875.2456 | 0 | 5415080.0851 | 0 | 0 | 0 | 3623809.1773 | 8339278.1581 | 21697091.1463 | 14808710.538 | 66227844.3506 | 961560.8286 | 30738450.8463 | 30738450.8463 | 22874378.7166 | 11949490.5493 | 0 | 97927856.0255 | 163490176.1377 | 42169.6503 | 36.4462 | 2686.9141 | 4485.7926 | 54.7764 | 91.449
1 | 6500 | 707 | 0.04 | 15 | 15 | 7 | 5.6234e-11 | 5spot_SharedNeighbor | CO2 | Porous | Wet | R245fa | MinimizeLCOE_Brownfield | IgnoreSilica | 168.7332 | 50.5514 | 9.3615 | 4 | 2625.8666 | 4376.7141 | 53.5318 | 89.2252 | 198.9243 | 21.9984 | 125.3832 | 12489155.0306 | 0 | 5506718.2583 | 0 | 0 | 0 | 3516189.5275 | 8389704.4984 | 21828290.1398 | 14898256.5469 | 66628314.0014 | 961560.8286 | 30738450.8463 | 30738450.8463 | 22874378.7166 | 11949490.5493 | 0 | 98328325.6763 | 163890645.7886 | 56234.1325 | 37.446 | 2625.8666 | 4376.7141 | 53.5318 | 89.2252
1 | 6500 | 707 | 0.04 | 15 | 15 | 7 | 7.4989e-11 | 5spot_SharedNeighbor | CO2 | Porous | Wet | R245fa | MinimizeLCOE_Brownfield | IgnoreSilica | 171.4056 | 51.4362 | 9.554 | 4 | 2580.1017 | 4295.6766 | 52.5989 | 87.5732 | 198.5984 | 21.8399 | 114.8173 | 12597400.0605 | 0 | 5576379.0707 | 0 | 0 | 0 | 3426331.3548 | 8424043.0895 | 21917632.1101 | 14959234.2775 | 66901019.9631 | 961560.8286 | 30738450.8463 | 30738450.8463 | 22874378.7166 | 11949490.5493 | 0 | 98601031.638 | 164163351.7503 | 74989.4209 | 38.2159 | 2580.1017 | 4295.6766 | 52.5989 | 87.5732
1 | 6500 | 707 | 0.04 | 15 | 15 | 7 | 1e-10 | 5spot_SharedNeighbor | CO2 | Porous | Wet | R245fa | MinimizeLCOE_Brownfield | IgnoreSilica | 173.4324 | 52.1093 | 9.7011 | 4 | 2545.7875 | 4235.3479 | 51.8993 | 86.3433 | 198.3444 | 21.7178 | 114.735 | 12677979.6545 | 0 | 5629068.6759 | 0 | 0 | 0 | 3353322.0276 | 8447544.4396 | 21978777.8023 | 15000967.4688 | 67087660.0688 | 961560.8286 | 30738450.8463 | 30738450.8463 | 22874378.7166 | 11949490.5493 | 0 | 98787671.7438 | 164349991.856 | 100000 | 38.8044 | 2545.7875 | 4235.3479 | 51.8993 | 86.3433
1 | 6500 | 707 | 0.04 | 15 | 15 | 7 | 1.3335e-10 | 5spot_SharedNeighbor | CO2 | Porous | Wet | R245fa | MinimizeLCOE_Brownfield | IgnoreSilica | 174.9593 | 52.6179 | 9.8128 | 4 | 2520.056 | 4190.3827 | 51.3748 | 85.4266 | 198.1492 | 21.6246 | 129.4437 | 12737805.2426 | 0 | 5668678.971 | 0 | 0 | 0 | 3295064.2805 | 8463603.9127 | 22020561.2569 | 15029485.5351 | 67215199.1988 | 961560.8286 | 30738450.8463 | 30738450.8463 | 22874378.7166 | 11949490.5493 | 0 | 98915210.8738 | 164477530.986 | 133352.1432 | 39.2512 | 2520.056 | 4190.3827 | 51.3748 | 85.4266
1 | 6500 | 707 | 0.04 | 15 | 15 | 7 | 1.7783e-10 | 5spot_SharedNeighbor | CO2 | Porous | Wet | R245fa | MinimizeLCOE_Brownfield | IgnoreSilica | 176.1191 | 53.0045 | 9.8977 | 4 | 2500.7592 | 4156.7636 | 50.9814 | 84.7412 | 197.9987 | 21.5532 | 128.455 | 12782746.6958 | 0 | 5698721.8832 | 0 | 0 | 0 | 3249626.942 | 8475127.2532 | 22050542.6251 | 15049948.435 | 67306713.8342 | 961560.8286 | 30738450.8463 | 30738450.8463 | 22874378.7166 | 11949490.5493 | 0 | 99006725.5092 | 164569045.6214 | 177827.941 | 39.5907 | 2500.7592 | 4156.7636 | 50.9814 | 84.7412
1 | 6500 | 707 | 0.04 | 15 | 15 | 7 | 2.3714e-10 | 5spot_SharedNeighbor | CO2 | Porous | Wet | R245fa | MinimizeLCOE_Brownfield | IgnoreSilica | 176.9887 | 53.295 | 9.9617 | 4 | 2486.2876 | 4131.6497 | 50.6863 | 84.2293 | 197.8845 | 21.4993 | 119.0055 | 12816153.0372 | 0 | 5721221.3114 | 0 | 0 | 0 | 3214297.5017 | 8483152.0216 | 22071421.4265 | 15064198.646 | 67370443.9444 | 961560.8286 | 30738450.8463 | 30738450.8463 | 22874378.7166 | 11949490.5493 | 0 | 99070455.6193 | 164632775.7316 | 237137.3706 | 39.8467 | 2486.2876 | 4131.6497 | 50.6863 | 84.2293
1 | 6500 | 707 | 0.04 | 15 | 15 | 7 | 3.1623e-10 | 5spot_SharedNeighbor | CO2 | Porous | Wet | R245fa | MinimizeLCOE_Brownfield | IgnoreSilica | 177.6271 | 53.5092 | 10.0095 | 4 | 2475.4345 | 4112.934 | 50.4651 | 83.8477 | 197.7999 | 21.4595 | 119.0763 | 12840515.8046 | 0 | 5737725.4896 | 0 | 0 | 0 | 3186719.7299 | 8488334.7994 | 22084905.9512 | 15073402.1111 | 67411603.886 | 961560.8286 | 30738450.8463 | 30738450.8463 | 22874378.7166 | 11949490.5493 | 0 | 99111615.5609 | 164673935.6732 | 316227.766 | 40.0381 | 2475.4345 | 4112.934 | 50.4651 | 83.8477
1 | 6500 | 707 | 0.04 | 15 | 15 | 7 | 4.217e-10 | 5spot_SharedNeighbor | CO2 | Porous | Wet | R245fa | MinimizeLCOE_Brownfield | IgnoreSilica | 178.1265 | 53.676 | 10.0461 | 4 | 2467.2951 | 4098.8329 | 50.2991 | 83.5603 | 197.7334 | 21.4283 | 127.0067 | 12859483.2649 | 0 | 5750625.753 | 0 | 0 | 0 | 3166180.2989 | 8492752.8336 | 22096400.7698 | 15081247.561 | 67446690.4813 | 961560.8286 | 30738450.8463 | 30738450.8463 | 22874378.7166 | 11949490.5493 | 0 | 99146702.1562 | 164709022.2685 | 421696.5034 | 40.1844 | 2467.2951 | 4098.8329 | 50.2991 | 83.5603
1 | 6500 | 707 | 0.04 | 15 | 15 | 7 | 5.6234e-10 | 5spot_SharedNeighbor | CO2 | Porous | Wet | R245fa | MinimizeLCOE_Brownfield | IgnoreSilica | 178.4897 | 53.7979 | 10.0733 | 4 | 2461.1911 | 4088.3273 | 50.1747 | 83.3461 | 197.6848 | 21.4055 | 122.2217 | 12873224.2056 | 0 | 5760004.4618 | 0 | 0 | 0 | 3150244.6624 | 8495554.5986 | 22103690.3877 | 15086222.875 | 67468941.191 | 961560.8286 | 30738450.8463 | 30738450.8463 | 22874378.7166 | 11949490.5493 | 0 | 99168952.8659 | 164731272.9782 | 562341.3252 | 40.2931 | 2461.1911 | 4088.3273 | 50.1747 | 83.3461
1 | 6500 | 707 | 0.04 | 15 | 15 | 7 | 7.4989e-10 | 5spot_SharedNeighbor | CO2 | Porous | Wet | R245fa | MinimizeLCOE_Brownfield | IgnoreSilica | 178.7649 | 53.8902 | 10.0938 | 4 | 2456.6134 | 4080.4453 | 50.0814 | 83.1854 | 197.6478 | 21.3882 | 129.6245 | 12883608.3638 | 0 | 5767108.831 | 0 | 0 | 0 | 3138238.119 | 8497692.5724 | 22109252.957 | 15090019.4428 | 67485920.286 | 961560.8286 | 30738450.8463 | 30738450.8463 | 22874378.7166 | 11949490.5493 | 0 | 99185931.961 | 164748252.0732 | 749894.2093 | 40.3751 | 2456.6134 | 4080.4453 | 50.0814 | 83.1854
1 | 6500 | 707 | 0.04 | 15 | 15 | 7 | 1e-09 | 5spot_SharedNeighbor | CO2 | Porous | Wet | R245fa | MinimizeLCOE_Brownfield | IgnoreSilica | 178.9696 | 53.9589 | 10.1091 | 4 | 2453.1805 | 4074.5476 | 50.0114 | 83.0652 | 197.6202 | 21.3753 | 128.2481 | 12891313.435 | 0 | 5772390.4408 | 0 | 0 | 0 | 3129114.1922 | 8499199.0465 | 22113172.4936 | 15092694.6071 | 67497884.2152 | 961560.8286 | 30738450.8463 | 30738450.8463 | 22874378.7166 | 11949490.5493 | 0 | 99197895.8901 | 164760216.0024 | 1000000 | 40.4364 | 2453.1805 | 4074.5476 | 50.0114 | 83.0652
1 | 6500 | 707 | 0.04 | 15 | 15 | 7 | 1.3335e-09 | 5spot_SharedNeighbor | CO2 | Porous | Wet | R245fa | MinimizeLCOE_Brownfield | IgnoreSilica | 179.1398 | 54.0153 | 10.1211 | 4 | 2450.6061 | 4070.0518 | 49.9589 | 82.9735 | 197.5973 | 21.3645 | 125.1892 | 12897716.6887 | 0 | 5776782.381 | 0 | 0 | 0 | 3122668.7842 | 8500895.463 | 22117586.2214 | 15095707.067 | 67511356.6054 | 961560.8286 | 30738450.8463 | 30738450.8463 | 22874378.7166 | 11949490.5493 | 0 | 99211368.2803 | 164773688.3926 | 1333521.4322 | 40.4844 | 2450.6061 | 4070.0518 | 49.9589 | 82.9735
1 | 6500 | 707 | 0.04 | 15 | 15 | 7 | 1.7783e-09 | 5spot_SharedNeighbor | CO2 | Porous | Wet | R245fa | MinimizeLCOE_Brownfield | IgnoreSilica | 179.2519 | 54.0531 | 10.1297 | 4 | 2448.6755 | 4066.7529 | 49.9196 | 82.9063 | 197.5821 | 21.3575 | 123.4961 | 12901922.046 | 0 | 5779673.0608 | 0 | 0 | 0 | 3117402.39 | 8501609.0237 | 22119442.7599 | 15096974.1928 | 67517023.4732 | 961560.8286 | 30738450.8463 | 30738450.8463 | 22874378.7166 | 11949490.5493 | 0 | 99217035.1481 | 164779355.2604 | 1778279.41 | 40.5187 | 2448.6755 | 4066.7529 | 49.9196 | 82.9063
1 | 6500 | 707 | 0.04 | 15 | 15 | 7 | 2.3714e-09 | 5spot_SharedNeighbor | CO2 | Porous | Wet | R245fa | MinimizeLCOE_Brownfield | IgnoreSilica | 179.3445 | 54.0839 | 10.1363 | 4 | 2447.2277 | 4064.2412 | 49.89 | 82.8551 | 197.5696 | 21.3516 | 122.7407 | 12905397.221 | 0 | 5782061.7796 | 0 | 0 | 0 | 3113663.9815 | 8502437.963 | 22121599.4898 | 15098446.2052 | 67523606.64 | 961560.8286 | 30738450.8463 | 30738450.8463 | 22874378.7166 | 11949490.5493 | 0 | 99223618.3149 | 164785938.4272 | 2371373.7057 | 40.5453 | 2447.2277 | 4064.2412 | 49.89 | 82.8551
1 | 6500 | 707 | 0.04 | 15 | 15 | 7 | 3.1623e-09 | 5spot_SharedNeighbor | CO2 | Porous | Wet | R245fa | MinimizeLCOE_Brownfield | IgnoreSilica | 179.3982 | 54.1025 | 10.1409 | 4 | 2446.142 | 4062.4294 | 49.8679 | 82.8181 | 197.5623 | 21.3482 | 115.124 | 12907406.7712 | 0 | 5783447.1234 | 0 | 0 | 0 | 3110442.0664 | 8502505.4248 | 22121775.0117 | 15098566.0025 | 67524142.4001 | 961560.8286 | 30738450.8463 | 30738450.8463 | 22874378.7166 | 11949490.5493 | 0 | 99224154.075 | 164786474.1873 | 3162277.6602 | 40.5635 | 2446.142 | 4062.4294 | 49.8679 | 82.8181
1 | 6500 | 707 | 0.04 | 15 | 15 | 7 | 4.217e-09 | 5spot_SharedNeighbor | CO2 | Porous | Wet | R245fa | MinimizeLCOE_Brownfield | IgnoreSilica | 179.4519 | 54.1204 | 10.1447 | 4 | 2445.3278 | 4061.0102 | 49.8513 | 82.7892 | 197.555 | 21.3448 | 110.1696 | 12909420.5876 | 0 | 5784832.3843 | 0 | 0 | 0 | 3108372.4373 | 8503023.9096 | 22123124.0028 | 15099486.7166 | 67528260.0382 | 961560.8286 | 30738450.8463 | 30738450.8463 | 22874378.7166 | 11949490.5493 | 0 | 99228271.7131 | 164790591.8254 | 4216965.0343 | 40.5787 | 2445.3278 | 4061.0102 | 49.8513 | 82.7892
1 | 6500 | 707 | 0.04 | 15 | 15 | 7 | 5.6234e-09 | 5spot_SharedNeighbor | CO2 | Porous | Wet | R245fa | MinimizeLCOE_Brownfield | IgnoreSilica | 179.4862 | 54.132 | 10.1474 | 4 | 2444.7173 | 4059.9733 | 49.8389 | 82.768 | 197.5503 | 21.3426 | 112.2225 | 12910703.0007 | 0 | 5785716.0419 | 0 | 0 | 0 | 3106661.1367 | 8503201.2699 | 22123585.4579 | 15099801.6692 | 67529668.5763 | 961560.8286 | 30738450.8463 | 30738450.8463 | 22874378.7166 | 11949490.5493 | 0 | 99229680.2512 | 164792000.3635 | 5623413.2519 | 40.5894 | 2444.7173 | 4059.9733 | 49.8389 | 82.768
1 | 6500 | 707 | 0.04 | 15 | 15 | 7 | 7.4989e-09 | 5spot_SharedNeighbor | CO2 | Porous | Wet | R245fa | MinimizeLCOE_Brownfield | IgnoreSilica | 179.5102 | 54.1402 | 10.1493 | 4 | 2444.2594 | 4059.2031 | 49.8295 | 82.7523 | 197.5471 | 21.3411 | 116.1742 | 12911603.3632 | 0 | 5786336.9703 | 0 | 0 | 0 | 3105334.3928 | 8503277.1433 | 22123782.8648 | 15099936.4035 | 67530271.1378 | 961560.8286 | 30738450.8463 | 30738450.8463 | 22874378.7166 | 11949490.5493 | 0 | 99230282.8127 | 164792602.925 | 7498942.0933 | 40.5973 | 2444.2594 | 4059.2031 | 49.8295 | 82.7523
1 | 6500 | 707 | 0.04 | 15 | 15 | 7 | 1e-08 | 5spot_SharedNeighbor | CO2 | Porous | Wet | R245fa | MinimizeLCOE_Brownfield | IgnoreSilica | 179.5445 | 54.1511 | 10.1513 | 4 | 2443.9161 | 4058.5525 | 49.8225 | 82.7391 | 197.5425 | 21.339 | 108.3322 | 12912890.2729 | 0 | 5787220.5704 | 0 | 0 | 0 | 3104761.0084 | 8503900.0222 | 22125403.468 | 15101042.4985 | 67535217.8403 | 961560.8286 | 30738450.8463 | 30738450.8463 | 22874378.7166 | 11949490.5493 | 0 | 99235229.5153 | 164797549.6275 | 10000000 | 40.605 | 2443.9161 | 4058.5525 | 49.8225 | 82.7391
1 | 6600 | 707 | 0.04 | 15 | 15 | 7 | 1e-13 | 5spot_SharedNeighbor | CO2 | Porous | Wet | R245fa | MinimizeLCOE_Brownfield | IgnoreSilica | 3.4003 | 0.27664 | 0.029266 | 4 | 312663.6417 | 884293.829 | 6374.0712 | 18027.5258 | 134.1224 | 24.3752 | 43.8115 | 585030.8742 | 0 | 242295.6006 | 0 | 0 | 0 | 544056.4197 | 534839.3288 | 1391542.223 | 949756.1605 | 4247520.6068 | 961560.8286 | 31392914.1654 | 31392914.1654 | 23340719.2222 | 12184302.7159 | 0 | 36601995.6007 | 103519931.7042 | 100 | 0.11707 | 312663.6417 | 884293.829 | 6374.0712 | 18027.5258
1 | 6600 | 707 | 0.04 | 15 | 15 | 7 | 1.3335e-13 | 5spot_SharedNeighbor | CO2 | Porous | Wet | R245fa | MinimizeLCOE_Brownfield | IgnoreSilica | 4.689 | 0.54996 | 0.065681 | 4 | 144499.7802 | 399206.1318 | 2945.8235 | 8138.357 | 149.4587 | 25.1004 | 62.9373 | 804315.0478 | 0 | 313327.5826 | 0 | 0 | 0 | 693429.2268 | 706318.0243 | 1837694.6134 | 1254264.3345 | 5609348.8294 | 961560.8286 | 31392914.1654 | 31392914.1654 | 23340719.2222 | 12184302.7159 | 0 | 37963823.8234 | 104881759.9269 | 133.3521 | 0.26273 | 144499.7802 | 399206.1318 | 2945.8235 | 8138.357
1 | 6600 | 707 | 0.04 | 15 | 15 | 7 | 1.7783e-13 | 5spot_SharedNeighbor | CO2 | Porous | Wet | R245fa | MinimizeLCOE_Brownfield | IgnoreSilica | 6.2696 | 0.93096 | 0.11894 | 4 | 82992.2218 | 223643.6621 | 1691.9087 | 4559.2786 | 161.8343 | 25.615 | 66.2549 | 1055107.9081 | 0 | 395296.6275 | 0 | 0 | 0 | 851910.1822 | 897902.7399 | 2336158.7441 | 1594476.3461 | 7130852.5478 | 961560.8286 | 31392914.1654 | 31392914.1654 | 23340719.2222 | 12184302.7159 | 0 | 39485327.5418 | 106403263.6453 | 177.8279 | 0.47577 | 82992.2218 | 223643.6621 | 1691.9087 | 4559.2786
1 | 6600 | 707 | 0.04 | 15 | 15 | 7 | 2.3714e-13 | 5spot_SharedNeighbor | CO2 | Porous | Wet | R245fa | MinimizeLCOE_Brownfield | IgnoreSilica | 8.2723 | 1.4504 | 0.19337 | 4 | 53334.1153 | 139851.3652 | 1087.2881 | 2851.0592 | 172.0677 | 25.9985 | 68.3966 | 1349558.4074 | 0 | 493440.7629 | 0 | 0 | 0 | 1029712.7108 | 1120357.6336 | 2914940.7457 | 1989506.955 | 8897517.2154 | 961560.8286 | 31392914.1654 | 31392914.1654 | 23340719.2222 | 12184302.7159 | 0 | 41251992.2094 | 108169928.3129 | 237.1374 | 0.77346 | 53334.1153 | 139851.3652 | 1087.2881 | 2851.0592
1 | 6600 | 707 | 0.04 | 15 | 15 | 7 | 3.1623e-13 | 5spot_SharedNeighbor | CO2 | Porous | Wet | R245fa | MinimizeLCOE_Brownfield | IgnoreSilica | 10.7861 | 2.1353 | 0.29454 | 4 | 36733.6725 | 93531.7936 | 748.8656 | 1906.7721 | 180.3654 | 26.2826 | 53.1469 | 1691303.3301 | 0 | 610133.5692 | 0 | 0 | 0 | 1225589.9291 | 1375540.4631 | 3578874.1227 | 2442655.1273 | 10924096.5414 | 961560.8286 | 31392914.1654 | 31392914.1654 | 23340719.2222 | 12184302.7159 | 0 | 43278571.5354 | 110196507.6388 | 316.2278 | 1.1782 | 36733.6725 | 93531.7936 | 748.8656 | 1906.7721
1 | 6600 | 707 | 0.04 | 15 | 15 | 7 | 4.217e-13 | 5spot_SharedNeighbor | CO2 | Porous | Wet | R245fa | MinimizeLCOE_Brownfield | IgnoreSilica | 13.9682 | 3.0289 | 0.42998 | 4 | 26532.0062 | 65439.7154 | 540.8908 | 1334.0771 | 187.0994 | 26.4934 | 53.499 | 2091360.8756 | 0 | 750315.5244 | 0 | 0 | 0 | 1445447.2592 | 1671978.2271 | 4350144.377 | 2969062.9238 | 13278309.1872 | 961560.8286 | 31392914.1654 | 31392914.1654 | 23340719.2222 | 12184302.7159 | 0 | 45632784.1812 | 112550720.2846 | 421.6965 | 1.7199 | 26532.0062 | 65439.7154 | 540.8908 | 1334.0771
1 | 6600 | 707 | 0.04 | 15 | 15 | 7 | 5.6234e-13 | 5spot_SharedNeighbor | CO2 | Porous | Wet | R245fa | MinimizeLCOE_Brownfield | IgnoreSilica | 18.0017 | 4.1844 | 0.60929 | 4 | 19849.8497 | 47307.0144 | 404.666 | 964.4175 | 192.5273 | 26.6452 | 65.7705 | 2560644.1363 | 0 | 919144.8474 | 0 | 0 | 0 | 1693535.3541 | 2017596.4917 | 5249372.2055 | 3582804.3941 | 16023097.429 | 961560.8286 | 31392914.1654 | 31392914.1654 | 23340719.2222 | 12184302.7159 | 0 | 48377572.423 | 115295508.5264 | 562.3413 | 2.4372 | 19849.8497 | 47307.0144 | 404.666 | 964.4175
1 | 6600 | 707 | 0.04 | 15 | 15 | 7 | 7.4989e-13 | 5spot_SharedNeighbor | CO2 | Porous | Wet | R245fa | MinimizeLCOE_Brownfield | IgnoreSilica | 23.0862 | 5.6619 | 0.84431 | 4 | 15267.1934 | 35081.4817 | 311.2424 | 715.1835 | 196.848 | 26.745 | 48.4888 | 3108628.5785 | 0 | 1121537.59 | 0 | 0 | 0 | 1971055.0383 | 2418476.2707 | 6292379.1586 | 4294678.0712 | 19206754.7072 | 961560.8286 | 31392914.1654 | 31392914.1654 | 23340719.2222 | 12184302.7159 | 0 | 51561229.7012 | 118479165.8047 | 749.8942 | 3.3773 | 15267.1934 | 35081.4817 | 311.2424 | 715.1835
1 | 6600 | 707 | 0.04 | 15 | 15 | 7 | 1e-12 | 5spot_SharedNeighbor | CO2 | Porous | Wet | R245fa | MinimizeLCOE_Brownfield | IgnoreSilica | 29.4413 | 7.5292 | 1.1491 | 4 | 12014.7483 | 26573.8643 | 244.9369 | 541.7442 | 200.2401 | 26.7945 | 76.0288 | 3743941.1933 | 0 | 1362377.2971 | 0 | 0 | 0 | 2277257.2559 | 2879594.5411 | 7492114.3098 | 5113521.964 | 22868806.5611 | 961560.8286 | 31392914.1654 | 31392914.1654 | 23340719.2222 | 12184302.7159 | 0 | 55223281.5551 | 122141217.6586 | 1000 | 4.5963 | 12014.7483 | 26573.8643 | 244.9369 | 541.7442
1 | 6600 | 707 | 0.04 | 15 | 15 | 7 | 1.3335e-12 | 5spot_SharedNeighbor | CO2 | Porous | Wet | R245fa | MinimizeLCOE_Brownfield | IgnoreSilica | 37.3218 | 9.8656 | 1.5397 | 4 | 9645.4359 | 20510.5891 | 196.6353 | 418.1361 | 202.8638 | 26.7901 | 78.8599 | 4475540.6298 | 0 | 1647033.6333 | 0 | 0 | 0 | 2611384.0537 | 3406243.7435 | 8862347.504 | 6048734.2745 | 27051283.8388 | 961560.8286 | 31392914.1654 | 31392914.1654 | 23340719.2222 | 12184302.7159 | 0 | 59405758.8328 | 126323694.9363 | 1333.5214 | 6.159 | 9645.4359 | 20510.5891 | 196.6353 | 418.1361
1 | 6600 | 707 | 0.04 | 15 | 15 | 7 | 1.7783e-12 | 5spot_SharedNeighbor | CO2 | Porous | Wet | R245fa | MinimizeLCOE_Brownfield | IgnoreSilica | 46.9493 | 12.7439 | 2.0326 | 4 | 7885.124 | 16115.8042 | 160.7489 | 328.5425 | 204.8354 | 26.7219 | 73.9568 | 5306271.2494 | 0 | 1978954.9868 | 0 | 0 | 0 | 2967077.2556 | 3998398.3618 | 10403012.3532 | 7100269.6916 | 31753983.8985 | 961560.8286 | 31392914.1654 | 31392914.1654 | 23340719.2222 | 12184302.7159 | 0 | 64108458.8925 | 131026394.996 | 1778.2794 | 8.1303 | 7885.124 | 16115.8042 | 160.7489 | 328.5425
1 | 6600 | 707 | 0.04 | 15 | 15 | 7 | 2.3714e-12 | 5spot_SharedNeighbor | CO2 | Porous | Wet | R245fa | MinimizeLCOE_Brownfield | IgnoreSilica | 58.4102 | 16.2008 | 2.6394 | 4 | 6558.8014 | 12897.1556 | 133.71 | 262.926 | 206.2298 | 26.5753 | 81.124 | 6225927.4031 | 0 | 2356804.5418 | 0 | 0 | 0 | 3328097.3036 | 4645223.4069 | 12085918.4385 | 8248887.675 | 36890858.7689 | 961560.8286 | 31392914.1654 | 31392914.1654 | 23340719.2222 | 12184302.7159 | 0 | 69245333.7629 | 136163269.8664 | 2371.3737 | 10.5576 | 6558.8014 | 12897.1556 | 133.71 | 262.926
1 | 6600 | 707 | 0.04 | 15 | 15 | 7 | 3.1623e-12 | 5spot_SharedNeighbor | CO2 | Porous | Wet | R245fa | MinimizeLCOE_Brownfield | IgnoreSilica | 71.5554 | 20.2047 | 3.3608 | 4 | 5551.1335 | 10528.9963 | 113.1674 | 214.6478 | 207.0882 | 26.3341 | 94.083 | 7206865.1187 | 0 | 2772339.0613 | 0 | 0 | 0 | 3668371.0442 | 5322554.3375 | 13848194.5801 | 9451677.3529 | 42270001.4947 | 961560.8286 | 31392914.1654 | 31392914.1654 | 23340719.2222 | 12184302.7159 | 0 | 74624476.4887 | 141542412.5921 | 3162.2777 | 13.4431 | 5551.1335 | 10528.9963 | 113.1674 | 214.6478
1 | 6600 | 707 | 0.04 | 15 | 15 | 7 | 4.217e-12 | 5spot_SharedNeighbor | CO2 | Porous | Wet | R245fa | MinimizeLCOE_Brownfield | IgnoreSilica | 85.9157 | 24.6247 | 4.1786 | 4 | 4783.3843 | 8786.9818 | 97.5158 | 179.1345 | 207.4364 | 25.9891 | 96.0769 | 8202944.3989 | 0 | 3209153.3492 | 0 | 0 | 0 | 3955442.226 | 5993340.5899 | 15593442.8117 | 10642845.1322 | 47597168.5077 | 961560.8286 | 31392914.1654 | 31392914.1654 | 23340719.2222 | 12184302.7159 | 0 | 79951643.5017 | 146869579.6052 | 4216.965 | 16.7145 | 4783.3843 | 8786.9818 | 97.5158 | 179.1345
1 | 6600 | 707 | 0.04 | 15 | 15 | 7 | 5.6234e-12 | 5spot_SharedNeighbor | CO2 | Porous | Wet | R245fa | MinimizeLCOE_Brownfield | IgnoreSilica | 100.6876 | 29.2225 | 5.0529 | 4 | 4199.214 | 7510.1103 | 85.6067 | 153.1038 | 207.324 | 25.549 | 106.382 | 9155047.9756 | 0 | 3643451.9525 | 0 | 0 | 0 | 4157693.0333 | 6612915.2549 | 17205448.9979 | 11743072.4777 | 52517629.6919 | 961560.8286 | 31392914.1654 | 31392914.1654 | 23340719.2222 | 12184302.7159 | 0 | 84872104.6859 | 151790040.7894 | 5623.4133 | 20.2114 | 4199.214 | 7510.1103 | 85.6067 | 153.1038
1 | 6600 | 707 | 0.04 | 15 | 15 | 7 | 7.4989e-12 | 5spot_SharedNeighbor | CO2 | Porous | Wet | R245fa | MinimizeLCOE_Brownfield | IgnoreSilica | 114.9749 | 33.7201 | 5.9304 | 4 | 3756.345 | 6577.3365 | 76.5782 | 134.0879 | 206.8494 | 25.0426 | 110.9649 | 10011413.3941 | 0 | 4051489.9703 | 0 | 0 | 0 | 4260226.5754 | 7146020.6765 | 18592479.9499 | 12689749.6031 | 56751380.1694 | 961560.8286 | 31392914.1654 | 31392914.1654 | 23340719.2222 | 12184302.7159 | 0 | 89105855.1634 | 156023791.2669 | 7498.9421 | 23.7214 | 3756.345 | 6577.3365 | 76.5782 | 134.0879
1 | 6600 | 707 | 0.04 | 15 | 15 | 7 | 1e-11 | 5spot_SharedNeighbor | CO2 | Porous | Wet | R245fa | MinimizeLCOE_Brownfield | IgnoreSilica | 128.0003 | 37.8665 | 6.7584 | 4 | 3422.0159 | 5897.3772 | 69.7624 | 120.226 | 206.1445 | 24.512 | 122.4008 | 10739254.7112 | 0 | 4414697.9535 | 0 | 0 | 0 | 4268075.9545 | 7574591.1615 | 19707532.4399 | 13450795.8395 | 60154948.0601 | 961560.8286 | 31392914.1654 | 31392914.1654 | 23340719.2222 | 12184302.7159 | 0 | 92509423.0541 | 159427359.1576 | 10000 | 27.0336 | 3422.0159 | 5897.3772 | 69.7624 | 120.226
1 | 6600 | 707 | 0.04 | 15 | 15 | 7 | 1.3335e-11 | 5spot_SharedNeighbor | CO2 | Porous | Wet | R245fa | MinimizeLCOE_Brownfield | IgnoreSilica | 139.2324 | 41.4822 | 7.4966 | 4 | 3170.5316 | 5402.1546 | 64.6356 | 110.1302 | 205.3445 | 24.0015 | 126.3192 | 11327039.5334 | 0 | 4721985.1459 | 0 | 0 | 0 | 4200456.6568 | 7897297.7211 | 20547148.7117 | 14023851.1974 | 62717778.9662 | 961560.8286 | 31392914.1654 | 31392914.1654 | 23340719.2222 | 12184302.7159 | 0 | 95072253.9602 | 161990190.0637 | 13335.2143 | 29.9862 | 3170.5316 | 5402.1546 | 64.6356 | 110.1302
1 | 6600 | 707 | 0.04 | 15 | 15 | 7 | 1.7783e-11 | 5spot_SharedNeighbor | CO2 | Porous | Wet | R245fa | MinimizeLCOE_Brownfield | IgnoreSilica | 148.524 | 44.5041 | 8.1253 | 4 | 2981.8173 | 5040.7484 | 60.7884 | 102.7625 | 204.5533 | 23.5416 | 134.9487 | 11785295.2584 | 0 | 4972439.5871 | 0 | 0 | 0 | 4086040.3038 | 8129072.3082 | 21150178.644 | 14435431.5173 | 64558457.6188 | 961560.8286 | 31392914.1654 | 31392914.1654 | 23340719.2222 | 12184302.7159 | 0 | 96912932.6128 | 163830868.7163 | 17782.7941 | 32.5013 | 2981.8173 | 5040.7484 | 60.7884 | 102.7625
1 | 6600 | 707 | 0.04 | 15 | 15 | 7 | 2.3714e-11 | 5spot_SharedNeighbor | CO2 | Porous | Wet | R245fa | MinimizeLCOE_Brownfield | IgnoreSilica | 155.9971 | 46.9561 | 8.6431 | 4 | 2840.3794 | 4775.9781 | 57.905 | 97.3648 | 203.8329 | 23.1467 | 145.8705 | 12135240.3347 | 0 | 5171608.5108 | 0 | 0 | 0 | 3951898.8379 | 8290911.5965 | 21571251.2744 | 14722822.2397 | 65843732.794 | 961560.8286 | 31392914.1654 | 31392914.1654 | 23340719.2222 | 12184302.7159 | 0 | 98198207.788 | 165116143.8915 | 23713.7371 | 34.5722 | 2840.3794 | 4775.9781 | 57.905 | 97.3648
1 | 6600 | 707 | 0.04 | 15 | 15 | 7 | 3.1623e-11 | 5spot_SharedNeighbor | CO2 | Porous | Wet | R245fa | MinimizeLCOE_Brownfield | IgnoreSilica | 161.8466 | 48.8913 | 9.0575 | 4 | 2734.378 | 4581.4073 | 55.744 | 93.3982 | 203.2155 | 22.8213 | 116.8446 | 12397245.0523 | 0 | 5326171.4849 | 0 | 0 | 0 | 3815711.1115 | 8400259.783 | 21855752.8251 | 14917000.3939 | 66712140.6507 | 961560.8286 | 31392914.1654 | 31392914.1654 | 23340719.2222 | 12184302.7159 | 0 | 99066615.6447 | 165984551.7481 | 31622.7766 | 36.23 | 2734.378 | 4581.4073 | 55.744 | 93.3982
1 | 6600 | 707 | 0.04 | 15 | 15 | 7 | 4.217e-11 | 5spot_SharedNeighbor | CO2 | Porous | Wet | R245fa | MinimizeLCOE_Brownfield | IgnoreSilica | 166.3897 | 50.403 | 9.384 | 4 | 2654.9922 | 4437.7532 | 54.1256 | 90.4696 | 202.7043 | 22.5593 | 125.0007 | 12593530.7001 | 0 | 5445445.8145 | 0 | 0 | 0 | 3691125.9165 | 8474739.9481 | 22049534.9369 | 15049260.667 | 67303637.9832 | 961560.8286 | 31392914.1654 | 31392914.1654 | 23340719.2222 | 12184302.7159 | 0 | 99658112.9772 | 166576049.0806 | 42169.6503 | 37.5361 | 2654.9922 | 4437.7532 | 54.1256 | 90.4696
1 | 6600 | 707 | 0.04 | 15 | 15 | 7 | 5.6234e-11 | 5spot_SharedNeighbor | CO2 | Porous | Wet | R245fa | MinimizeLCOE_Brownfield | IgnoreSilica | 169.8586 | 51.5638 | 9.6372 | 4 | 2595.4995 | 4331.4354 | 52.9128 | 88.3022 | 202.2946 | 22.3535 | 116.8962 | 12739034.943 | 0 | 5536080.9756 | 0 | 0 | 0 | 3582458.3036 | 8524453.9466 | 22178880.5632 | 15137541.7148 | 67698450.4468 | 961560.8286 | 31392914.1654 | 31392914.1654 | 23340719.2222 | 12184302.7159 | 0 | 100052925.4408 | 166970861.5443 | 56234.1325 | 38.5486 | 2595.4995 | 4331.4354 | 52.9128 | 88.3022
1 | 6600 | 707 | 0.04 | 15 | 15 | 7 | 7.4989e-11 | 5spot_SharedNeighbor | CO2 | Porous | Wet | R245fa | MinimizeLCOE_Brownfield | IgnoreSilica | 172.4922 | 52.4489 | 9.8316 | 4 | 2550.9039 | 4252.5071 | 52.0036 | 86.6931 | 201.9722 | 22.1939 | 113.6975 | 12846932.9332 | 0 | 5604643.4539 | 0 | 0 | 0 | 3491544.7742 | 8557817.2529 | 22265685.0424 | 15196787.5555 | 67963411.0123 | 961560.8286 | 31392914.1654 | 31392914.1654 | 23340719.2222 | 12184302.7159 | 0 | 100317886.0063 | 167235822.1097 | 74989.4209 | 39.3264 | 2550.9039 | 4252.5071 | 52.0036 | 86.6931
1 | 6600 | 707 | 0.04 | 15 | 15 | 7 | 1e-10 | 5spot_SharedNeighbor | CO2 | Porous | Wet | R245fa | MinimizeLCOE_Brownfield | IgnoreSilica | 174.4802 | 53.1196 | 9.9799 | 4 | 2517.4689 | 4193.7885 | 51.322 | 85.4961 | 201.7222 | 22.0715 | 110.9957 | 12926890.1457 | 0 | 5656258.1733 | 0 | 0 | 0 | 3417558.1653 | 8580275.5289 | 22324116.8698 | 15236668.4783 | 68141767.3614 | 961560.8286 | 31392914.1654 | 31392914.1654 | 23340719.2222 | 12184302.7159 | 0 | 100496242.3554 | 167414178.4589 | 100000 | 39.9196 | 2517.4689 | 4193.7885 | 51.322 | 85.4961
1 | 6600 | 707 | 0.04 | 15 | 15 | 7 | 1.3335e-10 | 5spot_SharedNeighbor | CO2 | Porous | Wet | R245fa | MinimizeLCOE_Brownfield | IgnoreSilica | 176.005 | 53.6341 | 10.0933 | 4 | 2492.3979 | 4149.8876 | 50.8109 | 84.6011 | 201.5267 | 21.9764 | 124.0748 | 12987351.2956 | 0 | 5695768.4702 | 0 | 0 | 0 | 3359396.7126 | 8596581.4266 | 22366541.4706 | 15265624.1401 | 68271263.5156 | 961560.8286 | 31392914.1654 | 31392914.1654 | 23340719.2222 | 12184302.7159 | 0 | 100625738.5096 | 167543674.6131 | 133352.1432 | 40.3731 | 2492.3979 | 4149.8876 | 50.8109 | 84.6011
1 | 6600 | 707 | 0.04 | 15 | 15 | 7 | 1.7783e-10 | 5spot_SharedNeighbor | CO2 | Porous | Wet | R245fa | MinimizeLCOE_Brownfield | IgnoreSilica | 177.1324 | 54.0163 | 10.1785 | 4 | 2473.5973 | 4117.2094 | 50.4276 | 83.9349 | 201.3799 | 21.9055 | 120.3281 | 13031556.31 | 0 | 5724937.6981 | 0 | 0 | 0 | 3313200.0361 | 8607180.6772 | 22394118.5467 | 15284446.0612 | 68355439.3293 | 961560.8286 | 31392914.1654 | 31392914.1654 | 23340719.2222 | 12184302.7159 | 0 | 100709914.3233 | 167627850.4268 | 177827.941 | 40.7139 | 2473.5973 | 4117.2094 | 50.4276 | 83.9349
1 | 6600 | 707 | 0.04 | 15 | 15 | 7 | 2.3714e-10 | 5spot_SharedNeighbor | CO2 | Porous | Wet | R245fa | MinimizeLCOE_Brownfield | IgnoreSilica | 177.9903 | 54.3071 | 10.2431 | 4 | 2459.4983 | 4092.7372 | 50.1402 | 83.436 | 201.2669 | 21.8512 | 121.0799 | 13064915.0917 | 0 | 5747109.4602 | 0 | 0 | 0 | 3277674.7564 | 8614982.7302 | 22414417.8881 | 15298300.7789 | 68417400.7055 | 961560.8286 | 31392914.1654 | 31392914.1654 | 23340719.2222 | 12184302.7159 | 0 | 100771875.6995 | 167689811.803 | 237137.3706 | 40.9725 | 2459.4983 | 4092.7372 | 50.1402 | 83.436
1 | 6600 | 707 | 0.04 | 15 | 15 | 7 | 3.1623e-10 | 5spot_SharedNeighbor | CO2 | Porous | Wet | R245fa | MinimizeLCOE_Brownfield | IgnoreSilica | 178.6406 | 54.5276 | 10.292 | 4 | 2448.9249 | 4074.4053 | 49.9246 | 83.0623 | 201.1806 | 21.8098 | 122.9222 | 13090039.1061 | 0 | 5763901.2648 | 0 | 0 | 0 | 3250515.7728 | 8620737.896 | 22429391.649 | 15308520.6784 | 68463106.3671 | 961560.8286 | 31392914.1654 | 31392914.1654 | 23340719.2222 | 12184302.7159 | 0 | 100817581.3611 | 167735517.4646 | 316227.766 | 41.1681 | 2448.9249 | 4074.4053 | 49.9246 | 83.0623
1 | 6600 | 707 | 0.04 | 15 | 15 | 7 | 4.217e-10 | 5spot_SharedNeighbor | CO2 | Porous | Wet | R245fa | MinimizeLCOE_Brownfield | IgnoreSilica | 179.1204 | 54.6907 | 10.3286 | 4 | 2440.9955 | 4060.7235 | 49.763 | 82.7833 | 201.1165 | 21.7792 | 124.327 | 13108479.5753 | 0 | 5776280.656 | 0 | 0 | 0 | 3229529.5373 | 8624573.0097 | 22439369.8282 | 15315330.9907 | 68493563.5971 | 961560.8286 | 31392914.1654 | 31392914.1654 | 23340719.2222 | 12184302.7159 | 0 | 100848038.5911 | 167765974.6946 | 421696.5034 | 41.3143 | 2440.9955 | 4060.7235 | 49.763 | 82.7833
1 | 6600 | 707 | 0.04 | 15 | 15 | 7 | 5.6234e-10 | 5spot_SharedNeighbor | CO2 | Porous | Wet | R245fa | MinimizeLCOE_Brownfield | IgnoreSilica | 179.4862 | 54.815 | 10.3562 | 4 | 2435.049 | 4050.4519 | 49.6418 | 82.5739 | 201.0674 | 21.7557 | 115.6075 | 13122491.1755 | 0 | 5785716.0419 | 0 | 0 | 0 | 3213725.7822 | 8627553.8698 | 22447125.4147 | 15320624.3378 | 68517236.622 | 961560.8286 | 31392914.1654 | 31392914.1654 | 23340719.2222 | 12184302.7159 | 0 | 100871711.616 | 167789647.7195 | 562341.3252 | 41.4249 | 2435.049 | 4050.4519 | 49.6418 | 82.5739
1 | 6600 | 707 | 0.04 | 15 | 15 | 7 | 7.4989e-10 | 5spot_SharedNeighbor | CO2 | Porous | Wet | R245fa | MinimizeLCOE_Brownfield | IgnoreSilica | 179.7466 | 54.9041 | 10.3766 | 4 | 2430.5896 | 4042.8211 | 49.5509 | 82.4184 | 201.0323 | 21.739 | 120.4829 | 13132433.7576 | 0 | 5792430.5101 | 0 | 0 | 0 | 3201371.9666 | 8629232.1314 | 22451491.9069 | 15323604.5585 | 68530564.8311 | 961560.8286 | 31392914.1654 | 31392914.1654 | 23340719.2222 | 12184302.7159 | 0 | 100885039.8251 | 167802975.9285 | 749894.2093 | 41.5064 | 2430.5896 | 4042.8211 | 49.5509 | 82.4184
1 | 6600 | 707 | 0.04 | 15 | 15 | 7 | 1e-09 | 5spot_SharedNeighbor | CO2 | Porous | Wet | R245fa | MinimizeLCOE_Brownfield | IgnoreSilica | 179.9512 | 54.9738 | 10.3922 | 4 | 2427.2453 | 4037.0613 | 49.4827 | 82.301 | 201.0046 | 21.7258 | 119.3068 | 13140235.1424 | 0 | 5797706.3416 | 0 | 0 | 0 | 3192285.7194 | 8630788.6093 | 22455541.5433 | 15326368.5185 | 68542925.8746 | 961560.8286 | 31392914.1654 | 31392914.1654 | 23340719.2222 | 12184302.7159 | 0 | 100897400.8685 | 167815336.972 | 1000000 | 41.5687 | 2427.2453 | 4037.0613 | 49.4827 | 82.301
1 | 6600 | 707 | 0.04 | 15 | 15 | 7 | 1.3335e-09 | 5spot_SharedNeighbor | CO2 | Porous | Wet | R245fa | MinimizeLCOE_Brownfield | IgnoreSilica | 180.1144 | 55.0288 | 10.4041 | 4 | 2424.7374 | 4032.7015 | 49.4316 | 82.2121 | 200.9826 | 21.7153 | 127.9158 | 13146447.7281 | 0 | 5801911.596 | 0 | 0 | 0 | 3185687.8184 | 8632278.3856 | 22459417.6355 | 15329014.0311 | 68554757.1948 | 961560.8286 | 31392914.1654 | 31392914.1654 | 23340719.2222 | 12184302.7159 | 0 | 100909232.1888 | 167827168.2922 | 1333521.4322 | 41.6166 | 2424.7374 | 4032.7015 | 49.4316 | 82.2121
1 | 6600 | 707 | 0.04 | 15 | 15 | 7 | 1.7783e-09 | 5spot_SharedNeighbor | CO2 | Porous | Wet | R245fa | MinimizeLCOE_Brownfield | IgnoreSilica | 180.2265 | 55.0671 | 10.4128 | 4 | 2422.8567 | 4029.4799 | 49.3932 | 82.1464 | 200.9674 | 21.7081 | 128.9253 | 13150705.9127 | 0 | 5804799.1417 | 0 | 0 | 0 | 3180442.294 | 8633019.4659 | 22461345.7745 | 15330330.0256 | 68560642.6144 | 961560.8286 | 31392914.1654 | 31392914.1654 | 23340719.2222 | 12184302.7159 | 0 | 100915117.6084 | 167833053.7118 | 1778279.41 | 41.6513 | 2422.8567 | 4029.4799 | 49.3932 | 82.1464
1 | 6600 | 707 | 0.04 | 15 | 15 | 7 | 2.3714e-09 | 5spot_SharedNeighbor | CO2 | Porous | Wet | R245fa | MinimizeLCOE_Brownfield | IgnoreSilica | 180.3191 | 55.0983 | 10.4196 | 4 | 2421.4464 | 4027.0266 | 49.3645 | 82.0964 | 200.9549 | 21.7021 | 125.0632 | 13154224.7282 | 0 | 5807185.272 | 0 | 0 | 0 | 3176722.9937 | 8633871.8676 | 22463563.5489 | 15331843.7022 | 68567412.1125 | 961560.8286 | 31392914.1654 | 31392914.1654 | 23340719.2222 | 12184302.7159 | 0 | 100921887.1065 | 167839823.21 | 2371373.7057 | 41.6783 | 2421.4464 | 4027.0266 | 49.3645 | 82.0964
1 | 6600 | 707 | 0.04 | 15 | 15 | 7 | 3.1623e-09 | 5spot_SharedNeighbor | CO2 | Porous | Wet | R245fa | MinimizeLCOE_Brownfield | IgnoreSilica | 180.3728 | 55.1172 | 10.4242 | 4 | 2420.3887 | 4025.2576 | 49.3429 | 82.0603 | 200.9475 | 21.6987 | 119.9801 | 13156259.5357 | 0 | 5808569.1153 | 0 | 0 | 0 | 3173509.384 | 8633951.8337 | 22463771.6041 | 15331985.7042 | 68568047.177 | 961560.8286 | 31392914.1654 | 31392914.1654 | 23340719.2222 | 12184302.7159 | 0 | 100922522.171 | 167840458.2745 | 3162277.6602 | 41.6968 | 2420.3887 | 4025.2576 | 49.3429 | 82.0603
1 | 6600 | 707 | 0.04 | 15 | 15 | 7 | 4.217e-09 | 5spot_SharedNeighbor | CO2 | Porous | Wet | R245fa | MinimizeLCOE_Brownfield | IgnoreSilica | 180.4239 | 55.1345 | 10.428 | 4 | 2419.5956 | 4023.883 | 49.3267 | 82.0323 | 200.9406 | 21.6954 | 128.8015 | 13158199.1191 | 0 | 5809885.8486 | 0 | 0 | 0 | 3171382.3645 | 8634392.2595 | 22464917.5019 | 15332767.803 | 68571544.8966 | 961560.8286 | 31392914.1654 | 31392914.1654 | 23340719.2222 | 12184302.7159 | 0 | 100926019.8906 | 167843955.9941 | 4216965.0343 | 41.7119 | 2419.5956 | 4023.883 | 49.3267 | 82.0323
1 | 6600 | 707 | 0.04 | 15 | 15 | 7 | 5.6234e-09 | 5spot_SharedNeighbor | CO2 | Porous | Wet | R245fa | MinimizeLCOE_Brownfield | IgnoreSilica | 180.4628 | 55.1476 | 10.4308 | 4 | 2419.0008 | 4022.8498 | 49.3146 | 82.0112 | 200.9353 | 21.6929 | 130.9908 | 13159674.7277 | 0 | 5810887.8338 | 0 | 0 | 0 | 3169799.9031 | 8634741.3612 | 22465825.7929 | 15333387.7302 | 68574317.349 | 961560.8286 | 31392914.1654 | 31392914.1654 | 23340719.2222 | 12184302.7159 | 0 | 100928792.343 | 167846728.4464 | 5623413.2519 | 41.7233 | 2419.0008 | 4022.8498 | 49.3146 | 82.0112
1 | 6600 | 707 | 0.04 | 15 | 15 | 7 | 7.4989e-09 | 5spot_SharedNeighbor | CO2 | Porous | Wet | R245fa | MinimizeLCOE_Brownfield | IgnoreSilica | 180.4971 | 55.1589 | 10.4331 | 4 | 2418.5548 | 4022.0525 | 49.3055 | 81.995 | 200.9307 | 21.6906 | 123.6524 | 13160975.8038 | 0 | 5811770.4992 | 0 | 0 | 0 | 3168746.6557 | 8635182.2539 | 22466972.9052 | 15334170.6579 | 68577818.7758 | 961560.8286 | 31392914.1654 | 31392914.1654 | 23340719.2222 | 12184302.7159 | 0 | 100932293.7698 | 167850229.8732 | 7498942.0933 | 41.7325 | 2418.5548 | 4022.0525 | 49.3055 | 81.995
1 | 6600 | 707 | 0.04 | 15 | 15 | 7 | 1e-08 | 5spot_SharedNeighbor | CO2 | Porous | Wet | R245fa | MinimizeLCOE_Brownfield | IgnoreSilica | 180.5165 | 55.1656 | 10.4347 | 4 | 2418.2204 | 4021.4824 | 49.2987 | 81.9834 | 200.928 | 21.6894 | 125.2376 | 13161712.4498 | 0 | 5812271.4566 | 0 | 0 | 0 | 3167790.8079 | 8635292.1386 | 22467258.8026 | 15334365.7888 | 68578691.4443 | 961560.8286 | 31392914.1654 | 31392914.1654 | 23340719.2222 | 12184302.7159 | 0 | 100933166.4383 | 167851102.5417 | 10000000 | 41.7386 | 2418.2204 | 4021.4824 | 49.2987 | 81.9834
1 | 6700 | 707 | 0.04 | 15 | 15 | 7 | 1e-13 | 5spot_SharedNeighbor | CO2 | Porous | Wet | R245fa | MinimizeLCOE_Brownfield | IgnoreSilica | 3.4781 | 0.28751 | 0.030937 | 4 | 302143.6279 | 853960.6858 | 6159.6065 | 17409.1436 | 136.3391 | 24.8364 | 56.1973 | 604330.2919 | 0 | 246720.1643 | 0 | 0 | 0 | 561638.1791 | 550948.5678 | 1433455.1582 | 978362.6 | 4375454.9613 | 961560.8286 | 32053237.5753 | 32053237.5753 | 23812626.8141 | 12421458.9187 | 0 | 37390253.3652 | 105677576.6734 | 100 | 0.12375 | 302143.6279 | 853960.6858 | 6159.6065 | 17409.1436
1 | 6700 | 707 | 0.04 | 15 | 15 | 7 | 1.3335e-13 | 5spot_SharedNeighbor | CO2 | Porous | Wet | R245fa | MinimizeLCOE_Brownfield | IgnoreSilica | 4.8035 | 0.57176 | 0.069122 | 4 | 140341.2393 | 387321.5823 | 2861.046 | 7896.0743 | 152.0289 | 25.5731 | 35.717 | 831957.663 | 0 | 319432.8623 | 0 | 0 | 0 | 717360.6879 | 728812.9732 | 1896221.8561 | 1294210.3802 | 5787996.4227 | 961560.8286 | 32053237.5753 | 32053237.5753 | 23812626.8141 | 12421458.9187 | 0 | 38802794.8266 | 107090118.1348 | 133.3521 | 0.27649 | 140341.2393 | 387321.5823 | 2861.046 | 7896.0743
1 | 6700 | 707 | 0.04 | 15 | 15 | 7 | 1.7783e-13 | 5spot_SharedNeighbor | CO2 | Porous | Wet | R245fa | MinimizeLCOE_Brownfield | IgnoreSilica | 6.4009 | 0.96312 | 0.12479 | 4 | 80831.8819 | 217641.4951 | 1647.8672 | 4436.9163 | 164.4797 | 26.0873 | 58.2196 | 1087729.7238 | 0 | 401907.24 | 0 | 0 | 0 | 877534.1714 | 923196.7427 | 2401968.5508 | 1639392.8914 | 7331729.3201 | 961560.8286 | 32053237.5753 | 32053237.5753 | 23812626.8141 | 12421458.9187 | 0 | 40346527.724 | 108633851.0322 | 177.8279 | 0.49914 | 80831.8819 | 217641.4951 | 1647.8672 | 4436.9163
1 | 6700 | 707 | 0.04 | 15 | 15 | 7 | 2.3714e-13 | 5spot_SharedNeighbor | CO2 | Porous | Wet | R245fa | MinimizeLCOE_Brownfield | IgnoreSilica | 8.4427 | 1.4995 | 0.20254 | 4 | 52039.8137 | 136330.2001 | 1060.902 | 2779.2755 | 174.8881 | 26.4749 | 63.6891 | 1390744.6867 | 0 | 501555.6806 | 0 | 0 | 0 | 1060292.0405 | 1151511.039 | 2995995.5161 | 2044828.5013 | 9144927.4641 | 961560.8286 | 32053237.5753 | 32053237.5753 | 23812626.8141 | 12421458.9187 | 0 | 42159725.868 | 110447049.1762 | 237.1374 | 0.81014 | 52039.8137 | 136330.2001 | 1060.902 | 2779.2755
1 | 6700 | 707 | 0.04 | 15 | 15 | 7 | 3.1623e-13 | 5spot_SharedNeighbor | CO2 | Porous | Wet | R245fa | MinimizeLCOE_Brownfield | IgnoreSilica | 10.9908 | 2.2036 | 0.30807 | 4 | 35888.3108 | 91303.6117 | 731.6318 | 1861.3476 | 183.2892 | 26.7607 | 51.2576 | 1740483.4145 | 0 | 619378.0103 | 0 | 0 | 0 | 1259393.5573 | 1411509.443 | 3672458.0302 | 2506528.0671 | 11209750.5223 | 961560.8286 | 32053237.5753 | 32053237.5753 | 23812626.8141 | 12421458.9187 | 0 | 44224548.9263 | 112511872.2345 | 316.2278 | 1.2323 | 35888.3108 | 91303.6117 | 731.6318 | 1861.3476
1 | 6700 | 707 | 0.04 | 15 | 15 | 7 | 4.217e-13 | 5spot_SharedNeighbor | CO2 | Porous | Wet | R245fa | MinimizeLCOE_Brownfield | IgnoreSilica | 14.246 | 3.1288 | 0.4495 | 4 | 25946.9556 | 63926.7848 | 528.9638 | 1303.234 | 190.1721 | 26.9746 | 62.9351 | 2153701.7926 | 0 | 762231.1178 | 0 | 0 | 0 | 1487176.9487 | 1717212.845 | 4467835.574 | 3049389.5841 | 13637547.8622 | 961560.8286 | 32053237.5753 | 32053237.5753 | 23812626.8141 | 12421458.9187 | 0 | 46652346.2661 | 114939669.5743 | 421.6965 | 1.798 | 25946.9556 | 63926.7848 | 528.9638 | 1303.234
1 | 6700 | 707 | 0.04 | 15 | 15 | 7 | 5.6234e-13 | 5spot_SharedNeighbor | CO2 | Porous | Wet | R245fa | MinimizeLCOE_Brownfield | IgnoreSilica | 18.3501 | 4.32 | 0.6365 | 4 | 19427.6628 | 46249.2287 | 396.0592 | 942.8531 | 195.687 | 27.1272 | 70.7661 | 2635794.1816 | 0 | 933348.1788 | 0 | 0 | 0 | 1741289.2506 | 2071068.3283 | 5388494.9557 | 3677758.5298 | 16447753.4248 | 961560.8286 | 32053237.5753 | 32053237.5753 | 23812626.8141 | 12421458.9187 | 0 | 49462551.8287 | 117749875.1369 | 562.3413 | 2.546 | 19427.6628 | 46249.2287 | 396.0592 | 942.8531
1 | 6700 | 707 | 0.04 | 15 | 15 | 7 | 7.4989e-13 | 5spot_SharedNeighbor | CO2 | Porous | Wet | R245fa | MinimizeLCOE_Brownfield | IgnoreSilica | 23.5272 | 5.844 | 0.88154 | 4 | 14952.6695 | 34318.6148 | 304.8304 | 699.6314 | 200.0822 | 27.2268 | 53.6564 | 3199193.6537 | 0 | 1138644.2967 | 0 | 0 | 0 | 2026067.9564 | 2481923.3037 | 6457455.3237 | 4407345.9459 | 19710630.4801 | 961560.8286 | 32053237.5753 | 32053237.5753 | 23812626.8141 | 12421458.9187 | 0 | 52725428.884 | 121012752.1922 | 749.8942 | 3.5262 | 14952.6695 | 34318.6148 | 304.8304 | 699.6314
1 | 6700 | 707 | 0.04 | 15 | 15 | 7 | 1e-12 | 5spot_SharedNeighbor | CO2 | Porous | Wet | R245fa | MinimizeLCOE_Brownfield | IgnoreSilica | 30 | 7.7707 | 1.1992 | 4 | 11774.417 | 26010.2745 | 240.0374 | 530.2546 | 203.5343 | 27.2749 | 65.0999 | 3852597.8208 | 0 | 1383022.7577 | 0 | 0 | 0 | 2340560.8843 | 2954710.7705 | 7687551.3302 | 5246911.7463 | 23465355.3097 | 961560.8286 | 32053237.5753 | 32053237.5753 | 23812626.8141 | 12421458.9187 | 0 | 56480153.7137 | 124767477.0219 | 1000 | 4.7969 | 11774.417 | 26010.2745 | 240.0374 | 530.2546
1 | 6700 | 707 | 0.04 | 15 | 15 | 7 | 1.3335e-12 | 5spot_SharedNeighbor | CO2 | Porous | Wet | R245fa | MinimizeLCOE_Brownfield | IgnoreSilica | 38.0166 | 10.1788 | 1.6061 | 4 | 9457.9274 | 20087.2895 | 192.8126 | 409.5066 | 206.2014 | 27.2671 | 71.5589 | 4604108.5083 | 0 | 1671516.1452 | 0 | 0 | 0 | 2682877.9681 | 3493816.0224 | 9090192.6101 | 6204243.2412 | 27746754.4953 | 961560.8286 | 32053237.5753 | 32053237.5753 | 23812626.8141 | 12421458.9187 | 0 | 60761552.8992 | 129048876.2074 | 1333.5214 | 6.4244 | 9457.9274 | 20087.2895 | 192.8126 | 409.5066
1 | 6700 | 707 | 0.04 | 15 | 15 | 7 | 1.7783e-12 | 5spot_SharedNeighbor | CO2 | Porous | Wet | R245fa | MinimizeLCOE_Brownfield | IgnoreSilica | 47.7971 | 13.1419 | 2.1188 | 4 | 7736.2458 | 15793.4015 | 157.7138 | 321.9699 | 208.2038 | 27.1933 | 74.8042 | 5456328.8727 | 0 | 2007489.9225 | 0 | 0 | 0 | 3046362.5538 | 4098970.7261 | 10664681.0148 | 7278863.9299 | 32552697.0199 | 961560.8286 | 32053237.5753 | 32053237.5753 | 23812626.8141 | 12421458.9187 | 0 | 65567495.4238 | 133854818.732 | 1778.2794 | 8.4754 | 7736.2458 | 15793.4015 | 157.7138 | 321.9699
1 | 6700 | 707 | 0.04 | 15 | 15 | 7 | 2.3714e-12 | 5spot_SharedNeighbor | CO2 | Porous | Wet | R245fa | MinimizeLCOE_Brownfield | IgnoreSilica | 59.4165 | 16.6942 | 2.7491 | 4 | 6438.8363 | 12648.7997 | 131.2644 | 257.8629 | 209.6172 | 27.0381 | 89.9236 | 6397882.1926 | 0 | 2389230.8082 | 0 | 0 | 0 | 3413794.7257 | 4758354.0133 | 12380261.0701 | 8449782.5693 | 37789305.3792 | 961560.8286 | 32053237.5753 | 32053237.5753 | 23812626.8141 | 12421458.9187 | 0 | 70804103.7831 | 139091427.0913 | 2371.3737 | 10.9964 | 6438.8363 | 12648.7997 | 131.2644 | 257.8629
1 | 6700 | 707 | 0.04 | 15 | 15 | 7 | 3.1623e-12 | 5spot_SharedNeighbor | CO2 | Porous | Wet | R245fa | MinimizeLCOE_Brownfield | IgnoreSilica | 72.7345 | 20.8055 | 3.4972 | 4 | 5453.2301 | 10334.8163 | 111.1715 | 210.6892 | 210.4844 | 26.7846 | 83.4326 | 7401415.01 | 0 | 2808825.737 | 0 | 0 | 0 | 3759913.7131 | 5448360.2395 | 14175515.7307 | 9675080.7639 | 43269111.1943 | 961560.8286 | 32053237.5753 | 32053237.5753 | 23812626.8141 | 12421458.9187 | 0 | 76283909.5982 | 144571232.9064 | 3162.2777 | 13.9888 | 5453.2301 | 10334.8163 | 111.1715 | 210.6892
1 | 6700 | 707 | 0.04 | 15 | 15 | 7 | 4.217e-12 | 5spot_SharedNeighbor | CO2 | Porous | Wet | R245fa | MinimizeLCOE_Brownfield | IgnoreSilica | 87.2265 | 25.3275 | 4.3425 | 4 | 4702.5276 | 8633.8444 | 95.8674 | 176.0126 | 210.8303 | 26.4246 | 80.7837 | 8416297.2613 | 0 | 3248262.6388 | 0 | 0 | 0 | 4048885.2185 | 6128243.5962 | 15944432.7618 | 10882402.9853 | 48668524.4619 | 961560.8286 | 32053237.5753 | 32053237.5753 | 23812626.8141 | 12421458.9187 | 0 | 81683322.8659 | 149970646.1741 | 4216.965 | 17.3701 | 4702.5276 | 8633.8444 | 95.8674 | 176.0126
1 | 6700 | 707 | 0.04 | 15 | 15 | 7 | 5.6234e-12 | 5spot_SharedNeighbor | CO2 | Porous | Wet | R245fa | MinimizeLCOE_Brownfield | IgnoreSilica | 102.0908 | 30.0182 | 5.2433 | 4 | 4131.5871 | 7387.5246 | 84.228 | 150.6047 | 210.7095 | 25.9679 | 90.5898 | 9383469.0895 | 0 | 3684016.8681 | 0 | 0 | 0 | 4250331.0765 | 6753948.6433 | 17572388.9445 | 11993516.5311 | 53637671.153 | 961560.8286 | 32053237.5753 | 32053237.5753 | 23812626.8141 | 12421458.9187 | 0 | 86652469.5569 | 154939792.8651 | 5623.4133 | 20.9732 | 4131.5871 | 7387.5246 | 84.228 | 150.6047
1 | 6700 | 707 | 0.04 | 15 | 15 | 7 | 7.4989e-12 | 5spot_SharedNeighbor | CO2 | Porous | Wet | R245fa | MinimizeLCOE_Brownfield | IgnoreSilica | 116.4144 | 34.5905 | 6.1441 | 4 | 3698.965 | 6477.5348 | 75.4084 | 132.0533 | 210.2249 | 25.4453 | 114.0829 | 10250120.2871 | 0 | 4092019.9421 | 0 | 0 | 0 | 4349435.1457 | 7289714.3962 | 18966341.5329 | 12944917.8155 | 57892549.1195 | 961560.8286 | 32053237.5753 | 32053237.5753 | 23812626.8141 | 12421458.9187 | 0 | 90907347.5234 | 159194670.8316 | 7498.9421 | 24.5764 | 3698.965 | 6477.5348 | 75.4084 | 132.0533
1 | 6700 | 707 | 0.04 | 15 | 15 | 7 | 1e-11 | 5spot_SharedNeighbor | CO2 | Porous | Wet | R245fa | MinimizeLCOE_Brownfield | IgnoreSilica | 129.4159 | 38.7884 | 6.9908 | 4 | 3372.528 | 5814.5602 | 68.7535 | 118.5377 | 209.5131 | 24.9012 | 127.3058 | 10983536.2789 | 0 | 4453714.1839 | 0 | 0 | 0 | 4351983.0123 | 7717801.0553 | 20080135.2072 | 13705104.8844 | 61292274.6219 | 961560.8286 | 32053237.5753 | 32053237.5753 | 23812626.8141 | 12421458.9187 | 0 | 94307073.0258 | 162594396.334 | 10000 | 27.9633 | 3372.528 | 5814.5602 | 68.7535 | 118.5377
1 | 6700 | 707 | 0.04 | 15 | 15 | 7 | 1.3335e-11 | 5spot_SharedNeighbor | CO2 | Porous | Wet | R245fa | MinimizeLCOE_Brownfield | IgnoreSilica | 140.5897 | 42.4373 | 7.7432 | 4 | 3127.0812 | 5331.838 | 63.7498 | 108.6967 | 208.7105 | 24.3801 | 125.8168 | 11573950.8064 | 0 | 4758774.0786 | 0 | 0 | 0 | 4278897.9125 | 8038532.891 | 20914613.6525 | 14274653.5702 | 63839422.9111 | 961560.8286 | 32053237.5753 | 32053237.5753 | 23812626.8141 | 12421458.9187 | 0 | 96854221.315 | 165141544.6232 | 13335.2143 | 30.9727 | 3127.0812 | 5331.838 | 63.7498 | 108.6967
1 | 6700 | 707 | 0.04 | 15 | 15 | 7 | 1.7783e-11 | 5spot_SharedNeighbor | CO2 | Porous | Wet | R245fa | MinimizeLCOE_Brownfield | IgnoreSilica | 149.8346 | 45.4869 | 8.3831 | 4 | 2942.9575 | 4979.4067 | 59.9962 | 101.5119 | 207.918 | 23.9111 | 123.7829 | 12034443.2792 | 0 | 5007511.0947 | 0 | 0 | 0 | 4160718.4182 | 8269042.3889 | 21514352.0821 | 14683987.3718 | 65670054.6349 | 961560.8286 | 32053237.5753 | 32053237.5753 | 23812626.8141 | 12421458.9187 | 0 | 98684853.0388 | 166972176.347 | 17782.7941 | 33.5325 | 2942.9575 | 4979.4067 | 59.9962 | 101.5119
1 | 6700 | 707 | 0.04 | 15 | 15 | 7 | 2.3714e-11 | 5spot_SharedNeighbor | CO2 | Porous | Wet | R245fa | MinimizeLCOE_Brownfield | IgnoreSilica | 157.225 | 47.9478 | 8.9081 | 4 | 2804.9941 | 4721.4381 | 57.1836 | 96.2529 | 207.2014 | 23.5113 | 132.2671 | 12384057.2328 | 0 | 5204148.3563 | 0 | 0 | 0 | 4022428.7868 | 8428147.4066 | 21928310.7013 | 14966522.6353 | 66933615.1191 | 961560.8286 | 32053237.5753 | 32053237.5753 | 23812626.8141 | 12421458.9187 | 0 | 99948413.523 | 168235736.8312 | 23713.7371 | 35.6323 | 2804.9941 | 4721.4381 | 57.1836 | 96.2529
1 | 6700 | 707 | 0.04 | 15 | 15 | 7 | 3.1623e-11 | 5spot_SharedNeighbor | CO2 | Porous | Wet | R245fa | MinimizeLCOE_Brownfield | IgnoreSilica | 163.0381 | 49.898 | 9.3288 | 4 | 2701.6145 | 4531.6343 | 55.0761 | 92.3835 | 206.585 | 23.1804 | 121.4583 | 12647177.1169 | 0 | 5357516.9335 | 0 | 0 | 0 | 3884420.8673 | 8536754.8179 | 22210884.9069 | 15159385.337 | 67796139.9793 | 961560.8286 | 32053237.5753 | 32053237.5753 | 23812626.8141 | 12421458.9187 | 0 | 100810938.3833 | 169098261.6915 | 31622.7766 | 37.3151 | 2701.6145 | 4531.6343 | 55.0761 | 92.3835
1 | 6700 | 707 | 0.04 | 15 | 15 | 7 | 4.217e-11 | 5spot_SharedNeighbor | CO2 | Porous | Wet | R245fa | MinimizeLCOE_Brownfield | IgnoreSilica | 167.5151 | 51.4102 | 9.6588 | 4 | 2624.2036 | 4391.6895 | 53.4979 | 89.5305 | 206.079 | 22.9165 | 120.1574 | 12842696.197 | 0 | 5474890.5079 | 0 | 0 | 0 | 3757473.3048 | 8609273.4038 | 22399563.3918 | 15288162.2799 | 68372059.0852 | 961560.8286 | 32053237.5753 | 32053237.5753 | 23812626.8141 | 12421458.9187 | 0 | 101386857.4891 | 169674180.7973 | 42169.6503 | 38.6353 | 2624.2036 | 4391.6895 | 53.4979 | 89.5305
1 | 6700 | 707 | 0.04 | 15 | 15 | 7 | 5.6234e-11 | 5spot_SharedNeighbor | CO2 | Porous | Wet | R245fa | MinimizeLCOE_Brownfield | IgnoreSilica | 170.9575 | 52.5783 | 9.9153 | 4 | 2566.1971 | 4287.9693 | 52.3154 | 87.4161 | 205.671 | 22.7078 | 124.2707 | 12988694.8436 | 0 | 5564714.5934 | 0 | 0 | 0 | 3647976.9091 | 8658540.675 | 22527746.7254 | 15375650.039 | 68763323.7855 | 961560.8286 | 32053237.5753 | 32053237.5753 | 23812626.8141 | 12421458.9187 | 0 | 101778122.1894 | 170065445.4976 | 56234.1325 | 39.6611 | 2566.1971 | 4287.9693 | 52.3154 | 87.4161
1 | 6700 | 707 | 0.04 | 15 | 15 | 7 | 7.4989e-11 | 5spot_SharedNeighbor | CO2 | Porous | Wet | R245fa | MinimizeLCOE_Brownfield | IgnoreSilica | 173.5593 | 53.4656 | 10.1118 | 4 | 2522.7193 | 4211.022 | 51.429 | 85.8474 | 205.3514 | 22.5467 | 104.0969 | 13096490.2853 | 0 | 5632362.8227 | 0 | 0 | 0 | 3556195.0809 | 8691168.7937 | 22612638.3973 | 15433590.3494 | 69022445.7293 | 961560.8286 | 32053237.5753 | 32053237.5753 | 23812626.8141 | 12421458.9187 | 0 | 102037244.1333 | 170324567.4415 | 74989.4209 | 40.4473 | 2522.7193 | 4211.022 | 51.429 | 85.8474
1 | 6700 | 707 | 0.04 | 15 | 15 | 7 | 1e-10 | 5spot_SharedNeighbor | CO2 | Porous | Wet | R245fa | MinimizeLCOE_Brownfield | IgnoreSilica | 175.5271 | 54.1389 | 10.2618 | 4 | 2490.1244 | 4153.7529 | 50.7646 | 84.6799 | 205.1032 | 22.4229 | 124.1249 | 13176546.1123 | 0 | 5683393.5353 | 0 | 0 | 0 | 3481749.6818 | 8713258.8385 | 22670112.1625 | 15472817.3752 | 69197877.7056 | 961560.8286 | 32053237.5753 | 32053237.5753 | 23812626.8141 | 12421458.9187 | 0 | 102212676.1095 | 170499999.4177 | 100000 | 41.0472 | 2490.1244 | 4153.7529 | 50.7646 | 84.6799
1 | 6700 | 707 | 0.04 | 15 | 15 | 7 | 1.3335e-10 | 5spot_SharedNeighbor | CO2 | Porous | Wet | R245fa | MinimizeLCOE_Brownfield | IgnoreSilica | 177.0204 | 54.6507 | 10.376 | 4 | 2465.6847 | 4111.0099 | 50.2663 | 83.8085 | 204.9111 | 22.3278 | 123.6306 | 13236440.0714 | 0 | 5722040.1314 | 0 | 0 | 0 | 3422831.2678 | 8728711.4736 | 22710316.7493 | 15500257.8317 | 69320597.5253 | 961560.8286 | 32053237.5753 | 32053237.5753 | 23812626.8141 | 12421458.9187 | 0 | 102335395.9292 | 170622719.2374 | 133352.1432 | 41.5038 | 2465.6847 | 4111.0099 | 50.2663 | 83.8085
1 | 6700 | 707 | 0.04 | 15 | 15 | 7 | 1.7783e-10 | 5spot_SharedNeighbor | CO2 | Porous | Wet | R245fa | MinimizeLCOE_Brownfield | IgnoreSilica | 178.1413 | 55.0359 | 10.4623 | 4 | 2447.3582 | 4079.1115 | 49.8927 | 83.1582 | 204.7647 | 22.2558 | 119.0194 | 13280910.6315 | 0 | 5751008.4463 | 0 | 0 | 0 | 3376582.7142 | 8739315.6989 | 22737906.7683 | 15519088.5867 | 69404812.8459 | 961560.8286 | 32053237.5753 | 32053237.5753 | 23812626.8141 | 12421458.9187 | 0 | 102419611.2498 | 170706934.558 | 177827.941 | 41.849 | 2447.3582 | 4079.1115 | 49.8927 | 83.1582
1 | 6700 | 707 | 0.04 | 15 | 15 | 7 | 2.3714e-10 | 5spot_SharedNeighbor | CO2 | Porous | Wet | R245fa | MinimizeLCOE_Brownfield | IgnoreSilica | 178.987 | 55.3268 | 10.5275 | 4 | 2433.6152 | 4055.2563 | 49.6125 | 82.6719 | 204.6531 | 22.2011 | 129.2767 | 13314183.3619 | 0 | 5772839.9079 | 0 | 0 | 0 | 3340832.6771 | 8746863.8193 | 22757545.4293 | 15532492.3763 | 69464757.5717 | 961560.8286 | 32053237.5753 | 32053237.5753 | 23812626.8141 | 12421458.9187 | 0 | 102479555.9757 | 170766879.2839 | 237137.3706 | 42.11 | 2433.6152 | 4055.2563 | 49.6125 | 82.6719
1 | 6700 | 707 | 0.04 | 15 | 15 | 7 | 3.1623e-10 | 5spot_SharedNeighbor | CO2 | Porous | Wet | R245fa | MinimizeLCOE_Brownfield | IgnoreSilica | 179.6151 | 55.5435 | 10.5765 | 4 | 2423.309 | 4037.4447 | 49.4024 | 82.3088 | 204.5694 | 22.1603 | 118.3821 | 13338735.0404 | 0 | 5789039.9755 | 0 | 0 | 0 | 3313159.3484 | 8751964.4021 | 22770816.0995 | 15541549.8814 | 69505264.7472 | 961560.8286 | 32053237.5753 | 32053237.5753 | 23812626.8141 | 12421458.9187 | 0 | 102520063.1511 | 170807386.4593 | 316227.766 | 42.3058 | 2423.309 | 4037.4447 | 49.4024 | 82.3088
1 | 6700 | 707 | 0.04 | 15 | 15 | 7 | 4.217e-10 | 5spot_SharedNeighbor | CO2 | Porous | Wet | R245fa | MinimizeLCOE_Brownfield | IgnoreSilica | 180.1 | 55.7103 | 10.6137 | 4 | 2415.5802 | 4024.0526 | 49.2449 | 82.0358 | 204.5045 | 22.1287 | 124.1258 | 13357603.7646 | 0 | 5801540.0273 | 0 | 0 | 0 | 3292392.8438 | 8756099.2879 | 22781574.2242 | 15548892.5225 | 69538102.6702 | 961560.8286 | 32053237.5753 | 32053237.5753 | 23812626.8141 | 12421458.9187 | 0 | 102552901.0741 | 170840224.3823 | 421696.5034 | 42.4548 | 2415.5802 | 4024.0526 | 49.2449 | 82.0358
1 | 6700 | 707 | 0.04 | 15 | 15 | 7 | 5.6234e-10 | 5spot_SharedNeighbor | CO2 | Porous | Wet | R245fa | MinimizeLCOE_Brownfield | IgnoreSilica | 180.4628 | 55.8352 | 10.6417 | 4 | 2409.7842 | 4014.0295 | 49.1267 | 81.8314 | 204.4557 | 22.105 | 129.6244 | 13371668.1841 | 0 | 5810887.8338 | 0 | 0 | 0 | 3276569.2386 | 8759058.85 | 22789274.3977 | 15554148.0492 | 69561606.5534 | 961560.8286 | 32053237.5753 | 32053237.5753 | 23812626.8141 | 12421458.9187 | 0 | 102576404.9573 | 170863728.2655 | 562341.3252 | 42.5666 | 2409.7842 | 4014.0295 | 49.1267 | 81.8314
1 | 6700 | 707 | 0.04 | 15 | 15 | 7 | 7.4989e-10 | 5spot_SharedNeighbor | CO2 | Porous | Wet | R245fa | MinimizeLCOE_Brownfield | IgnoreSilica | 180.7212 | 55.9249 | 10.6623 | 4 | 2405.4377 | 4006.5828 | 49.0381 | 81.6796 | 204.4208 | 22.088 | 122.1166 | 13381652.6142 | 0 | 5817542.7824 | 0 | 0 | 0 | 3264202.926 | 8760725.3458 | 22793610.2779 | 15557107.3765 | 69574841.3227 | 961560.8286 | 32053237.5753 | 32053237.5753 | 23812626.8141 | 12421458.9187 | 0 | 102589639.7266 | 170876963.0348 | 749894.2093 | 42.6491 | 2405.4377 | 4006.5828 | 49.0381 | 81.6796
1 | 6700 | 707 | 0.04 | 15 | 15 | 7 | 1e-09 | 5spot_SharedNeighbor | CO2 | Porous | Wet | R245fa | MinimizeLCOE_Brownfield | IgnoreSilica | 180.9186 | 55.9933 | 10.6778 | 4 | 2402.1781 | 4000.9869 | 48.9717 | 81.5655 | 204.394 | 22.0751 | 122.0651 | 13389267.789 | 0 | 5822626.7029 | 0 | 0 | 0 | 3254957.5193 | 8762072.2843 | 22797114.7357 | 15559499.241 | 69585538.2721 | 961560.8286 | 32053237.5753 | 32053237.5753 | 23812626.8141 | 12421458.9187 | 0 | 102600336.676 | 170887659.9842 | 1000000 | 42.7114 | 2402.1781 | 4000.9869 | 48.9717 | 81.5655
1 | 6700 | 707 | 0.04 | 15 | 15 | 7 | 1.3335e-09 | 5spot_SharedNeighbor | CO2 | Porous | Wet | R245fa | MinimizeLCOE_Brownfield | IgnoreSilica | 181.0696 | 56.0454 | 10.6896 | 4 | 2399.7338 | 3996.7804 | 48.9218 | 81.4798 | 204.3735 | 22.0651 | 126.1139 | 13395082.1201 | 0 | 5826512.9903 | 0 | 0 | 0 | 3248061.9187 | 8763166.2414 | 22799960.9875 | 15561441.8663 | 69594226.1242 | 961560.8286 | 32053237.5753 | 32053237.5753 | 23812626.8141 | 12421458.9187 | 0 | 102609024.5282 | 170896347.8363 | 1333521.4322 | 42.7585 | 2399.7338 | 3996.7804 | 48.9218 | 81.4798
1 | 6700 | 707 | 0.04 | 15 | 15 | 7 | 1.7783e-09 | 5spot_SharedNeighbor | CO2 | Porous | Wet | R245fa | MinimizeLCOE_Brownfield | IgnoreSilica | 181.1887 | 56.0863 | 10.6986 | 4 | 2397.9007 | 3993.6014 | 48.8844 | 81.415 | 204.3574 | 22.0573 | 109.9696 | 13399666.5903 | 0 | 5829579.155 | 0 | 0 | 0 | 3243027.0818 | 8764186.4025 | 22802615.2376 | 15563253.4465 | 69602327.9136 | 961560.8286 | 32053237.5753 | 32053237.5753 | 23812626.8141 | 12421458.9187 | 0 | 102617126.3175 | 170904449.6257 | 1778279.41 | 42.7946 | 2397.9007 | 3993.6014 | 48.8844 | 81.415
1 | 6700 | 707 | 0.04 | 15 | 15 | 7 | 2.3714e-09 | 5spot_SharedNeighbor | CO2 | Porous | Wet | R245fa | MinimizeLCOE_Brownfield | IgnoreSilica | 181.2741 | 56.1158 | 10.7053 | 4 | 2396.5261 | 3991.2358 | 48.8564 | 81.3667 | 204.3458 | 22.0517 | 111.8544 | 13402948.3105 | 0 | 5831776.6079 | 0 | 0 | 0 | 3239131.9149 | 8764804.165 | 22804222.5287 | 15564350.4557 | 69607233.9826 | 961560.8286 | 32053237.5753 | 32053237.5753 | 23812626.8141 | 12421458.9187 | 0 | 102622032.3865 | 170909355.6947 | 2371373.7057 | 42.8212 | 2396.5261 | 3991.2358 | 48.8564 | 81.3667
1 | 6700 | 707 | 0.04 | 15 | 15 | 7 | 3.1623e-09 | 5spot_SharedNeighbor | CO2 | Porous | Wet | R245fa | MinimizeLCOE_Brownfield | IgnoreSilica | 181.3324 | 56.1362 | 10.7101 | 4 | 2395.4953 | 3989.4873 | 48.8354 | 81.3311 | 204.3378 | 22.0478 | 119.6622 | 13405187.6076 | 0 | 5833278.1573 | 0 | 0 | 0 | 3236050.927 | 8765061.5099 | 22804892.0873 | 15564807.4433 | 69609277.7324 | 961560.8286 | 32053237.5753 | 32053237.5753 | 23812626.8141 | 12421458.9187 | 0 | 102624076.1363 | 170911399.4445 | 3162277.6602 | 42.8404 | 2395.4953 | 3989.4873 | 48.8354 | 81.3311
1 | 6700 | 707 | 0.04 | 15 | 15 | 7 | 4.217e-09 | 5spot_SharedNeighbor | CO2 | Porous | Wet | R245fa | MinimizeLCOE_Brownfield | IgnoreSilica | 181.3861 | 56.1545 | 10.714 | 4 | 2394.7223 | 3988.1326 | 48.8197 | 81.3035 | 204.3305 | 22.0443 | 114.9535 | 13407251.7779 | 0 | 5834660.4507 | 0 | 0 | 0 | 3234004.0496 | 8765607.3485 | 22806312.2475 | 15565776.7317 | 69613612.6058 | 961560.8286 | 32053237.5753 | 32053237.5753 | 23812626.8141 | 12421458.9187 | 0 | 102628411.0098 | 170915734.3179 | 4216965.0343 | 42.8561 | 2394.7223 | 3988.1326 | 48.8197 | 81.3035
1 | 6700 | 707 | 0.04 | 15 | 15 | 7 | 5.6234e-09 | 5spot_SharedNeighbor | CO2 | Porous | Wet | R245fa | MinimizeLCOE_Brownfield | IgnoreSilica | 181.425 | 56.1678 | 10.7169 | 4 | 2394.1426 | 3987.123 | 48.8078 | 81.2829 | 204.3253 | 22.0417 | 119.6001 | 13408745.4948 | 0 | 5835661.3706 | 0 | 0 | 0 | 3232429.4968 | 8765966.1813 | 22807245.8568 | 15566413.9393 | 69616462.3396 | 961560.8286 | 32053237.5753 | 32053237.5753 | 23812626.8141 | 12421458.9187 | 0 | 102631260.7435 | 170918584.0517 | 5623413.2519 | 42.8676 | 2394.1426 | 3987.123 | 48.8078 | 81.2829
1 | 6700 | 707 | 0.04 | 15 | 15 | 7 | 7.4989e-09 | 5spot_SharedNeighbor | CO2 | Porous | Wet | R245fa | MinimizeLCOE_Brownfield | IgnoreSilica | 181.4593 | 56.1792 | 10.7192 | 4 | 2393.7079 | 3986.3436 | 48.799 | 81.267 | 204.3206 | 22.0395 | 110.4777 | 13410062.5299 | 0 | 5836543.0979 | 0 | 0 | 0 | 3231384.1618 | 8766416.018 | 22808416.2395 | 15567212.7496 | 69620034.7967 | 961560.8286 | 32053237.5753 | 32053237.5753 | 23812626.8141 | 12421458.9187 | 0 | 102634833.2006 | 170922156.5088 | 7498942.0933 | 42.8769 | 2393.7079 | 3986.3436 | 48.799 | 81.267
1 | 6700 | 707 | 0.04 | 15 | 15 | 7 | 1e-08 | 5spot_SharedNeighbor | CO2 | Porous | Wet | R245fa | MinimizeLCOE_Brownfield | IgnoreSilica | 181.4787 | 56.186 | 10.7208 | 4 | 2393.3819 | 3985.7866 | 48.7923 | 81.2557 | 204.318 | 22.0382 | 113.7865 | 13410808.2189 | 0 | 5837043.5229 | 0 | 0 | 0 | 3230431.8429 | 8766530.5981 | 22808714.3535 | 15567416.2184 | 69620944.7547 | 961560.8286 | 32053237.5753 | 32053237.5753 | 23812626.8141 | 12421458.9187 | 0 | 102635743.1586 | 170923066.4668 | 10000000 | 42.8831 | 2393.3819 | 3985.7866 | 48.7923 | 81.2557
1 | 6800 | 707 | 0.04 | 15 | 15 | 7 | 1e-13 | 5spot_SharedNeighbor | CO2 | Porous | Wet | R245fa | MinimizeLCOE_Brownfield | IgnoreSilica | 3.5512 | 0.29802 | 0.032674 | 4 | 292124.9122 | 825202.3548 | 5955.3615 | 16822.8662 | 138.4902 | 25.2941 | 50.3226 | 623042.6471 | 0 | 250863.3302 | 0 | 0 | 0 | 578426.6912 | 566409.7407 | 1473681.9587 | 1005818.2179 | 4498242.5858 | 961560.8286 | 32719421.0761 | 32719421.0761 | 24290101.4924 | 12660959.158 | 0 | 38179224.4905 | 107849706.2169 | 100 | 0.13069 | 292124.9122 | 825202.3548 | 5955.3615 | 16822.8662
1 | 6800 | 707 | 0.04 | 15 | 15 | 7 | 1.3335e-13 | 5spot_SharedNeighbor | CO2 | Porous | Wet | R245fa | MinimizeLCOE_Brownfield | IgnoreSilica | 4.8935 | 0.59012 | 0.072624 | 4 | 136379.8247 | 376212.8393 | 2780.2872 | 7669.6076 | 154.3668 | 26.0355 | 50.8982 | 855831.0598 | 0 | 324212.3747 | 0 | 0 | 0 | 736746.1354 | 747547.9322 | 1944966.3765 | 1327479.5171 | 5936783.3957 | 961560.8286 | 32719421.0761 | 32719421.0761 | 24290101.4924 | 12660959.158 | 0 | 39617765.3004 | 109288247.0269 | 133.3521 | 0.2905 | 136379.8247 | 376212.8393 | 2780.2872 | 7669.6076
1 | 6800 | 707 | 0.04 | 15 | 15 | 7 | 1.7783e-13 | 5spot_SharedNeighbor | CO2 | Porous | Wet | R245fa | MinimizeLCOE_Brownfield | IgnoreSilica | 6.5324 | 0.99587 | 0.13081 | 4 | 78770.952 | 211924.9429 | 1605.8524 | 4320.3766 | 167.1295 | 26.5596 | 61.3842 | 1120750.3325 | 0 | 408499.4989 | 0 | 0 | 0 | 903399.5605 | 948733.2628 | 2468409.3379 | 1684740.0939 | 7534532.0864 | 961560.8286 | 32719421.0761 | 32719421.0761 | 24290101.4924 | 12660959.158 | 0 | 41215513.9911 | 110885995.7176 | 177.8279 | 0.52323 | 78770.952 | 211924.9429 | 1605.8524 | 4320.3766
1 | 6800 | 707 | 0.04 | 15 | 15 | 7 | 2.3714e-13 | 5spot_SharedNeighbor | CO2 | Porous | Wet | R245fa | MinimizeLCOE_Brownfield | IgnoreSilica | 8.6083 | 1.5486 | 0.21194 | 4 | 50803.3846 | 132983.352 | 1035.6957 | 2711.0455 | 177.6923 | 26.9505 | 56.0951 | 1431699.6924 | 0 | 509410.4528 | 0 | 0 | 0 | 1090310.9539 | 1182254.2286 | 3075982.9892 | 2099421.5952 | 9389079.912 | 961560.8286 | 32719421.0761 | 32719421.0761 | 24290101.4924 | 12660959.158 | 0 | 43070061.8167 | 112740543.5431 | 237.1374 | 0.84778 | 50803.3846 | 132983.352 | 1035.6957 | 2711.0455
1 | 6800 | 707 | 0.04 | 15 | 15 | 7 | 3.1623e-13 | 5spot_SharedNeighbor | CO2 | Porous | Wet | R245fa | MinimizeLCOE_Brownfield | IgnoreSilica | 11.2077 | 2.2757 | 0.32206 | 4 | 35080.0071 | 89162.1532 | 715.1534 | 1817.6911 | 186.2492 | 27.2398 | 52.9306 | 1791822.7034 | 0 | 629136.7203 | 0 | 0 | 0 | 1295329.8786 | 1449352.8279 | 3770918.7551 | 2573729.535 | 11510290.4202 | 961560.8286 | 32719421.0761 | 32719421.0761 | 24290101.4924 | 12660959.158 | 0 | 45191272.3249 | 114861754.0514 | 316.2278 | 1.2882 | 35080.0071 | 89162.1532 | 715.1534 | 1817.6911
1 | 6800 | 707 | 0.04 | 15 | 15 | 7 | 4.217e-13 | 5spot_SharedNeighbor | CO2 | Porous | Wet | R245fa | MinimizeLCOE_Brownfield | IgnoreSilica | 14.5233 | 3.2302 | 0.46953 | 4 | 25387.1047 | 62482.8306 | 517.5505 | 1273.797 | 193.2475 | 27.4556 | 71.9177 | 2216652.203 | 0 | 774075.8772 | 0 | 0 | 0 | 1529154.6522 | 1762754.2657 | 4586325.0087 | 3130261.058 | 13999223.0648 | 961560.8286 | 32719421.0761 | 32719421.0761 | 24290101.4924 | 12660959.158 | 0 | 47680204.9695 | 117350686.6959 | 421.6965 | 1.8781 | 25387.1047 | 62482.8306 | 517.5505 | 1273.797
1 | 6800 | 707 | 0.04 | 15 | 15 | 7 | 5.6234e-13 | 5spot_SharedNeighbor | CO2 | Porous | Wet | R245fa | MinimizeLCOE_Brownfield | IgnoreSilica | 18.7009 | 4.4585 | 0.66443 | 4 | 19023.3797 | 45237.6731 | 387.8173 | 922.2312 | 198.853 | 27.6091 | 60.2136 | 2712028.8064 | 0 | 947596.0854 | 0 | 0 | 0 | 1789719.5689 | 2125244.3397 | 5529449.8243 | 3773963.1239 | 16878001.7487 | 961560.8286 | 32719421.0761 | 32719421.0761 | 24290101.4924 | 12660959.158 | 0 | 50558983.6534 | 120229465.3798 | 562.3413 | 2.6577 | 19023.3797 | 45237.6731 | 387.8173 | 922.2312
1 | 6800 | 707 | 0.04 | 15 | 15 | 7 | 7.4989e-13 | 5spot_SharedNeighbor | CO2 | Porous | Wet | R245fa | MinimizeLCOE_Brownfield | IgnoreSilica | 23.9649 | 6.0283 | 0.91966 | 4 | 14651.2933 | 33590.4537 | 298.6864 | 684.7868 | 203.3179 | 27.7084 | 81.4422 | 3290377.1166 | 0 | 1155561.3282 | 0 | 0 | 0 | 2081118.803 | 2545552.3266 | 6623004.9893 | 4520336.9944 | 20215951.5581 | 961560.8286 | 32719421.0761 | 32719421.0761 | 24290101.4924 | 12660959.158 | 0 | 53896933.4628 | 123567415.1892 | 749.8942 | 3.6786 | 14651.2933 | 33590.4537 | 298.6864 | 684.7868
1 | 6800 | 707 | 0.04 | 15 | 15 | 7 | 1e-12 | 5spot_SharedNeighbor | CO2 | Porous | Wet | R245fa | MinimizeLCOE_Brownfield | IgnoreSilica | 30.5498 | 8.0138 | 1.2505 | 4 | 11543.9976 | 25473.0164 | 235.34 | 519.3019 | 206.8282 | 27.7549 | 53.3073 | 3961522.7517 | 0 | 1403262.8425 | 0 | 0 | 0 | 2403401.7802 | 3029593.076 | 7882379.7288 | 5379886.1316 | 24060046.3108 | 961560.8286 | 32719421.0761 | 32719421.0761 | 24290101.4924 | 12660959.158 | 0 | 57741028.2155 | 127411509.942 | 1000 | 5.0018 | 11543.9976 | 25473.0164 | 235.34 | 519.3019
1 | 6800 | 707 | 0.04 | 15 | 15 | 7 | 1.3335e-12 | 5spot_SharedNeighbor | CO2 | Porous | Wet | R245fa | MinimizeLCOE_Brownfield | IgnoreSilica | 38.7056 | 10.4956 | 1.674 | 4 | 9278.0558 | 19683.0267 | 189.1457 | 401.2651 | 209.5412 | 27.7438 | 65.1327 | 4733491.778 | 0 | 1695708.4759 | 0 | 0 | 0 | 2754357.3006 | 3581587.4463 | 9318555.8505 | 6360105.8452 | 28443806.6965 | 961560.8286 | 32719421.0761 | 32719421.0761 | 24290101.4924 | 12660959.158 | 0 | 62124788.6012 | 131795270.3276 | 1333.5214 | 6.6959 | 9278.0558 | 19683.0267 | 189.1457 | 401.2651
1 | 6800 | 707 | 0.04 | 15 | 15 | 7 | 1.7783e-12 | 5spot_SharedNeighbor | CO2 | Porous | Wet | R245fa | MinimizeLCOE_Brownfield | IgnoreSilica | 48.6519 | 13.5481 | 2.2073 | 4 | 7593.3634 | 15484.3129 | 154.801 | 315.6687 | 211.5769 | 27.664 | 73.5676 | 5608514.4071 | 0 | 2036160.1298 | 0 | 0 | 0 | 3126824.0114 | 4200884.4338 | 10929839.577 | 7459840.097 | 33362062.6562 | 961560.8286 | 32719421.0761 | 32719421.0761 | 24290101.4924 | 12660959.158 | 0 | 67043044.5609 | 136713526.2873 | 1778.2794 | 8.8292 | 7593.3634 | 15484.3129 | 154.801 | 315.6687
1 | 6800 | 707 | 0.04 | 15 | 15 | 7 | 2.3714e-12 | 5spot_SharedNeighbor | CO2 | Porous | Wet | R245fa | MinimizeLCOE_Brownfield | IgnoreSilica | 60.4371 | 17.1991 | 2.8616 | 4 | 6323.6564 | 12410.2697 | 128.9163 | 253.0001 | 213.0092 | 27.4997 | 82.8358 | 6572656.386 | 0 | 2422005.5831 | 0 | 0 | 0 | 3501188.307 | 4873381.6077 | 12679539.2752 | 8654046.0938 | 38702817.2527 | 961560.8286 | 32719421.0761 | 32719421.0761 | 24290101.4924 | 12660959.158 | 0 | 72383799.1574 | 142054280.8838 | 2371.3737 | 11.4465 | 6323.6564 | 12410.2697 | 128.9163 | 253.0001
1 | 6800 | 707 | 0.04 | 15 | 15 | 7 | 3.1623e-12 | 5spot_SharedNeighbor | CO2 | Porous | Wet | R245fa | MinimizeLCOE_Brownfield | IgnoreSilica | 73.9083 | 21.414 | 3.6364 | 4 | 5359.2001 | 10148.9478 | 109.2545 | 206.9 | 213.8836 | 27.2339 | 76.1495 | 7597410.2679 | 0 | 2845031.5124 | 0 | 0 | 0 | 3851710.0663 | 5574719.2202 | 14504275.8788 | 9899466.3203 | 44272613.2659 | 961560.8286 | 32719421.0761 | 32719421.0761 | 24290101.4924 | 12660959.158 | 0 | 77953595.1706 | 147624076.8971 | 3162.2777 | 14.5458 | 5359.2001 | 10148.9478 | 109.2545 | 206.9
1 | 6800 | 707 | 0.04 | 15 | 15 | 7 | 4.217e-12 | 5spot_SharedNeighbor | CO2 | Porous | Wet | R245fa | MinimizeLCOE_Brownfield | IgnoreSilica | 88.5345 | 26.0399 | 4.5097 | 4 | 4624.8437 | 8487.0926 | 94.2837 | 173.0209 | 214.2271 | 26.8585 | 78.3161 | 8631340.3887 | 0 | 3287172.097 | 0 | 0 | 0 | 4142757.3746 | 6263895.2455 | 16297370.5272 | 11123290.2623 | 49745825.8954 | 961560.8286 | 32719421.0761 | 32719421.0761 | 24290101.4924 | 12660959.158 | 0 | 83426807.8001 | 153097289.5265 | 4216.965 | 18.0388 | 4624.8437 | 8487.0926 | 94.2837 | 173.0209
1 | 6800 | 707 | 0.04 | 15 | 15 | 7 | 5.6234e-12 | 5spot_SharedNeighbor | CO2 | Porous | Wet | R245fa | MinimizeLCOE_Brownfield | IgnoreSilica | 103.4797 | 30.8211 | 5.4369 | 4 | 4066.5883 | 7270.1555 | 82.9029 | 148.212 | 214.0979 | 26.3852 | 107.2004 | 9612835.9123 | 0 | 3724058.9945 | 0 | 0 | 0 | 4342734.2147 | 6895055.3574 | 17939519.6696 | 12244090.7948 | 54758294.9433 | 961560.8286 | 32719421.0761 | 32719421.0761 | 24290101.4924 | 12660959.158 | 0 | 88439276.848 | 158109758.5745 | 5623.4133 | 21.7478 | 4066.5883 | 7270.1555 | 82.9029 | 148.212
1 | 6800 | 707 | 0.04 | 15 | 15 | 7 | 7.4989e-12 | 5spot_SharedNeighbor | CO2 | Porous | Wet | R245fa | MinimizeLCOE_Brownfield | IgnoreSilica | 117.8176 | 35.4622 | 6.3605 | 4 | 3643.7884 | 6382.1735 | 74.2836 | 130.1092 | 213.6046 | 25.8471 | 102.0559 | 10488434.9954 | 0 | 4131431.666 | 0 | 0 | 0 | 4437318.1547 | 7432302.0783 | 19337325.4329 | 13198121.9503 | 59024934.2775 | 961560.8286 | 32719421.0761 | 32719421.0761 | 24290101.4924 | 12660959.158 | 0 | 92705916.1822 | 162376397.9087 | 7498.9421 | 25.4422 | 3643.7884 | 6382.1735 | 74.2836 | 130.1092
1 | 6800 | 707 | 0.04 | 15 | 15 | 7 | 1e-11 | 5spot_SharedNeighbor | CO2 | Porous | Wet | R245fa | MinimizeLCOE_Brownfield | IgnoreSilica | 130.8092 | 39.7156 | 7.2263 | 4 | 3324.9138 | 5735.2135 | 67.7829 | 116.9201 | 212.8857 | 25.2887 | 117.9601 | 11228176.2967 | 0 | 4492032.3448 | 0 | 0 | 0 | 4435297.4974 | 7860647.3942 | 20451792.0792 | 13958768.3364 | 62426713.9487 | 961560.8286 | 32719421.0761 | 32719421.0761 | 24290101.4924 | 12660959.158 | 0 | 96107695.8534 | 165778177.5799 | 10000 | 28.9053 | 3324.9138 | 5735.2135 | 67.7829 | 116.9201
1 | 6800 | 707 | 0.04 | 15 | 15 | 7 | 1.3335e-11 | 5spot_SharedNeighbor | CO2 | Porous | Wet | R245fa | MinimizeLCOE_Brownfield | IgnoreSilica | 141.9392 | 43.4017 | 7.9932 | 4 | 3085.25 | 5264.2984 | 62.897 | 107.3198 | 212.0797 | 24.7564 | 122.588 | 11821871.9504 | 0 | 4795282.329 | 0 | 0 | 0 | 4357359.6566 | 8180060.435 | 21282839.2909 | 14525975.1346 | 64963388.7966 | 961560.8286 | 32719421.0761 | 32719421.0761 | 24290101.4924 | 12660959.158 | 0 | 98644370.7013 | 168314852.4277 | 13335.2143 | 31.9729 | 3085.25 | 5264.2984 | 62.897 | 107.3198
1 | 6800 | 707 | 0.04 | 15 | 15 | 7 | 1.7783e-11 | 5spot_SharedNeighbor | CO2 | Porous | Wet | R245fa | MinimizeLCOE_Brownfield | IgnoreSilica | 151.1233 | 46.4744 | 8.6438 | 4 | 2905.5218 | 4920.5536 | 59.233 | 100.3121 | 211.2872 | 24.2792 | 126.3772 | 12283787.5941 | 0 | 5041937.4367 | 0 | 0 | 0 | 4234835.7211 | 8408618.6932 | 21877500.9949 | 14931843.9667 | 66778524.4067 | 961560.8286 | 32719421.0761 | 32719421.0761 | 24290101.4924 | 12660959.158 | 0 | 100459506.3114 | 170129988.0379 | 17782.7941 | 34.5754 | 2905.5218 | 4920.5536 | 59.233 | 100.3121
1 | 6800 | 707 | 0.04 | 15 | 15 | 7 | 2.3714e-11 | 5spot_SharedNeighbor | CO2 | Porous | Wet | R245fa | MinimizeLCOE_Brownfield | IgnoreSilica | 158.4554 | 48.9508 | 9.1766 | 4 | 2770.8842 | 4668.9303 | 56.4882 | 95.1825 | 210.5724 | 23.8732 | 143.4812 | 12634106.3181 | 0 | 5236703.6659 | 0 | 0 | 0 | 4093249.9807 | 8565983.3862 | 22286931.6461 | 15211288.7991 | 68028263.7959 | 961560.8286 | 32719421.0761 | 32719421.0761 | 24290101.4924 | 12660959.158 | 0 | 101709245.7006 | 171379727.4271 | 23713.7371 | 36.7064 | 2770.8842 | 4668.9303 | 56.4882 | 95.1825
1 | 6800 | 707 | 0.04 | 15 | 15 | 7 | 3.1623e-11 | 5spot_SharedNeighbor | CO2 | Porous | Wet | R245fa | MinimizeLCOE_Brownfield | IgnoreSilica | 164.2024 | 50.907 | 9.6026 | 4 | 2670.0135 | 4483.867 | 54.4318 | 91.4097 | 209.9601 | 23.5386 | 123.2751 | 12896904.4512 | 0 | 5388102.3843 | 0 | 0 | 0 | 3952363.2434 | 8672574.3308 | 22564259.4191 | 15400570.7027 | 68874774.5314 | 961560.8286 | 32719421.0761 | 32719421.0761 | 24290101.4924 | 12660959.158 | 0 | 102555756.4361 | 172226238.1626 | 31622.7766 | 38.4102 | 2670.0135 | 4483.867 | 54.4318 | 91.4097
1 | 6800 | 707 | 0.04 | 15 | 15 | 7 | 4.217e-11 | 5spot_SharedNeighbor | CO2 | Porous | Wet | R245fa | MinimizeLCOE_Brownfield | IgnoreSilica | 168.6406 | 52.4274 | 9.9369 | 4 | 2594.4923 | 4347.3204 | 52.8922 | 88.626 | 209.4565 | 23.2712 | 127.8905 | 13092784.658 | 0 | 5504300.216 | 0 | 0 | 0 | 3823916.8747 | 8744190.682 | 22750590.4744 | 15527745.4767 | 69443528.3818 | 961560.8286 | 32719421.0761 | 32719421.0761 | 24290101.4924 | 12660959.158 | 0 | 103124510.2865 | 172794992.0129 | 42169.6503 | 39.7475 | 2594.4923 | 4347.3204 | 52.8922 | 88.626
1 | 6800 | 707 | 0.04 | 15 | 15 | 7 | 5.6234e-11 | 5spot_SharedNeighbor | CO2 | Porous | Wet | R245fa | MinimizeLCOE_Brownfield | IgnoreSilica | 172.0272 | 53.5939 | 10.1957 | 4 | 2537.9077 | 4246.2396 | 51.7387 | 86.5653 | 209.0537 | 23.0614 | 114.2663 | 13237966.8644 | 0 | 5592551.0692 | 0 | 0 | 0 | 3712642.3007 | 8791832.4914 | 22874544.6898 | 15612346.7757 | 69821884.1912 | 961560.8286 | 32719421.0761 | 32719421.0761 | 24290101.4924 | 12660959.158 | 0 | 103502866.0959 | 173173347.8224 | 56234.1325 | 40.7828 | 2537.9077 | 4246.2396 | 51.7387 | 86.5653
1 | 6800 | 707 | 0.04 | 15 | 15 | 7 | 7.4989e-11 | 5spot_SharedNeighbor | CO2 | Porous | Wet | R245fa | MinimizeLCOE_Brownfield | IgnoreSilica | 174.6038 | 54.4849 | 10.3945 | 4 | 2495.4989 | 4171.1527 | 50.8741 | 85.0346 | 208.7362 | 22.8984 | 139.8266 | 13345909.6556 | 0 | 5659463.8845 | 0 | 0 | 0 | 3620185.0527 | 8823967.8512 | 22958154.304 | 15669412.0554 | 70077092.8033 | 961560.8286 | 32719421.0761 | 32719421.0761 | 24290101.4924 | 12660959.158 | 0 | 103758074.708 | 173428556.4345 | 74989.4209 | 41.5781 | 2495.4989 | 4171.1527 | 50.8741 | 85.0346
1 | 6800 | 707 | 0.04 | 15 | 15 | 7 | 1e-10 | 5spot_SharedNeighbor | CO2 | Porous | Wet | R245fa | MinimizeLCOE_Brownfield | IgnoreSilica | 176.5601 | 55.1634 | 10.5464 | 4 | 2463.7075 | 4115.2293 | 50.226 | 83.8945 | 208.4888 | 22.7728 | 129.5374 | 13426392.5454 | 0 | 5710134.6505 | 0 | 0 | 0 | 3545522.0665 | 8845999.2123 | 23015475.3865 | 15708534.872 | 70252058.7333 | 961560.8286 | 32719421.0761 | 32719421.0761 | 24290101.4924 | 12660959.158 | 0 | 103933040.638 | 173603522.3645 | 100000 | 42.1856 | 2463.7075 | 4115.2293 | 50.226 | 83.8945
1 | 6800 | 707 | 0.04 | 15 | 15 | 7 | 1.3335e-10 | 5spot_SharedNeighbor | CO2 | Porous | Wet | R245fa | MinimizeLCOE_Brownfield | IgnoreSilica | 178.0144 | 55.6701 | 10.6611 | 4 | 2439.8714 | 4073.6293 | 49.7401 | 83.0464 | 208.3011 | 22.6782 | 127.8045 | 13485385.6643 | 0 | 5747731.4287 | 0 | 0 | 0 | 3485609.6478 | 8860303.4289 | 23052692.0239 | 15733935.9918 | 70365658.1854 | 961560.8286 | 32719421.0761 | 32719421.0761 | 24290101.4924 | 12660959.158 | 0 | 104046640.0901 | 173717121.8165 | 133352.1432 | 42.6443 | 2439.8714 | 4073.6293 | 49.7401 | 83.0464
1 | 6800 | 707 | 0.04 | 15 | 15 | 7 | 1.7783e-10 | 5spot_SharedNeighbor | CO2 | Porous | Wet | R245fa | MinimizeLCOE_Brownfield | IgnoreSilica | 179.1398 | 56.0614 | 10.7488 | 4 | 2421.9983 | 4042.4267 | 49.3757 | 82.4103 | 208.1539 | 22.6045 | 121.7738 | 13530553.7886 | 0 | 5776782.381 | 0 | 0 | 0 | 3439616.6273 | 8871311.5908 | 23081333.0031 | 15753484.0486 | 70453081.4394 | 961560.8286 | 32719421.0761 | 32719421.0761 | 24290101.4924 | 12660959.158 | 0 | 104134063.3442 | 173804545.0706 | 177827.941 | 42.9951 | 2421.9983 | 4042.4267 | 49.3757 | 82.4103
1 | 6800 | 707 | 0.04 | 15 | 15 | 7 | 2.3714e-10 | 5spot_SharedNeighbor | CO2 | Porous | Wet | R245fa | MinimizeLCOE_Brownfield | IgnoreSilica | 179.9707 | 56.3516 | 10.8145 | 4 | 2408.5957 | 4019.1742 | 49.1025 | 81.9363 | 208.0439 | 22.5496 | 118.7843 | 13563620.2518 | 0 | 5798207.6024 | 0 | 0 | 0 | 3403556.2191 | 8878499.7886 | 23100035.2192 | 15766248.6954 | 70510167.7765 | 961560.8286 | 32719421.0761 | 32719421.0761 | 24290101.4924 | 12660959.158 | 0 | 104191149.6813 | 173861631.4077 | 237137.3706 | 43.258 | 2408.5957 | 4019.1742 | 49.1025 | 81.9363
1 | 6800 | 707 | 0.04 | 15 | 15 | 7 | 3.1623e-10 | 5spot_SharedNeighbor | CO2 | Porous | Wet | R245fa | MinimizeLCOE_Brownfield | IgnoreSilica | 180.5897 | 56.5683 | 10.8639 | 4 | 2398.5451 | 4001.8031 | 48.8976 | 81.5822 | 207.9612 | 22.5086 | 96.7857 | 13588098.3861 | 0 | 5814155.9139 | 0 | 0 | 0 | 3375716.1899 | 8883408.4911 | 23112806.6561 | 15774965.4635 | 70549151.1005 | 961560.8286 | 32719421.0761 | 32719421.0761 | 24290101.4924 | 12660959.158 | 0 | 104230133.0052 | 173900614.7316 | 316227.766 | 43.4556 | 2398.5451 | 4001.8031 | 48.8976 | 81.5822
1 | 6800 | 707 | 0.04 | 15 | 15 | 7 | 4.217e-10 | 5spot_SharedNeighbor | CO2 | Porous | Wet | R245fa | MinimizeLCOE_Brownfield | IgnoreSilica | 181.065 | 56.7342 | 10.9014 | 4 | 2391.008 | 3988.7538 | 48.7439 | 81.3161 | 207.8975 | 22.4769 | 107.8725 | 13606807.0593 | 0 | 5826393.7887 | 0 | 0 | 0 | 3354757.3424 | 8887303.6942 | 23122941.1757 | 15781882.4814 | 70580085.5416 | 961560.8286 | 32719421.0761 | 32719421.0761 | 24290101.4924 | 12660959.158 | 0 | 104261067.4464 | 173931549.1728 | 421696.5034 | 43.6055 | 2391.008 | 3988.7538 | 48.7439 | 81.3161
1 | 6800 | 707 | 0.04 | 15 | 15 | 7 | 5.6234e-10 | 5spot_SharedNeighbor | CO2 | Porous | Wet | R245fa | MinimizeLCOE_Brownfield | IgnoreSilica | 181.423 | 56.8593 | 10.9296 | 4 | 2385.3559 | 3978.9762 | 48.6287 | 81.1168 | 207.8492 | 22.453 | 110.2924 | 13620850.6008 | 0 | 5835609.1695 | 0 | 0 | 0 | 3338862.0188 | 8890175.4977 | 23130413.0194 | 15786982.1682 | 70602892.4744 | 961560.8286 | 32719421.0761 | 32719421.0761 | 24290101.4924 | 12660959.158 | 0 | 104283874.3791 | 173954356.1056 | 562341.3252 | 43.7184 | 2385.3559 | 3978.9762 | 48.6287 | 81.1168
1 | 6800 | 707 | 0.04 | 15 | 15 | 7 | 7.4989e-10 | 5spot_SharedNeighbor | CO2 | Porous | Wet | R245fa | MinimizeLCOE_Brownfield | IgnoreSilica | 181.6808 | 56.9499 | 10.9505 | 4 | 2381.1173 | 3971.6993 | 48.5423 | 80.9685 | 207.8142 | 22.4358 | 117.6586 | 13630931.4298 | 0 | 5842242.3155 | 0 | 0 | 0 | 3326521.0151 | 8891880.9566 | 23134850.2734 | 15790010.6852 | 70616436.6757 | 961560.8286 | 32719421.0761 | 32719421.0761 | 24290101.4924 | 12660959.158 | 0 | 104297418.5804 | 173967900.3069 | 749894.2093 | 43.8019 | 2381.1173 | 3971.6993 | 48.5423 | 80.9685
1 | 6800 | 707 | 0.04 | 15 | 15 | 7 | 1e-09 | 5spot_SharedNeighbor | CO2 | Porous | Wet | R245fa | MinimizeLCOE_Brownfield | IgnoreSilica | 181.8855 | 57.0213 | 10.9665 | 4 | 2377.9388 | 3966.1975 | 48.4775 | 80.8563 | 207.7865 | 22.4221 | 119.6446 | 13638921.86 | 0 | 5847506.8716 | 0 | 0 | 0 | 3317506.7788 | 8893534.849 | 23139153.3623 | 15792947.6319 | 70629571.3536 | 961560.8286 | 32719421.0761 | 32719421.0761 | 24290101.4924 | 12660959.158 | 0 | 104310553.2583 | 173981034.9847 | 1000000 | 43.866 | 2377.9388 | 3966.1975 | 48.4775 | 80.8563
1 | 6800 | 707 | 0.04 | 15 | 15 | 7 | 1.3335e-09 | 5spot_SharedNeighbor | CO2 | Porous | Wet | R245fa | MinimizeLCOE_Brownfield | IgnoreSilica | 182.0272 | 57.0714 | 10.9782 | 4 | 2375.5552 | 3962.1257 | 48.4289 | 80.7733 | 207.7672 | 22.4126 | 114.5174 | 13644441.3114 | 0 | 5851150.8701 | 0 | 0 | 0 | 3310383.5883 | 8894330.5503 | 23141223.6137 | 15794360.621 | 70635890.5548 | 961560.8286 | 32719421.0761 | 32719421.0761 | 24290101.4924 | 12660959.158 | 0 | 104316872.4595 | 173987354.186 | 1333521.4322 | 43.9126 | 2375.5552 | 3962.1257 | 48.4289 | 80.7733
1 | 6800 | 707 | 0.04 | 15 | 15 | 7 | 1.7783e-09 | 5spot_SharedNeighbor | CO2 | Porous | Wet | R245fa | MinimizeLCOE_Brownfield | IgnoreSilica | 182.1413 | 57.1112 | 10.9871 | 4 | 2373.7677 | 3959.0396 | 48.3925 | 80.7104 | 207.7517 | 22.4049 | 127.0263 | 13648883.1033 | 0 | 5854084.4834 | 0 | 0 | 0 | 3305233.5778 | 8895198.4542 | 23143481.7217 | 15795901.8261 | 70642783.1665 | 961560.8286 | 32719421.0761 | 32719421.0761 | 24290101.4924 | 12660959.158 | 0 | 104323765.0712 | 173994246.7977 | 1778279.41 | 43.9486 | 2373.7677 | 3959.0396 | 48.3925 | 80.7104
1 | 6800 | 707 | 0.04 | 15 | 15 | 7 | 2.3714e-09 | 5spot_SharedNeighbor | CO2 | Porous | Wet | R245fa | MinimizeLCOE_Brownfield | IgnoreSilica | 182.2144 | 57.1375 | 10.9935 | 4 | 2372.4272 | 3956.78 | 48.3651 | 80.6643 | 207.7416 | 22.4 | 73.5428 | 13651725.0415 | 0 | 5855965.5674 | 0 | 0 | 0 | 3301020.5762 | 8895397.3622 | 23143999.2395 | 15796255.0426 | 70644362.8294 | 961560.8286 | 32719421.0761 | 32719421.0761 | 24290101.4924 | 12660959.158 | 0 | 104325344.7341 | 173995826.4605 | 2371373.7057 | 43.9741 | 2372.4272 | 3956.78 | 48.3651 | 80.6643
1 | 6800 | 707 | 0.04 | 15 | 15 | 7 | 3.1623e-09 | 5spot_SharedNeighbor | CO2 | Porous | Wet | R245fa | MinimizeLCOE_Brownfield | IgnoreSilica | 182.2876 | 57.1626 | 10.9989 | 4 | 2371.422 | 3955.0066 | 48.3446 | 80.6282 | 207.7317 | 22.3951 | 78.7211 | 13654572.2472 | 0 | 5857846.5003 | 0 | 0 | 0 | 3298353.2056 | 8896201.0617 | 23146090.3008 | 15797682.2349 | 70650745.5505 | 961560.8286 | 32719421.0761 | 32719421.0761 | 24290101.4924 | 12660959.158 | 0 | 104331727.4552 | 174002209.1816 | 3162277.6602 | 43.9954 | 2371.422 | 3955.0066 | 48.3446 | 80.6282
1 | 6800 | 707 | 0.04 | 15 | 15 | 7 | 4.217e-09 | 5spot_SharedNeighbor | CO2 | Porous | Wet | R245fa | MinimizeLCOE_Brownfield | IgnoreSilica | 182.3413 | 57.1811 | 11.0028 | 4 | 2370.6683 | 3953.6821 | 48.3293 | 80.6012 | 207.7244 | 22.3915 | 89.9691 | 13656661.0852 | 0 | 5859227.3422 | 0 | 0 | 0 | 3296317.2347 | 8896760.2082 | 23147545.0854 | 15798675.1553 | 70655186.111 | 961560.8286 | 32719421.0761 | 32719421.0761 | 24290101.4924 | 12660959.158 | 0 | 104336168.0157 | 174006649.7422 | 4216965.0343 | 44.0113 | 2370.6683 | 3953.6821 | 48.3293 | 80.6012
1 | 6800 | 707 | 0.04 | 15 | 15 | 7 | 5.6234e-09 | 5spot_SharedNeighbor | CO2 | Porous | Wet | R245fa | MinimizeLCOE_Brownfield | IgnoreSilica | 182.3756 | 57.1931 | 11.0056 | 4 | 2370.103 | 3952.715 | 48.3178 | 80.5814 | 207.7197 | 22.3892 | 99.7502 | 13657991.2962 | 0 | 5860108.1817 | 0 | 0 | 0 | 3294624.2797 | 8896962.2654 | 23148070.7968 | 15799033.9641 | 70656790.7838 | 961560.8286 | 32719421.0761 | 32719421.0761 | 24290101.4924 | 12660959.158 | 0 | 104337772.6885 | 174008254.415 | 5623413.2519 | 44.0225 | 2370.103 | 3952.715 | 48.3178 | 80.5814
1 | 6800 | 707 | 0.04 | 15 | 15 | 7 | 7.4989e-09 | 5spot_SharedNeighbor | CO2 | Porous | Wet | R245fa | MinimizeLCOE_Brownfield | IgnoreSilica | 182.3996 | 57.2017 | 11.0077 | 4 | 2369.6791 | 3951.9969 | 48.3091 | 80.5668 | 207.7164 | 22.3875 | 112.7053 | 13658925.2243 | 0 | 5860727.1301 | 0 | 0 | 0 | 3293309.4578 | 8897055.1067 | 23148312.3508 | 15799198.8297 | 70657528.0994 | 961560.8286 | 32719421.0761 | 32719421.0761 | 24290101.4924 | 12660959.158 | 0 | 104338510.0041 | 174008991.7306 | 7498942.0933 | 44.0306 | 2369.6791 | 3951.9969 | 48.3091 | 80.5668
1 | 6800 | 707 | 0.04 | 15 | 15 | 7 | 1e-08 | 5spot_SharedNeighbor | CO2 | Porous | Wet | R245fa | MinimizeLCOE_Brownfield | IgnoreSilica | 182.4191 | 57.2086 | 11.0092 | 4 | 2369.3612 | 3951.4524 | 48.3026 | 80.5557 | 207.7138 | 22.3862 | 114.4569 | 13659679.9262 | 0 | 5861227.0381 | 0 | 0 | 0 | 3292360.6498 | 8897174.3695 | 23148622.6481 | 15799410.6139 | 70658475.2456 | 961560.8286 | 32719421.0761 | 32719421.0761 | 24290101.4924 | 12660959.158 | 0 | 104339457.1503 | 174009938.8768 | 10000000 | 44.037 | 2369.3612 | 3951.4524 | 48.3026 | 80.5557
1 | 6900 | 707 | 0.04 | 15 | 15 | 7 | 1e-13 | 5spot_SharedNeighbor | CO2 | Porous | Wet | R245fa | MinimizeLCOE_Brownfield | IgnoreSilica | 3.6413 | 0.31087 | 0.034502 | 4 | 282578.913 | 797528.5611 | 5760.7534 | 16258.6985 | 140.8878 | 25.7639 | 61.7638 | 645023.9966 | 0 | 255937.168 | 0 | 0 | 0 | 598837.5593 | 584921.5023 | 1521845.7651 | 1038691.0055 | 4645256.9969 | 961560.8286 | 33391464.6677 | 33391464.6677 | 24773143.2569 | 12902803.4336 | 0 | 38998282.4932 | 110065693.8515 | 100 | 0.13801 | 282578.913 | 797528.5611 | 5760.7534 | 16258.6985
1 | 6900 | 707 | 0.04 | 15 | 15 | 7 | 1.3335e-13 | 5spot_SharedNeighbor | CO2 | Porous | Wet | R245fa | MinimizeLCOE_Brownfield | IgnoreSilica | 5.001 | 0.61158 | 0.076283 | 4 | 132606.6491 | 365514.6737 | 2703.3659 | 7451.511 | 156.8746 | 26.505 | 47.6427 | 882913.9504 | 0 | 329893.9361 | 0 | 0 | 0 | 759696.7653 | 769276.8142 | 2001500.4701 | 1366065.1976 | 6109347.1337 | 961560.8286 | 33391464.6677 | 33391464.6677 | 24773143.2569 | 12902803.4336 | 0 | 40462372.6301 | 111529783.9883 | 133.3521 | 0.30513 | 132606.6491 | 365514.6737 | 2703.3659 | 7451.511
1 | 6900 | 707 | 0.04 | 15 | 15 | 7 | 1.7783e-13 | 5spot_SharedNeighbor | CO2 | Porous | Wet | R245fa | MinimizeLCOE_Brownfield | IgnoreSilica | 6.6787 | 1.0319 | 0.13707 | 4 | 76803.4871 | 206421.7431 | 1565.743 | 4208.1864 | 169.8758 | 27.0354 | 49.6176 | 1156470.7052 | 0 | 415803.4392 | 0 | 0 | 0 | 932195.1028 | 976743.0064 | 2541284.945 | 1734479.1931 | 7756976.3916 | 961560.8286 | 33391464.6677 | 33391464.6677 | 24773143.2569 | 12902803.4336 | 0 | 42110001.8879 | 113177413.2462 | 177.8279 | 0.54828 | 76803.4871 | 206421.7431 | 1565.743 | 4208.1864
1 | 6900 | 707 | 0.04 | 15 | 15 | 7 | 2.3714e-13 | 5spot_SharedNeighbor | CO2 | Porous | Wet | R245fa | MinimizeLCOE_Brownfield | IgnoreSilica | 8.7787 | 1.5994 | 0.22165 | 4 | 49621.5263 | 129780.2161 | 1011.6019 | 2645.7452 | 180.5198 | 27.4268 | 50.7583 | 1473799.3883 | 0 | 517461.6477 | 0 | 0 | 0 | 1121375.7443 | 1213928.3443 | 3158392.541 | 2155667.8077 | 9640625.4734 | 961560.8286 | 33391464.6677 | 33391464.6677 | 24773143.2569 | 12902803.4336 | 0 | 43993650.9697 | 115061062.328 | 237.1374 | 0.88658 | 49621.5263 | 129780.2161 | 1011.6019 | 2645.7452
1 | 6900 | 707 | 0.04 | 15 | 15 | 7 | 3.1623e-13 | 5spot_SharedNeighbor | CO2 | Porous | Wet | R245fa | MinimizeLCOE_Brownfield | IgnoreSilica | 11.4272 | 2.3496 | 0.33644 | 4 | 34306.5761 | 87114.2643 | 699.386 | 1775.9421 | 189.2196 | 27.719 | 53.0049 | 1844067.7588 | 0 | 638974.1272 | 0 | 0 | 0 | 1331951.1614 | 1487847.2884 | 3871073.4451 | 2642087.1689 | 11816000.9497 | 961560.8286 | 33391464.6677 | 33391464.6677 | 24773143.2569 | 12902803.4336 | 0 | 46169026.4461 | 117236437.8043 | 316.2278 | 1.3458 | 34306.5761 | 87114.2643 | 699.386 | 1775.9421
1 | 6900 | 707 | 0.04 | 15 | 15 | 7 | 4.217e-13 | 5spot_SharedNeighbor | CO2 | Porous | Wet | R245fa | MinimizeLCOE_Brownfield | IgnoreSilica | 14.8003 | 3.3332 | 0.49009 | 4 | 24850.9823 | 61103.3889 | 506.6209 | 1245.6752 | 196.3261 | 27.9365 | 74.8155 | 2280243.953 | 0 | 785864.5911 | 0 | 0 | 0 | 1571419.8883 | 1808636.0886 | 4705700.1004 | 3211737.011 | 14363601.6324 | 961560.8286 | 33391464.6677 | 33391464.6677 | 24773143.2569 | 12902803.4336 | 0 | 48716627.1287 | 119784038.487 | 421.6965 | 1.9604 | 24850.9823 | 61103.3889 | 506.6209 | 1245.6752
1 | 6900 | 707 | 0.04 | 15 | 15 | 7 | 5.6234e-13 | 5spot_SharedNeighbor | CO2 | Porous | Wet | R245fa | MinimizeLCOE_Brownfield | IgnoreSilica | 19.0493 | 4.5985 | 0.69305 | 4 | 18635.9637 | 44271.7165 | 379.9193 | 902.5388 | 202.02 | 28.0908 | 63.9606 | 2788789.0866 | 0 | 961692.5892 | 0 | 0 | 0 | 1838203.9376 | 2179587.3892 | 5670839.292 | 3870464.3409 | 17309576.6355 | 961560.8286 | 33391464.6677 | 33391464.6677 | 24773143.2569 | 12902803.4336 | 0 | 51662602.1319 | 122730013.4901 | 562.3413 | 2.7722 | 18635.9637 | 44271.7165 | 379.9193 | 902.5388
1 | 6900 | 707 | 0.04 | 15 | 15 | 7 | 7.4989e-13 | 5spot_SharedNeighbor | CO2 | Porous | Wet | R245fa | MinimizeLCOE_Brownfield | IgnoreSilica | 24.4083 | 6.217 | 0.95881 | 4 | 14362.3108 | 32892.4135 | 292.7951 | 670.5563 | 206.561 | 28.1899 | 64.7455 | 3383117.1421 | 0 | 1172635.177 | 0 | 0 | 0 | 2137241.3503 | 2610267.5311 | 6791380.6763 | 4635256.8605 | 20729898.7372 | 961560.8286 | 33391464.6677 | 33391464.6677 | 24773143.2569 | 12902803.4336 | 0 | 55082924.2336 | 126150335.5918 | 749.8942 | 3.8352 | 14362.3108 | 32892.4135 | 292.7951 | 670.5563
1 | 6900 | 707 | 0.04 | 15 | 15 | 7 | 1e-12 | 5spot_SharedNeighbor | CO2 | Porous | Wet | R245fa | MinimizeLCOE_Brownfield | IgnoreSilica | 31.1151 | 8.2648 | 1.3032 | 4 | 11322.9264 | 24956.2091 | 230.8332 | 508.7661 | 210.1323 | 28.2348 | 58.6112 | 4073104.0007 | 0 | 1423996.7451 | 0 | 0 | 0 | 2468339.433 | 3106521.6697 | 8082532.1495 | 5516494.2714 | 24670988.2695 | 961560.8286 | 33391464.6677 | 33391464.6677 | 24773143.2569 | 12902803.4336 | 0 | 59024013.7658 | 130091425.1241 | 1000 | 5.2128 | 11322.9264 | 24956.2091 | 230.8332 | 508.7661
1 | 6900 | 707 | 0.04 | 15 | 15 | 7 | 1.3335e-12 | 5spot_SharedNeighbor | CO2 | Porous | Wet | R245fa | MinimizeLCOE_Brownfield | IgnoreSilica | 39.4024 | 10.8194 | 1.7436 | 4 | 9105.3908 | 19295.1416 | 185.6257 | 393.3576 | 212.8865 | 28.22 | 72.5027 | 4864907.2845 | 0 | 1720085.8168 | 0 | 0 | 0 | 2827095.2839 | 3670714.4702 | 9550446.0844 | 6518375.6947 | 29151624.6345 | 961560.8286 | 33391464.6677 | 33391464.6677 | 24773143.2569 | 12902803.4336 | 0 | 63504650.1309 | 134572061.4891 | 1333.5214 | 6.9744 | 9105.3908 | 19295.1416 | 185.6257 | 393.3576
1 | 6900 | 707 | 0.04 | 15 | 15 | 7 | 1.7783e-12 | 5spot_SharedNeighbor | CO2 | Porous | Wet | R245fa | MinimizeLCOE_Brownfield | IgnoreSilica | 49.4897 | 13.9562 | 2.2974 | 4 | 7456.1416 | 15189.5012 | 152.0035 | 309.6585 | 214.9507 | 28.1342 | 81.7288 | 5760770.6625 | 0 | 2064163.382 | 0 | 0 | 0 | 3206397.3746 | 4302219.2534 | 11193491.9909 | 7639788.2871 | 34166830.9505 | 961560.8286 | 33391464.6677 | 33391464.6677 | 24773143.2569 | 12902803.4336 | 0 | 68519856.4469 | 139587267.8051 | 1778.2794 | 9.1897 | 7456.1416 | 15189.5012 | 152.0035 | 309.6585
1 | 6900 | 707 | 0.04 | 15 | 15 | 7 | 2.3714e-12 | 5spot_SharedNeighbor | CO2 | Porous | Wet | R245fa | MinimizeLCOE_Brownfield | IgnoreSilica | 61.4434 | 17.708 | 2.9763 | 4 | 6212.9976 | 12182.3768 | 126.6604 | 248.3542 | 216.4033 | 27.9606 | 91.1553 | 6747987.2149 | 0 | 2454213.2192 | 0 | 0 | 0 | 3588079.7484 | 4988209.2712 | 12978297.3011 | 8857954.5854 | 39614741.3401 | 961560.8286 | 33391464.6677 | 33391464.6677 | 24773143.2569 | 12902803.4336 | 0 | 73967766.8365 | 145035178.1947 | 2371.3737 | 11.9053 | 6212.9976 | 12182.3768 | 126.6604 | 248.3542
1 | 6900 | 707 | 0.04 | 15 | 15 | 7 | 3.1623e-12 | 5spot_SharedNeighbor | CO2 | Porous | Wet | R245fa | MinimizeLCOE_Brownfield | IgnoreSilica | 75.0728 | 22.0291 | 3.7784 | 4 | 5268.8315 | 9971.0358 | 107.4123 | 203.2731 | 217.2854 | 27.682 | 94.1989 | 7794518.4735 | 0 | 2880835.2094 | 0 | 0 | 0 | 3943463.5001 | 5701338.7014 | 14833713.7956 | 10124314.4678 | 45278184.1478 | 961560.8286 | 33391464.6677 | 33391464.6677 | 24773143.2569 | 12902803.4336 | 0 | 79631209.6442 | 150698621.0024 | 3162.2777 | 15.1136 | 5268.8315 | 9971.0358 | 107.4123 | 203.2731
1 | 6900 | 707 | 0.04 | 15 | 15 | 7 | 4.217e-12 | 5spot_SharedNeighbor | CO2 | Porous | Wet | R245fa | MinimizeLCOE_Brownfield | IgnoreSilica | 89.823 | 26.7571 | 4.6797 | 4 | 4550.1603 | 8346.7354 | 92.7612 | 170.1595 | 217.6265 | 27.2912 | 103.5203 | 8846893.6972 | 0 | 3325388.3235 | 0 | 0 | 0 | 4236000.4917 | 6399230.1798 | 16649484.2653 | 11363615.1238 | 50820612.0814 | 961560.8286 | 33391464.6677 | 33391464.6677 | 24773143.2569 | 12902803.4336 | 0 | 85173637.5777 | 156241048.936 | 4216.965 | 18.7188 | 4550.1603 | 8346.7354 | 92.7612 | 170.1595
1 | 6900 | 707 | 0.04 | 15 | 15 | 7 | 5.6234e-12 | 5spot_SharedNeighbor | CO2 | Porous | Wet | R245fa | MinimizeLCOE_Brownfield | IgnoreSilica | 104.8487 | 31.6295 | 5.6336 | 4 | 4004.076 | 7157.7969 | 81.6285 | 145.9214 | 217.4892 | 26.801 | 98.7502 | 9842736.4045 | 0 | 3763420.1925 | 0 | 0 | 0 | 4434562.0798 | 7035880.284 | 18305917.2413 | 12494164.6662 | 55876680.8683 | 961560.8286 | 33391464.6677 | 33391464.6677 | 24773143.2569 | 12902803.4336 | 0 | 90229706.3647 | 161297117.7229 | 5623.4133 | 22.5345 | 4004.076 | 7157.7969 | 81.6285 | 145.9214
1 | 6900 | 707 | 0.04 | 15 | 15 | 7 | 7.4989e-12 | 5spot_SharedNeighbor | CO2 | Porous | Wet | R245fa | MinimizeLCOE_Brownfield | IgnoreSilica | 119.2138 | 36.3434 | 6.5805 | 4 | 3590.6979 | 6290.64 | 73.2012 | 128.2432 | 216.987 | 26.2468 | 111.2263 | 10728014.2953 | 0 | 4170552.0855 | 0 | 0 | 0 | 4525321.1968 | 7575316.1552 | 19709418.725 | 13452083.2678 | 60160705.7256 | 961560.8286 | 33391464.6677 | 33391464.6677 | 24773143.2569 | 12902803.4336 | 0 | 94513731.222 | 165581142.5802 | 7498.9421 | 26.3218 | 3590.6979 | 6290.64 | 73.2012 | 128.2432
1 | 6900 | 707 | 0.04 | 15 | 15 | 7 | 1e-11 | 5spot_SharedNeighbor | CO2 | Porous | Wet | R245fa | MinimizeLCOE_Brownfield | IgnoreSilica | 132.1755 | 40.6465 | 7.4647 | 4 | 3279.0747 | 5659.1916 | 66.8484 | 115.3703 | 216.2623 | 25.6749 | 125.9351 | 11472859.0056 | 0 | 4529530.112 | 0 | 0 | 0 | 4517782.5002 | 8002866.9309 | 20821818.1405 | 14211318.7265 | 63556175.4155 | 961560.8286 | 33391464.6677 | 33391464.6677 | 24773143.2569 | 12902803.4336 | 0 | 97909200.9119 | 168976612.2701 | 10000 | 29.8588 | 3279.0747 | 5659.1916 | 66.8484 | 115.3703
1 | 6900 | 707 | 0.04 | 15 | 15 | 7 | 1.3335e-11 | 5spot_SharedNeighbor | CO2 | Porous | Wet | R245fa | MinimizeLCOE_Brownfield | IgnoreSilica | 143.2692 | 44.3716 | 8.2463 | 4 | 3044.954 | 5199.4828 | 62.0755 | 105.9985 | 215.4528 | 25.131 | 115.4393 | 12070158.5789 | 0 | 4831196.5809 | 0 | 0 | 0 | 4435345.4452 | 8321313.236 | 21650350.104 | 14776808.8162 | 66085172.7611 | 961560.8286 | 33391464.6677 | 33391464.6677 | 24773143.2569 | 12902803.4336 | 0 | 100438198.2575 | 171505609.6157 | 13335.2143 | 32.9851 | 3044.954 | 5199.4828 | 62.0755 | 105.9985
1 | 6900 | 707 | 0.04 | 15 | 15 | 7 | 1.7783e-11 | 5spot_SharedNeighbor | CO2 | Porous | Wet | R245fa | MinimizeLCOE_Brownfield | IgnoreSilica | 152.3996 | 47.4693 | 8.9077 | 4 | 2869.4374 | 4863.9928 | 58.4974 | 99.1591 | 214.66 | 24.6453 | 98.1406 | 12533747.1813 | 0 | 5075974.9761 | 0 | 0 | 0 | 4308744.3817 | 8548201.9503 | 22240667.9972 | 15179712.9081 | 67887049.3948 | 961560.8286 | 33391464.6677 | 33391464.6677 | 24773143.2569 | 12902803.4336 | 0 | 102240074.8911 | 173307486.2493 | 17782.7941 | 35.6307 | 2869.4374 | 4863.9928 | 58.4974 | 99.1591
1 | 6900 | 707 | 0.04 | 15 | 15 | 7 | 2.3714e-11 | 5spot_SharedNeighbor | CO2 | Porous | Wet | R245fa | MinimizeLCOE_Brownfield | IgnoreSilica | 159.6734 | 49.9607 | 9.4482 | 4 | 2737.9856 | 4618.4436 | 55.8175 | 94.1532 | 213.9472 | 24.2332 | 115.8447 | 12884668.4217 | 0 | 5268881.3841 | 0 | 0 | 0 | 4163831.9117 | 8703778.8698 | 22645447.2287 | 15455983.051 | 69122590.867 | 961560.8286 | 33391464.6677 | 33391464.6677 | 24773143.2569 | 12902803.4336 | 0 | 103475616.3634 | 174543027.7216 | 23713.7371 | 37.7926 | 2737.9856 | 4618.4436 | 55.8175 | 94.1532
1 | 6900 | 707 | 0.04 | 15 | 15 | 7 | 3.1623e-11 | 5spot_SharedNeighbor | CO2 | Porous | Wet | R245fa | MinimizeLCOE_Brownfield | IgnoreSilica | 165.3567 | 51.9232 | 9.8793 | 4 | 2639.5175 | 4437.9062 | 53.8101 | 90.4727 | 213.3389 | 23.8948 | 129.2321 | 13147160.1617 | 0 | 5418384.5343 | 0 | 0 | 0 | 4020110.5516 | 8808405.5466 | 22917664.3798 | 15641776.8501 | 69953502.0241 | 961560.8286 | 33391464.6677 | 33391464.6677 | 24773143.2569 | 12902803.4336 | 0 | 104306527.5205 | 175373938.8787 | 31622.7766 | 39.5173 | 2639.5175 | 4437.9062 | 53.8101 | 90.4727
1 | 6900 | 707 | 0.04 | 15 | 15 | 7 | 4.217e-11 | 5spot_SharedNeighbor | CO2 | Porous | Wet | R245fa | MinimizeLCOE_Brownfield | IgnoreSilica | 169.742 | 53.4471 | 10.2174 | 4 | 2565.8058 | 4304.6908 | 52.3074 | 87.7569 | 212.8395 | 23.6248 | 118.0749 | 13342703.2866 | 0 | 5533038.2481 | 0 | 0 | 0 | 3889668.2968 | 8878509.8343 | 23100061.356 | 15766266.5343 | 70510247.556 | 961560.8286 | 33391464.6677 | 33391464.6677 | 24773143.2569 | 12902803.4336 | 0 | 104863273.0524 | 175930684.4106 | 42169.6503 | 40.8695 | 2565.8058 | 4304.6908 | 52.3074 | 87.7569
1 | 6900 | 707 | 0.04 | 15 | 15 | 7 | 5.6234e-11 | 5spot_SharedNeighbor | CO2 | Porous | Wet | R245fa | MinimizeLCOE_Brownfield | IgnoreSilica | 173.0964 | 54.6187 | 10.4792 | 4 | 2510.5822 | 4206.0166 | 51.1816 | 85.7453 | 212.4392 | 23.4126 | 125.8185 | 13488038.169 | 0 | 5620342.5852 | 0 | 0 | 0 | 3777340.6319 | 8925431.3406 | 23222141.4905 | 15849588.7345 | 70882882.9517 | 961560.8286 | 33391464.6677 | 33391464.6677 | 24773143.2569 | 12902803.4336 | 0 | 105235908.448 | 176303319.8062 | 56234.1325 | 41.9169 | 2510.5822 | 4206.0166 | 51.1816 | 85.7453
1 | 6900 | 707 | 0.04 | 15 | 15 | 7 | 7.4989e-11 | 5spot_SharedNeighbor | CO2 | Porous | Wet | R245fa | MinimizeLCOE_Brownfield | IgnoreSilica | 175.6346 | 55.5095 | 10.6799 | 4 | 2469.1968 | 4132.7788 | 50.3379 | 84.2523 | 212.1255 | 23.2487 | 88.5234 | 13595517.0373 | 0 | 5686176.0839 | 0 | 0 | 0 | 3683769.1681 | 8956530.2928 | 23303054.5849 | 15904813.5841 | 71129860.751 | 961560.8286 | 33391464.6677 | 33391464.6677 | 24773143.2569 | 12902803.4336 | 0 | 105482886.2474 | 176550297.6056 | 74989.4209 | 42.7195 | 2469.1968 | 4132.7788 | 50.3379 | 84.2523
1 | 6900 | 707 | 0.04 | 15 | 15 | 7 | 1e-10 | 5spot_SharedNeighbor | CO2 | Porous | Wet | R245fa | MinimizeLCOE_Brownfield | IgnoreSilica | 177.554 | 56.1853 | 10.8329 | 4 | 2438.1744 | 4078.2621 | 49.7055 | 83.1409 | 211.882 | 23.1228 | 103.5845 | 13675354.8427 | 0 | 5735834.7866 | 0 | 0 | 0 | 3608124.9584 | 8977532.6892 | 23357698.5121 | 15942109.1872 | 71296654.9763 | 961560.8286 | 33391464.6677 | 33391464.6677 | 24773143.2569 | 12902803.4336 | 0 | 105649680.4726 | 176717091.8309 | 100000 | 43.3315 | 2438.1744 | 4078.2621 | 49.7055 | 83.1409
1 | 6900 | 707 | 0.04 | 15 | 15 | 7 | 1.3335e-10 | 5spot_SharedNeighbor | CO2 | Porous | Wet | R245fa | MinimizeLCOE_Brownfield | IgnoreSilica | 179.0085 | 56.6984 | 10.9492 | 4 | 2414.9161 | 4037.5773 | 49.2313 | 82.3115 | 211.6939 | 23.0264 | 126.3385 | 13735022.2235 | 0 | 5773394.049 | 0 | 0 | 0 | 3548344.384 | 8992136.656 | 23395695.0382 | 15968042.597 | 71412634.9477 | 961560.8286 | 33391464.6677 | 33391464.6677 | 24773143.2569 | 12902803.4336 | 0 | 105765660.4441 | 176833071.8023 | 133352.1432 | 43.7968 | 2414.9161 | 4037.5773 | 49.2313 | 82.3115
1 | 6900 | 707 | 0.04 | 15 | 15 | 7 | 1.7783e-10 | 5spot_SharedNeighbor | CO2 | Porous | Wet | R245fa | MinimizeLCOE_Brownfield | IgnoreSilica | 180.1 | 57.0844 | 11.0371 | 4 | 2397.4769 | 4007.2134 | 48.8758 | 81.6925 | 211.5507 | 22.9534 | 118.633 | 13779321.3778 | 0 | 5801540.0273 | 0 | 0 | 0 | 3501497.8246 | 9002120.0996 | 23421669.9104 | 15985770.981 | 71491920.2206 | 961560.8286 | 33391464.6677 | 33391464.6677 | 24773143.2569 | 12902803.4336 | 0 | 105844945.717 | 176912357.0752 | 177827.941 | 44.1485 | 2397.4769 | 4007.2134 | 48.8758 | 81.6925
1 | 6900 | 707 | 0.04 | 15 | 15 | 7 | 2.3714e-10 | 5spot_SharedNeighbor | CO2 | Porous | Wet | R245fa | MinimizeLCOE_Brownfield | IgnoreSilica | 180.9186 | 57.3744 | 11.1034 | 4 | 2384.4 | 3984.5258 | 48.6092 | 81.2299 | 211.4421 | 22.8982 | 118.7177 | 13812274.4221 | 0 | 5822626.7029 | 0 | 0 | 0 | 3465194.7597 | 9009037.395 | 23439667.2942 | 15998054.5653 | 71546855.1391 | 961560.8286 | 33391464.6677 | 33391464.6677 | 24773143.2569 | 12902803.4336 | 0 | 105899880.6355 | 176967291.9937 | 237137.3706 | 44.4136 | 2384.4 | 3984.5258 | 48.6092 | 81.2299
1 | 6900 | 707 | 0.04 | 15 | 15 | 7 | 3.1623e-10 | 5spot_SharedNeighbor | CO2 | Porous | Wet | R245fa | MinimizeLCOE_Brownfield | IgnoreSilica | 181.5519 | 57.5981 | 11.1539 | 4 | 2374.5939 | 3967.4733 | 48.4093 | 80.8823 | 211.3575 | 22.8554 | 103.136 | 13837613.051 | 0 | 5838925.978 | 0 | 0 | 0 | 3437846.0321 | 9014610.1738 | 23454166.5216 | 16007950.5859 | 71591112.3424 | 961560.8286 | 33391464.6677 | 33391464.6677 | 24773143.2569 | 12902803.4336 | 0 | 105944137.8388 | 177011549.197 | 316227.766 | 44.6157 | 2374.5939 | 3967.4733 | 48.4093 | 80.8823
1 | 6900 | 707 | 0.04 | 15 | 15 | 7 | 4.217e-10 | 5spot_SharedNeighbor | CO2 | Porous | Wet | R245fa | MinimizeLCOE_Brownfield | IgnoreSilica | 182.0124 | 57.7616 | 11.1915 | 4 | 2367.2403 | 3954.7754 | 48.2594 | 80.6234 | 211.2955 | 22.8241 | 106.5488 | 13855943.8343 | 0 | 5850769.8249 | 0 | 0 | 0 | 3416541.0265 | 9018069.3274 | 23463166.5295 | 16014093.2763 | 71618583.8188 | 961560.8286 | 33391464.6677 | 33391464.6677 | 24773143.2569 | 12902803.4336 | 0 | 105971609.3152 | 177039020.6734 | 421696.5034 | 44.7659 | 2367.2403 | 3954.7754 | 48.2594 | 80.6234
1 | 6900 | 707 | 0.04 | 15 | 15 | 7 | 5.6234e-10 | 5spot_SharedNeighbor | CO2 | Porous | Wet | R245fa | MinimizeLCOE_Brownfield | IgnoreSilica | 182.3607 | 57.8853 | 11.2198 | 4 | 2361.7259 | 3945.2541 | 48.147 | 80.4293 | 211.2484 | 22.8004 | 108.6677 | 13869765.2233 | 0 | 5859727.2822 | 0 | 0 | 0 | 3400432.7349 | 9020670.8438 | 23469935.1415 | 16018712.993 | 71639244.2186 | 961560.8286 | 33391464.6677 | 33391464.6677 | 24773143.2569 | 12902803.4336 | 0 | 105992269.715 | 177059681.0732 | 562341.3252 | 44.8792 | 2361.7259 | 3945.2541 | 48.147 | 80.4293
1 | 6900 | 707 | 0.04 | 15 | 15 | 7 | 7.4989e-10 | 5spot_SharedNeighbor | CO2 | Porous | Wet | R245fa | MinimizeLCOE_Brownfield | IgnoreSilica | 182.6165 | 57.9765 | 11.2409 | 4 | 2357.5906 | 3938.1458 | 48.0627 | 80.2844 | 211.2137 | 22.7829 | 121.7318 | 13879883.5846 | 0 | 5866301.4644 | 0 | 0 | 0 | 3388076.1299 | 9022361.8598 | 23474334.8183 | 16021715.8628 | 71652673.7198 | 961560.8286 | 33391464.6677 | 33391464.6677 | 24773143.2569 | 12902803.4336 | 0 | 106005699.2162 | 177073110.5744 | 749894.2093 | 44.9636 | 2357.5906 | 3938.1458 | 48.0627 | 80.2844
1 | 6900 | 707 | 0.04 | 15 | 15 | 7 | 1e-09 | 5spot_SharedNeighbor | CO2 | Porous | Wet | R245fa | MinimizeLCOE_Brownfield | IgnoreSilica | 182.8166 | 58.0473 | 11.257 | 4 | 2354.4895 | 3932.7844 | 47.9995 | 80.1751 | 211.1865 | 22.7693 | 119.1117 | 13887783.7042 | 0 | 5871441.645 | 0 | 0 | 0 | 3378968.9876 | 9023895.7914 | 23478325.7935 | 16024439.7854 | 71664855.7071 | 961560.8286 | 33391464.6677 | 33391464.6677 | 24773143.2569 | 12902803.4336 | 0 | 106017881.2035 | 177085292.5617 | 1000000 | 45.028 | 2354.4895 | 3932.7844 | 47.9995 | 80.1751
1 | 6900 | 707 | 0.04 | 15 | 15 | 7 | 1.3335e-09 | 5spot_SharedNeighbor | CO2 | Porous | Wet | R245fa | MinimizeLCOE_Brownfield | IgnoreSilica | 182.9675 | 58.1008 | 11.2691 | 4 | 2352.164 | 3928.7624 | 47.952 | 80.0931 | 211.166 | 22.7589 | 109.6428 | 13893736.3777 | 0 | 5875319.8329 | 0 | 0 | 0 | 3372125.6541 | 9025060.9272 | 23481357.2381 | 16026508.8086 | 71674108.8385 | 961560.8286 | 33391464.6677 | 33391464.6677 | 24773143.2569 | 12902803.4336 | 0 | 106027134.3349 | 177094545.6931 | 1333521.4322 | 45.0764 | 2352.164 | 3928.7624 | 47.952 | 80.0931
1 | 6900 | 707 | 0.04 | 15 | 15 | 7 | 1.7783e-09 | 5spot_SharedNeighbor | CO2 | Porous | Wet | R245fa | MinimizeLCOE_Brownfield | IgnoreSilica | 183.0723 | 58.1384 | 11.2779 | 4 | 2350.4201 | 3925.7837 | 47.9165 | 80.0324 | 211.1517 | 22.7518 | 124.2153 | 13897862.4908 | 0 | 5878012.548 | 0 | 0 | 0 | 3366739.1991 | 9025619.5527 | 23482810.6671 | 16027500.8038 | 71678545.2615 | 961560.8286 | 33391464.6677 | 33391464.6677 | 24773143.2569 | 12902803.4336 | 0 | 106031570.7578 | 177098982.116 | 1778279.41 | 45.1118 | 2350.4201 | 3925.7837 | 47.9165 | 80.0324
1 | 6900 | 707 | 0.04 | 15 | 15 | 7 | 2.3714e-09 | 5spot_SharedNeighbor | CO2 | Porous | Wet | R245fa | MinimizeLCOE_Brownfield | IgnoreSilica | 183.1501 | 58.1663 | 11.2845 | 4 | 2349.1124 | 3923.5542 | 47.8898 | 79.987 | 211.141 | 22.7464 | 119.1452 | 13900921.7213 | 0 | 5880010.6446 | 0 | 0 | 0 | 3362664.9969 | 9026002.9715 | 23483808.244 | 16028181.6706 | 71681590.2489 | 961560.8286 | 33391464.6677 | 33391464.6677 | 24773143.2569 | 12902803.4336 | 0 | 106034615.7452 | 177102027.1035 | 2371373.7057 | 45.1382 | 2349.1124 | 3923.5542 | 47.8898 | 79.987
1 | 6900 | 707 | 0.04 | 15 | 15 | 7 | 3.1623e-09 | 5spot_SharedNeighbor | CO2 | Porous | Wet | R245fa | MinimizeLCOE_Brownfield | IgnoreSilica | 183.2233 | 58.1917 | 11.2899 | 4 | 2348.1317 | 3921.8194 | 47.8698 | 79.9516 | 211.1311 | 22.7414 | 115.5971 | 13903802.3849 | 0 | 5881889.652 | 0 | 0 | 0 | 3360012.5912 | 9026824.8049 | 23485946.4861 | 16029641.0647 | 71688116.9837 | 961560.8286 | 33391464.6677 | 33391464.6677 | 24773143.2569 | 12902803.4336 | 0 | 106041142.4801 | 177108553.8383 | 3162277.6602 | 45.1598 | 2348.1317 | 3921.8194 | 47.8698 | 79.9516
1 | 6900 | 707 | 0.04 | 15 | 15 | 7 | 4.217e-09 | 5spot_SharedNeighbor | CO2 | Porous | Wet | R245fa | MinimizeLCOE_Brownfield | IgnoreSilica | 183.2692 | 58.2081 | 11.2937 | 4 | 2347.3963 | 3920.5568 | 47.8548 | 79.9259 | 211.1248 | 22.7383 | 107.3409 | 13905608.1929 | 0 | 5883069.8135 | 0 | 0 | 0 | 3357773.1191 | 9027115.9389 | 23486703.957 | 16030158.0541 | 71690429.0754 | 961560.8286 | 33391464.6677 | 33391464.6677 | 24773143.2569 | 12902803.4336 | 0 | 106043454.5718 | 177110865.93 | 4216965.0343 | 45.1749 | 2347.3963 | 3920.5568 | 47.8548 | 79.9259
1 | 6900 | 707 | 0.04 | 15 | 15 | 7 | 5.6234e-09 | 5spot_SharedNeighbor | CO2 | Porous | Wet | R245fa | MinimizeLCOE_Brownfield | IgnoreSilica | 183.3035 | 58.2203 | 11.2966 | 4 | 2346.8448 | 3919.611 | 47.8436 | 79.9066 | 211.1201 | 22.7359 | 95.274 | 13906954.1347 | 0 | 5883949.7592 | 0 | 0 | 0 | 3356086.1127 | 9027326.1026 | 23487250.7597 | 16030531.2582 | 71692098.1271 | 961560.8286 | 33391464.6677 | 33391464.6677 | 24773143.2569 | 12902803.4336 | 0 | 106045123.6235 | 177112534.9817 | 5623413.2519 | 45.1863 | 2346.8448 | 3919.611 | 47.8436 | 79.9066
1 | 6900 | 707 | 0.04 | 15 | 15 | 7 | 7.4989e-09 | 5spot_SharedNeighbor | CO2 | Porous | Wet | R245fa | MinimizeLCOE_Brownfield | IgnoreSilica | 183.3204 | 58.2268 | 11.2984 | 4 | 2346.4313 | 3918.9396 | 47.8352 | 79.8929 | 211.1177 | 22.7347 | 109.7401 | 13907612.5541 | 0 | 5884382.3588 | 0 | 0 | 0 | 3354575.5638 | 9027162.4859 | 23486825.0627 | 16030240.7113 | 71690798.7365 | 961560.8286 | 33391464.6677 | 33391464.6677 | 24773143.2569 | 12902803.4336 | 0 | 106043824.2329 | 177111235.5911 | 7498942.0933 | 45.1937 | 2346.4313 | 3918.9396 | 47.8352 | 79.8929
1 | 6900 | 707 | 0.04 | 15 | 15 | 7 | 1e-08 | 5spot_SharedNeighbor | CO2 | Porous | Wet | R245fa | MinimizeLCOE_Brownfield | IgnoreSilica | 183.3398 | 58.2337 | 11.3 | 4 | 2346.1211 | 3918.407 | 47.8289 | 79.882 | 211.1151 | 22.7334 | 110.4781 | 13908376.229 | 0 | 5884881.7636 | 0 | 0 | 0 | 3353630.2399 | 9027286.4107 | 23487147.4895 | 16030460.7742 | 71691782.9068 | 961560.8286 | 33391464.6677 | 33391464.6677 | 24773143.2569 | 12902803.4336 | 0 | 106044808.4032 | 177112219.7614 | 10000000 | 45.2001 | 2346.1211 | 3918.407 | 47.8289 | 79.882
1 | 7000 | 707 | 0.04 | 15 | 15 | 7 | 1e-13 | 5spot_SharedNeighbor | CO2 | Porous | Wet | R245fa | MinimizeLCOE_Brownfield | IgnoreSilica | 3.7144 | 0.3218 | 0.036383 | 4 | 273484.8788 | 771500.9081 | 5575.3592 | 15728.0895 | 143.0432 | 26.2215 | 58.2099 | 664212.7658 | 0 | 260042.899 | 0 | 0 | 0 | 615926.6952 | 600671.1204 | 1562823.0408 | 1066658.8381 | 4770335.3594 | 961560.8286 | 34069368.3502 | 34069368.3502 | 25261752.1078 | 13146991.7455 | 0 | 39801264.5383 | 112279376.7418 | 100 | 0.14553 | 273484.8788 | 771500.9081 | 5575.3592 | 15728.0895
1 | 7000 | 707 | 0.04 | 15 | 15 | 7 | 1.3335e-13 | 5spot_SharedNeighbor | CO2 | Porous | Wet | R245fa | MinimizeLCOE_Brownfield | IgnoreSilica | 5.0982 | 0.63178 | 0.080035 | 4 | 129009.4512 | 355404.8481 | 2630.0322 | 7245.4085 | 159.2878 | 26.9703 | 46.2824 | 908567.6923 | 0 | 335015.7078 | 0 | 0 | 0 | 780820.9806 | 789517.7085 | 2054163.1252 | 1402008.5418 | 6270093.7563 | 961560.8286 | 34069368.3502 | 34069368.3502 | 25261752.1078 | 13146991.7455 | 0 | 41301022.9351 | 113779135.1387 | 133.3521 | 0.32014 | 129009.4512 | 355404.8481 | 2630.0322 | 7245.4085
1 | 7000 | 707 | 0.04 | 15 | 15 | 7 | 1.7783e-13 | 5spot_SharedNeighbor | CO2 | Porous | Wet | R245fa | MinimizeLCOE_Brownfield | IgnoreSilica | 6.8102 | 1.0658 | 0.14346 | 4 | 74923.935 | 201227.961 | 1527.4258 | 4102.3042 | 172.532 | 27.5075 | 53.2992 | 1190248.1019 | 0 | 422340.4664 | 0 | 0 | 0 | 958498.5832 | 1002723.9891 | 2608882.1327 | 1780615.6627 | 7963308.936 | 961560.8286 | 34069368.3502 | 34069368.3502 | 25261752.1078 | 13146991.7455 | 0 | 42994238.1148 | 115472350.3184 | 177.8279 | 0.57384 | 74923.935 | 201227.961 | 1527.4258 | 4102.3042
1 | 7000 | 707 | 0.04 | 15 | 15 | 7 | 2.3714e-13 | 5spot_SharedNeighbor | CO2 | Porous | Wet | R245fa | MinimizeLCOE_Brownfield | IgnoreSilica | 8.9445 | 1.6501 | 0.23159 | 4 | 48490.9388 | 126730.8636 | 988.5534 | 2583.5801 | 183.3319 | 27.9024 | 46.6559 | 1515673.5694 | 0 | 525264.1165 | 0 | 0 | 0 | 1151890.2488 | 1245202.8945 | 3239762.5053 | 2211204.4803 | 9888997.8149 | 961560.8286 | 34069368.3502 | 34069368.3502 | 25261752.1078 | 13146991.7455 | 0 | 44919926.9937 | 117398039.1973 | 237.1374 | 0.92636 | 48490.9388 | 126730.8636 | 988.5534 | 2583.5801
1 | 7000 | 707 | 0.04 | 15 | 15 | 7 | 3.1623e-13 | 5spot_SharedNeighbor | CO2 | Porous | Wet | R245fa | MinimizeLCOE_Brownfield | IgnoreSilica | 11.6487 | 2.4252 | 0.35123 | 4 | 33566.0064 | 85155.1197 | 684.2884 | 1736.0023 | 192.1989 | 28.1983 | 55.876 | 1897145.7198 | 0 | 648864.2143 | 0 | 0 | 0 | 1369175.4268 | 1526922.2908 | 3972738.5857 | 2711475.7164 | 12126321.9537 | 961560.8286 | 34069368.3502 | 34069368.3502 | 25261752.1078 | 13146991.7455 | 0 | 47157251.1326 | 119635363.3361 | 316.2278 | 1.4049 | 33566.0064 | 85155.1197 | 684.2884 | 1736.0023
1 | 7000 | 707 | 0.04 | 15 | 15 | 7 | 4.217e-13 | 5spot_SharedNeighbor | CO2 | Porous | Wet | R245fa | MinimizeLCOE_Brownfield | IgnoreSilica | 15.0781 | 3.438 | 0.51118 | 4 | 24337.2246 | 59783.8248 | 496.1472 | 1218.7741 | 199.4097 | 28.4173 | 70.1824 | 2344607.2388 | 0 | 797644.3838 | 0 | 0 | 0 | 1614124.2541 | 1854986.5919 | 4826294.602 | 3294045.2363 | 14731702.3069 | 961560.8286 | 34069368.3502 | 34069368.3502 | 25261752.1078 | 13146991.7455 | 0 | 49762631.4858 | 122240743.6893 | 421.6965 | 2.0447 | 24337.2246 | 59783.8248 | 496.1472 | 1218.7741
1 | 7000 | 707 | 0.04 | 15 | 15 | 7 | 5.6234e-13 | 5spot_SharedNeighbor | CO2 | Porous | Wet | R245fa | MinimizeLCOE_Brownfield | IgnoreSilica | 19.4024 | 4.742 | 0.72244 | 4 | 18264.4527 | 43345.5999 | 372.3456 | 883.6587 | 205.1956 | 28.5724 | 70.5976 | 2866882.1021 | 0 | 975923.9552 | 0 | 0 | 0 | 1887650.2212 | 2234877.9486 | 5814693.9858 | 3968648.1253 | 17748676.3381 | 961560.8286 | 34069368.3502 | 34069368.3502 | 25261752.1078 | 13146991.7455 | 0 | 52779605.517 | 125257717.7206 | 562.3413 | 2.8897 | 18264.4527 | 43345.5999 | 372.3456 | 883.6587
1 | 7000 | 707 | 0.04 | 15 | 15 | 7 | 7.4989e-13 | 5spot_SharedNeighbor | CO2 | Porous | Wet | R245fa | MinimizeLCOE_Brownfield | IgnoreSilica | 24.854 | 6.4093 | 0.99894 | 4 | 14085.0209 | 32223.6943 | 287.1422 | 656.9236 | 209.8091 | 28.6713 | 44.1835 | 3477046.8611 | 0 | 1189731.4594 | 0 | 0 | 0 | 2194037.687 | 2675718.2429 | 6961670.0028 | 4751482.8249 | 21249687.078 | 961560.8286 | 34069368.3502 | 34069368.3502 | 25261752.1078 | 13146991.7455 | 0 | 56280616.2569 | 128758728.4604 | 749.8942 | 3.9958 | 14085.0209 | 32223.6943 | 287.1422 | 656.9236
1 | 7000 | 707 | 0.04 | 15 | 15 | 7 | 1e-12 | 5spot_SharedNeighbor | CO2 | Porous | Wet | R245fa | MinimizeLCOE_Brownfield | IgnoreSilica | 31.6681 | 8.5166 | 1.357 | 4 | 11110.6799 | 24463.3919 | 226.5062 | 498.7193 | 213.4347 | 28.7143 | 39.7223 | 4184601.4266 | 0 | 1444209.7888 | 0 | 0 | 0 | 2532451.7827 | 3182892.5693 | 8281233.5642 | 5652112.0699 | 25277501.2014 | 961560.8286 | 34069368.3502 | 34069368.3502 | 25261752.1078 | 13146991.7455 | 0 | 60308430.3802 | 132786542.5838 | 1000 | 5.428 | 11110.6799 | 24463.3919 | 226.5062 | 498.7193
1 | 7000 | 707 | 0.04 | 15 | 15 | 7 | 1.3335e-12 | 5spot_SharedNeighbor | CO2 | Porous | Wet | R245fa | MinimizeLCOE_Brownfield | IgnoreSilica | 40.1017 | 11.149 | 1.8149 | 4 | 8939.5331 | 18923.2656 | 182.2445 | 385.7764 | 216.2359 | 28.6957 | 50.069 | 4997883.3391 | 0 | 1744467.6375 | 0 | 0 | 0 | 2900608.6014 | 3760754.2354 | 9784711.0838 | 6678266.3704 | 29866691.2677 | 961560.8286 | 34069368.3502 | 34069368.3502 | 25261752.1078 | 13146991.7455 | 0 | 64897620.4466 | 137375732.6501 | 1333.5214 | 7.2596 | 8939.5331 | 18923.2656 | 182.2445 | 385.7764
1 | 7000 | 707 | 0.04 | 15 | 15 | 7 | 1.7783e-12 | 5spot_SharedNeighbor | CO2 | Porous | Wet | R245fa | MinimizeLCOE_Brownfield | IgnoreSilica | 50.3445 | 14.3752 | 2.39 | 4 | 7324.2703 | 14905.7297 | 149.3152 | 303.8735 | 218.3307 | 28.6035 | 64.0969 | 5915979.5844 | 0 | 2092636.4588 | 0 | 0 | 0 | 3287997.7726 | 4405679.3882 | 11462674.0389 | 7823510.5659 | 34988477.8087 | 961560.8286 | 34069368.3502 | 34069368.3502 | 25261752.1078 | 13146991.7455 | 0 | 70019406.9876 | 142497519.1911 | 1778.2794 | 9.5599 | 7324.2703 | 14905.7297 | 149.3152 | 303.8735
1 | 7000 | 707 | 0.04 | 15 | 15 | 7 | 2.3714e-12 | 5spot_SharedNeighbor | CO2 | Porous | Wet | R245fa | MinimizeLCOE_Brownfield | IgnoreSilica | 62.4593 | 18.2273 | 3.0938 | 4 | 6106.6136 | 11963.3857 | 124.4916 | 243.8898 | 219.8016 | 28.4203 | 59.4782 | 6925752.3328 | 0 | 2486623.1992 | 0 | 0 | 0 | 3676315.4519 | 5104589.4837 | 13281094.7414 | 9064620.0602 | 40538995.2692 | 961560.8286 | 34069368.3502 | 34069368.3502 | 25261752.1078 | 13146991.7455 | 0 | 75569924.448 | 148048036.6516 | 2371.3737 | 12.3751 | 6106.6136 | 11963.3857 | 124.4916 | 243.8898
1 | 7000 | 707 | 0.04 | 15 | 15 | 7 | 3.1623e-12 | 5spot_SharedNeighbor | CO2 | Porous | Wet | R245fa | MinimizeLCOE_Brownfield | IgnoreSilica | 76.2371 | 22.6533 | 3.9233 | 4 | 5181.9267 | 9800.3344 | 105.6406 | 199.7931 | 220.6902 | 28.1288 | 88.5881 | 7993387.2154 | 0 | 2916522.6683 | 0 | 0 | 0 | 4035802.7439 | 5828827.9247 | 15165414.6032 | 10350707.0848 | 46290662.2403 | 961560.8286 | 34069368.3502 | 34069368.3502 | 25261752.1078 | 13146991.7455 | 0 | 81321591.4191 | 153799703.6227 | 3162.2777 | 15.6933 | 5181.9267 | 9800.3344 | 105.6406 | 199.7931
1 | 7000 | 707 | 0.04 | 15 | 15 | 7 | 4.217e-12 | 5spot_SharedNeighbor | CO2 | Porous | Wet | R245fa | MinimizeLCOE_Brownfield | IgnoreSilica | 91.1091 | 27.484 | 4.853 | 4 | 4478.3166 | 8212.0303 | 91.2965 | 167.4133 | 221.0286 | 27.7223 | 101.1246 | 9064091.5523 | 0 | 3363425.8024 | 0 | 0 | 0 | 4329672.2456 | 6535303.9441 | 17003520.2874 | 11605251.9836 | 51901265.8155 | 961560.8286 | 34069368.3502 | 34069368.3502 | 25261752.1078 | 13146991.7455 | 0 | 86932194.9943 | 159410307.1979 | 4216.965 | 19.4118 | 4478.3166 | 8212.0303 | 91.2965 | 167.4133
1 | 7000 | 707 | 0.04 | 15 | 15 | 7 | 5.6234e-12 | 5spot_SharedNeighbor | CO2 | Porous | Wet | R245fa | MinimizeLCOE_Brownfield | IgnoreSilica | 106.1929 | 32.4419 | 5.8331 | 4 | 3943.9181 | 7050.2395 | 80.4021 | 143.7287 | 220.8836 | 27.2157 | 100.7602 | 10072806.0344 | 0 | 3801970.3145 | 0 | 0 | 0 | 4525516.9095 | 7176114.3708 | 18670777.5693 | 12743189.3371 | 56990374.5355 | 961560.8286 | 34069368.3502 | 34069368.3502 | 25261752.1078 | 13146991.7455 | 0 | 92021303.7144 | 164499415.9179 | 5623.4133 | 23.3325 | 3943.9181 | 7050.2395 | 80.4021 | 143.7287
1 | 7000 | 707 | 0.04 | 15 | 15 | 7 | 7.4989e-12 | 5spot_SharedNeighbor | CO2 | Porous | Wet | R245fa | MinimizeLCOE_Brownfield | IgnoreSilica | 120.6 | 37.2332 | 6.8037 | 4 | 3539.5838 | 6202.7613 | 72.1592 | 126.4517 | 220.3723 | 26.6445 | 115.1115 | 10968649.3728 | 0 | 4209302.807 | 0 | 0 | 0 | 4613289.0177 | 7718584.067 | 20082172.4431 | 13706495.3398 | 61298493.0475 | 961560.8286 | 34069368.3502 | 34069368.3502 | 25261752.1078 | 13146991.7455 | 0 | 96329422.2263 | 168807534.4299 | 7498.9421 | 27.2149 | 3539.5838 | 6202.7613 | 72.1592 | 126.4517
1 | 7000 | 707 | 0.04 | 15 | 15 | 7 | 1e-11 | 5spot_SharedNeighbor | CO2 | Porous | Wet | R245fa | MinimizeLCOE_Brownfield | IgnoreSilica | 133.5445 | 41.5896 | 7.7068 | 4 | 3234.9184 | 5586.0334 | 65.9482 | 113.8788 | 219.6412 | 26.0585 | 122.8208 | 11719180.1233 | 0 | 4567021.6167 | 0 | 0 | 0 | 4600787.226 | 8145925.6968 | 21194027.7038 | 14465359.4016 | 64692301.7682 | 961560.8286 | 34069368.3502 | 34069368.3502 | 25261752.1078 | 13146991.7455 | 0 | 99723230.9471 | 172201343.1506 | 10000 | 30.8271 | 3234.9184 | 5586.0334 | 65.9482 | 113.8788
1 | 7000 | 707 | 0.04 | 15 | 15 | 7 | 1.3335e-11 | 5spot_SharedNeighbor | CO2 | Porous | Wet | R245fa | MinimizeLCOE_Brownfield | IgnoreSilica | 144.5922 | 45.3506 | 8.5027 | 4 | 3006.1145 | 5137.15 | 61.2837 | 104.7278 | 218.8289 | 25.5034 | 70.0948 | 12319415.7037 | 0 | 4866854.1559 | 0 | 0 | 0 | 4513366.6604 | 8462858.2428 | 22018621.1768 | 15028161.3906 | 67209277.3301 | 961560.8286 | 34069368.3502 | 34069368.3502 | 25261752.1078 | 13146991.7455 | 0 | 102240206.509 | 174718318.7125 | 13335.2143 | 34.0107 | 3006.1145 | 5137.15 | 61.2837 | 104.7278
1 | 7000 | 707 | 0.04 | 15 | 15 | 7 | 1.7783e-11 | 5spot_SharedNeighbor | CO2 | Porous | Wet | R245fa | MinimizeLCOE_Brownfield | IgnoreSilica | 153.6371 | 48.4633 | 9.1737 | 4 | 2834.6363 | 4809.7871 | 57.7879 | 98.054 | 218.0389 | 25.0109 | 78.5429 | 12782959.0725 | 0 | 5108920.8383 | 0 | 0 | 0 | 4381394.3914 | 8686576.9778 | 22600691.4344 | 15425436.3017 | 68985979.0161 | 961560.8286 | 34069368.3502 | 34069368.3502 | 25261752.1078 | 13146991.7455 | 0 | 104016908.1949 | 176495020.3985 | 17782.7941 | 36.695 | 2834.6363 | 4809.7871 | 57.7879 | 98.054
1 | 7000 | 707 | 0.04 | 15 | 15 | 7 | 2.3714e-11 | 5spot_SharedNeighbor | CO2 | Porous | Wet | R245fa | MinimizeLCOE_Brownfield | IgnoreSilica | 160.8527 | 50.9694 | 9.7218 | 4 | 2706.2382 | 4570.036 | 55.1703 | 93.1664 | 217.3284 | 24.5928 | 104.3038 | 13134450.4314 | 0 | 5299989.3843 | 0 | 0 | 0 | 4233201.2732 | 8840380.0247 | 23000855.4129 | 15698556.4396 | 70207432.966 | 961560.8286 | 34069368.3502 | 34069368.3502 | 25261752.1078 | 13146991.7455 | 0 | 105238362.1449 | 177716474.3485 | 23713.7371 | 38.8873 | 2706.2382 | 4570.036 | 55.1703 | 93.1664
1 | 7000 | 707 | 0.04 | 15 | 15 | 7 | 3.1623e-11 | 5spot_SharedNeighbor | CO2 | Porous | Wet | R245fa | MinimizeLCOE_Brownfield | IgnoreSilica | 166.4823 | 52.9405 | 10.1584 | 4 | 2610.1113 | 4393.8124 | 53.2106 | 89.5738 | 216.7243 | 24.251 | 115.3022 | 13397161.3004 | 0 | 5447870.3623 | 0 | 0 | 0 | 4087272.5699 | 8943598.6507 | 23269409.1048 | 15881849.8525 | 71027161.8405 | 961560.8286 | 34069368.3502 | 34069368.3502 | 25261752.1078 | 13146991.7455 | 0 | 106058091.0194 | 178536203.2229 | 31622.7766 | 40.6336 | 2610.1113 | 4393.8124 | 53.2106 | 89.5738
1 | 7000 | 707 | 0.04 | 15 | 15 | 7 | 4.217e-11 | 5spot_SharedNeighbor | CO2 | Porous | Wet | R245fa | MinimizeLCOE_Brownfield | IgnoreSilica | 170.8332 | 54.4735 | 10.5007 | 4 | 2538.0946 | 4263.6417 | 51.7425 | 86.9201 | 216.2263 | 23.9767 | 118.1681 | 13593039.3822 | 0 | 5561478.2409 | 0 | 0 | 0 | 3955181.7013 | 9012782.7365 | 23449411.9044 | 16004705.462 | 71576599.4272 | 961560.8286 | 34069368.3502 | 34069368.3502 | 25261752.1078 | 13146991.7455 | 0 | 106607528.606 | 179085640.8096 | 42169.6503 | 42.003 | 2538.0946 | 4263.6417 | 51.7425 | 86.9201
1 | 7000 | 707 | 0.04 | 15 | 15 | 7 | 5.6234e-11 | 5spot_SharedNeighbor | CO2 | Porous | Wet | R245fa | MinimizeLCOE_Brownfield | IgnoreSilica | 174.1318 | 55.6428 | 10.7648 | 4 | 2484.1751 | 4167.3929 | 50.6433 | 84.9579 | 215.8314 | 23.7636 | 90.104 | 13737438.836 | 0 | 5647221.1471 | 0 | 0 | 0 | 3841016.7012 | 9058013.9069 | 23567094.1316 | 16085026.0001 | 71935810.7229 | 961560.8286 | 34069368.3502 | 34069368.3502 | 25261752.1078 | 13146991.7455 | 0 | 106966739.9018 | 179444852.1053 | 56234.1325 | 43.0593 | 2484.1751 | 4167.3929 | 50.6433 | 84.9579
1 | 7000 | 707 | 0.04 | 15 | 15 | 7 | 7.4989e-11 | 5spot_SharedNeighbor | CO2 | Porous | Wet | R245fa | MinimizeLCOE_Brownfield | IgnoreSilica | 176.6527 | 56.5393 | 10.9679 | 4 | 2443.77 | 4095.8234 | 49.8196 | 83.4989 | 215.519 | 23.5974 | 114.6348 | 13845330.147 | 0 | 5712530.6069 | 0 | 0 | 0 | 3746979.2387 | 9088887.5971 | 23647421.1405 | 16139850.8343 | 72180999.5645 | 961560.8286 | 34069368.3502 | 34069368.3502 | 25261752.1078 | 13146991.7455 | 0 | 107211928.7433 | 179690040.9469 | 74989.4209 | 43.8715 | 2443.77 | 4095.8234 | 49.8196 | 83.4989
1 | 7000 | 707 | 0.04 | 15 | 15 | 7 | 1e-10 | 5spot_SharedNeighbor | CO2 | Porous | Wet | R245fa | MinimizeLCOE_Brownfield | IgnoreSilica | 178.548 | 57.2162 | 11.1223 | 4 | 2413.4841 | 4042.5975 | 49.2021 | 82.4138 | 215.278 | 23.4706 | 122.9685 | 13925017.1447 | 0 | 5761510.6662 | 0 | 0 | 0 | 3670710.9853 | 9109323.1305 | 23700590.2065 | 16176139.8144 | 72343291.9477 | 961560.8286 | 34069368.3502 | 34069368.3502 | 25261752.1078 | 13146991.7455 | 0 | 107374221.1265 | 179852333.3301 | 100000 | 44.4893 | 2413.4841 | 4042.5975 | 49.2021 | 82.4138
1 | 7000 | 707 | 0.04 | 15 | 15 | 7 | 1.3335e-10 | 5spot_SharedNeighbor | CO2 | Porous | Wet | R245fa | MinimizeLCOE_Brownfield | IgnoreSilica | 179.9855 | 57.7304 | 11.2398 | 4 | 2390.7791 | 4002.868 | 48.7393 | 81.6039 | 215.0917 | 23.3733 | 106.7459 | 13984631.3507 | 0 | 5798589.5082 | 0 | 0 | 0 | 3610544.3093 | 9123568.4156 | 23737653.5162 | 16201436.2848 | 72456423.3849 | 961560.8286 | 34069368.3502 | 34069368.3502 | 25261752.1078 | 13146991.7455 | 0 | 107487352.5637 | 179965464.7673 | 133352.1432 | 44.9591 | 2390.7791 | 4002.868 | 48.7393 | 81.6039
1 | 7000 | 707 | 0.04 | 15 | 15 | 7 | 1.7783e-10 | 5spot_SharedNeighbor | CO2 | Porous | Wet | R245fa | MinimizeLCOE_Brownfield | IgnoreSilica | 181.065 | 58.1174 | 11.3285 | 4 | 2373.7554 | 3973.2127 | 48.3922 | 80.9993 | 214.9497 | 23.2997 | 123.8524 | 14028923.8109 | 0 | 5826393.7887 | 0 | 0 | 0 | 3563454.8611 | 9133321.2597 | 23763028.4159 | 16218755.1752 | 72533877.3114 | 961560.8286 | 34069368.3502 | 34069368.3502 | 25261752.1078 | 13146991.7455 | 0 | 107564806.4903 | 180042918.6938 | 177827.941 | 45.3142 | 2373.7554 | 3973.2127 | 48.3922 | 80.9993
1 | 7000 | 707 | 0.04 | 15 | 15 | 7 | 2.3714e-10 | 5spot_SharedNeighbor | CO2 | Porous | Wet | R245fa | MinimizeLCOE_Brownfield | IgnoreSilica | 181.866 | 58.4057 | 11.3952 | 4 | 2360.9905 | 3951.0911 | 48.132 | 80.5483 | 214.8432 | 23.2446 | 62.0563 | 14061527.4087 | 0 | 5847006.6706 | 0 | 0 | 0 | 3526739.974 | 9139756.8808 | 23779772.5819 | 16230183.4126 | 72584986.9287 | 961560.8286 | 34069368.3502 | 34069368.3502 | 25261752.1078 | 13146991.7455 | 0 | 107615916.1075 | 180094028.3111 | 237137.3706 | 45.5808 | 2360.9905 | 3951.0911 | 48.132 | 80.5483
1 | 7000 | 707 | 0.04 | 15 | 15 | 7 | 3.1623e-10 | 5spot_SharedNeighbor | CO2 | Porous | Wet | R245fa | MinimizeLCOE_Brownfield | IgnoreSilica | 182.4922 | 58.6299 | 11.4462 | 4 | 2351.4185 | 3934.4357 | 47.9368 | 80.2088 | 214.7594 | 23.2014 | 60.9865 | 14086865.6023 | 0 | 5863107.5488 | 0 | 0 | 0 | 3499277.1097 | 9145207.6017 | 23793954.2397 | 16239862.6855 | 72628274.7878 | 961560.8286 | 34069368.3502 | 34069368.3502 | 25261752.1078 | 13146991.7455 | 0 | 107659203.9666 | 180137316.1702 | 316227.766 | 45.7848 | 2351.4185 | 3934.4357 | 47.9368 | 80.2088
1 | 7000 | 707 | 0.04 | 15 | 15 | 7 | 4.217e-10 | 5spot_SharedNeighbor | CO2 | Porous | Wet | R245fa | MinimizeLCOE_Brownfield | IgnoreSilica | 182.9332 | 58.7895 | 11.4837 | 4 | 2344.2406 | 3922.0947 | 47.7905 | 79.9572 | 214.6998 | 23.1709 | 64.37 | 14104616.6167 | 0 | 5874439.5642 | 0 | 0 | 0 | 3477483.2529 | 9148050.3792 | 23801350.5635 | 16244910.8284 | 72650851.2049 | 961560.8286 | 34069368.3502 | 34069368.3502 | 25261752.1078 | 13146991.7455 | 0 | 107681780.3838 | 180159892.5873 | 421696.5034 | 45.9346 | 2344.2406 | 3922.0947 | 47.7905 | 79.9572
1 | 7000 | 707 | 0.04 | 15 | 15 | 7 | 5.6234e-10 | 5spot_SharedNeighbor | CO2 | Porous | Wet | R245fa | MinimizeLCOE_Brownfield | IgnoreSilica | 183.2887 | 58.9169 | 11.5126 | 4 | 2338.858 | 3912.7477 | 47.6808 | 79.7667 | 214.6518 | 23.1462 | 65.732 | 14118882.6859 | 0 | 5883569.2462 | 0 | 0 | 0 | 3461629.4171 | 9150991.7262 | 23809003.345 | 16250134.0091 | 72674210.4294 | 961560.8286 | 34069368.3502 | 34069368.3502 | 25261752.1078 | 13146991.7455 | 0 | 107705139.6082 | 180183251.8118 | 562341.3252 | 46.0503 | 2338.858 | 3912.7477 | 47.6808 | 79.7667
1 | 7000 | 707 | 0.04 | 15 | 15 | 7 | 7.4989e-10 | 5spot_SharedNeighbor | CO2 | Porous | Wet | R245fa | MinimizeLCOE_Brownfield | IgnoreSilica | 183.5445 | 59.0091 | 11.534 | 4 | 2334.8216 | 3905.7925 | 47.5985 | 79.6249 | 214.617 | 23.1284 | 76.2925 | 14129117.1382 | 0 | 5890136.7628 | 0 | 0 | 0 | 3449311.8787 | 9152740.6541 | 23813553.6966 | 16253239.7175 | 72688099.8478 | 961560.8286 | 34069368.3502 | 34069368.3502 | 25261752.1078 | 13146991.7455 | 0 | 107719029.0267 | 180197141.2302 | 749894.2093 | 46.1359 | 2334.8216 | 3905.7925 | 47.5985 | 79.6249
1 | 7000 | 707 | 0.04 | 15 | 15 | 7 | 1e-09 | 5spot_SharedNeighbor | CO2 | Porous | Wet | R245fa | MinimizeLCOE_Brownfield | IgnoreSilica | 183.7445 | 59.0809 | 11.5503 | 4 | 2331.7947 | 3900.5463 | 47.5368 | 79.5179 | 214.5898 | 23.1145 | 80.0147 | 14137107.8692 | 0 | 5895271.7382 | 0 | 0 | 0 | 3440237.7569 | 9154320.7721 | 23817664.8395 | 16256045.657 | 72700648.6329 | 961560.8286 | 34069368.3502 | 34069368.3502 | 25261752.1078 | 13146991.7455 | 0 | 107731577.8118 | 180209690.0153 | 1000000 | 46.2011 | 2331.7947 | 3900.5463 | 47.5368 | 79.5179
1 | 7000 | 707 | 0.04 | 15 | 15 | 7 | 1.3335e-09 | 5spot_SharedNeighbor | CO2 | Porous | Wet | R245fa | MinimizeLCOE_Brownfield | IgnoreSilica | 183.8929 | 59.1342 | 11.5625 | 4 | 2329.5249 | 3896.6217 | 47.4905 | 79.4379 | 214.5696 | 23.1041 | 100.3385 | 14143024.2131 | 0 | 5899079.2298 | 0 | 0 | 0 | 3433346.7412 | 9155425.5718 | 23820539.3018 | 16258007.5366 | 72709422.5944 | 961560.8286 | 34069368.3502 | 34069368.3502 | 25261752.1078 | 13146991.7455 | 0 | 107740351.7733 | 180218463.9768 | 1333521.4322 | 46.2499 | 2329.5249 | 3896.6217 | 47.4905 | 79.4379
1 | 7000 | 707 | 0.04 | 15 | 15 | 7 | 1.7783e-09 | 5spot_SharedNeighbor | CO2 | Porous | Wet | R245fa | MinimizeLCOE_Brownfield | IgnoreSilica | 184.0003 | 59.173 | 11.5715 | 4 | 2327.8227 | 3893.6963 | 47.4558 | 79.3783 | 214.5549 | 23.0966 | 102.8517 | 14147302.2428 | 0 | 5901835.9954 | 0 | 0 | 0 | 3428049.5658 | 9156103.2435 | 23822302.4647 | 16259210.9315 | 72714804.4437 | 961560.8286 | 34069368.3502 | 34069368.3502 | 25261752.1078 | 13146991.7455 | 0 | 107745733.6226 | 180223845.8261 | 1778279.41 | 46.2861 | 2327.8227 | 3893.6963 | 47.4558 | 79.3783
1 | 7000 | 707 | 0.04 | 15 | 15 | 7 | 2.3714e-09 | 5spot_SharedNeighbor | CO2 | Porous | Wet | R245fa | MinimizeLCOE_Brownfield | IgnoreSilica | 184.0728 | 59.1996 | 11.578 | 4 | 2326.5463 | 3891.5372 | 47.4298 | 79.3343 | 214.5449 | 23.0915 | 120.8288 | 14150184.3953 | 0 | 5903696.4395 | 0 | 0 | 0 | 3423839.0273 | 9156310.7462 | 23822842.344 | 16259579.4103 | 72716452.3626 | 961560.8286 | 34069368.3502 | 34069368.3502 | 25261752.1078 | 13146991.7455 | 0 | 107747381.5415 | 180225493.745 | 2371373.7057 | 46.3122 | 2326.5463 | 3891.5372 | 47.4298 | 79.3343
1 | 7000 | 707 | 0.04 | 15 | 15 | 7 | 3.1623e-09 | 5spot_SharedNeighbor | CO2 | Porous | Wet | R245fa | MinimizeLCOE_Brownfield | IgnoreSilica | 184.1387 | 59.2232 | 11.5833 | 4 | 2325.5891 | 3889.8698 | 47.4103 | 79.3003 | 214.5359 | 23.0869 | 129.208 | 14152808.0992 | 0 | 5905388.0042 | 0 | 0 | 0 | 3420998.7221 | 9156885.982 | 23824338.9895 | 16260600.9015 | 72721020.6986 | 961560.8286 | 34069368.3502 | 34069368.3502 | 25261752.1078 | 13146991.7455 | 0 | 107751949.8775 | 180230062.081 | 3162277.6602 | 46.3332 | 2325.5891 | 3889.8698 | 47.4103 | 79.3003
1 | 7000 | 707 | 0.04 | 15 | 15 | 7 | 4.217e-09 | 5spot_SharedNeighbor | CO2 | Porous | Wet | R245fa | MinimizeLCOE_Brownfield | IgnoreSilica | 184.1823 | 59.239 | 11.5871 | 4 | 2324.8713 | 3888.6447 | 47.3956 | 79.2753 | 214.5299 | 23.0839 | 83.9271 | 14154537.4715 | 0 | 5906504.71 | 0 | 0 | 0 | 3418699.1161 | 9157099.1061 | 23824893.4947 | 16260979.3627 | 72722713.2611 | 961560.8286 | 34069368.3502 | 34069368.3502 | 25261752.1078 | 13146991.7455 | 0 | 107753642.44 | 180231754.6435 | 4216965.0343 | 46.3482 | 2324.8713 | 3888.6447 | 47.3956 | 79.2753
1 | 7000 | 707 | 0.04 | 15 | 15 | 7 | 5.6234e-09 | 5spot_SharedNeighbor | CO2 | Porous | Wet | R245fa | MinimizeLCOE_Brownfield | IgnoreSilica | 184.2165 | 59.2514 | 11.5899 | 4 | 2324.333 | 3887.7192 | 47.3847 | 79.2564 | 214.5252 | 23.0815 | 94.4801 | 14155899.024 | 0 | 5907383.7817 | 0 | 0 | 0 | 3417017.9649 | 9157317.3005 | 23825461.192 | 16261366.8278 | 72724446.0909 | 961560.8286 | 34069368.3502 | 34069368.3502 | 25261752.1078 | 13146991.7455 | 0 | 107755375.2698 | 180233487.4733 | 5623413.2519 | 46.3597 | 2324.333 | 3887.7192 | 47.3847 | 79.2564
1 | 7000 | 707 | 0.04 | 15 | 15 | 7 | 7.4989e-09 | 5spot_SharedNeighbor | CO2 | Porous | Wet | R245fa | MinimizeLCOE_Brownfield | IgnoreSilica | 184.236 | 59.2587 | 11.5919 | 4 | 2323.9293 | 3887.0515 | 47.3764 | 79.2428 | 214.5225 | 23.0801 | 110.5209 | 14156669.3779 | 0 | 5907882.6997 | 0 | 0 | 0 | 3415581.2553 | 9157251.9998 | 23825291.2929 | 16261250.8682 | 72723927.4939 | 961560.8286 | 34069368.3502 | 34069368.3502 | 25261752.1078 | 13146991.7455 | 0 | 107754856.6728 | 180232968.8763 | 7498942.0933 | 46.3675 | 2323.9293 | 3887.0515 | 47.3764 | 79.2428
1 | 7000 | 707 | 0.04 | 15 | 15 | 7 | 1e-08 | 5spot_SharedNeighbor | CO2 | Porous | Wet | R245fa | MinimizeLCOE_Brownfield | IgnoreSilica | 184.2554 | 59.2657 | 11.5935 | 4 | 2323.6266 | 3886.5305 | 47.3703 | 79.2322 | 214.5199 | 23.0788 | 130.1087 | 14157441.8919 | 0 | 5908381.6072 | 0 | 0 | 0 | 3414639.2866 | 9157380.4864 | 23825625.5887 | 16261479.0319 | 72724947.8927 | 961560.8286 | 34069368.3502 | 34069368.3502 | 25261752.1078 | 13146991.7455 | 0 | 107755877.0716 | 180233989.2751 | 10000000 | 46.374 | 2323.6266 | 3886.5305 | 47.3703 | 79.2322

## Water (R245fa)
Time [year] | Depth [m] | Res Length [m] | Temp Gradient [C/m] | Temp Surface Air [C] | Temp Surface Rock [C] | dT Approach [C] | Transmissivity [m^3] | Config Number [-] | Fluid | Reservoir | Cooling Wet/Dry | orcFluid | Method | Silica? | mass flow [kg/s] | Reservoir Heat [MWth] | Electric Power I-P Pair [MWe] | N_IP_Multiplier | SpCC (Brownfield) [$/kWe] | SpCC (Greenfield) [$/kWe] | LCOE (Brownfield) [$/MWh] | LCOE (Greenfield) [$/MWh] | Temp Production [C] | dP Surface [Mpa] | SolveTime [s] | C_T_G_N | C_pump_orc_N | C_coolingTowers_N | C_heatExchanger_N | C_recuperator_N | C_pump_prod_N | C_pump_inj_N | C_plant_otherEquipment_N | C_plant_installation_N | C_plant_indirectContingency_N | C_surfacePlant_N | C_gatheringSystem_N | C_wells_production_N | C_wells_injection_N | C_wellfield_N | C_exploration_N | C_stimulation_N | CapitalCost_N (Brownfield) | CapitalCost_N (Greenfield) | Trans [mD-m] | Electric Power 5-spot [MW] | Sp CC (Brownfield) [$/kWe] | Sp CC (Greenfield) [$/kWe] | LCOE (Brownfield) [$/MWh] | LCOE (Greenfield) [$/MWh]
1 | 1000 | 707 | 0.04 | 15 | 15 | 7 | 1e-13 | 5spot_SharedNeighbor | Water | Porous | Wet | R245fa | MinimizeLCOE_Brownfield | IgnoreSilica | 0 | 0 | 0 | 0 | [6 empty] | 11.5653 | [19 empty] | 100 | 0
1 | 1000 | 707 | 0.04 | 15 | 15 | 7 | 1.3335e-13 | 5spot_SharedNeighbor | Water | Porous | Wet | R245fa | MinimizeLCOE_Brownfield | IgnoreSilica | 0 | 0 | 0 | 0 | [6 empty] | 15.311 | [19 empty] | 133.3521 | 0
1 | 1000 | 707 | 0.04 | 15 | 15 | 7 | 1.7783e-13 | 5spot_SharedNeighbor | Water | Porous | Wet | R245fa | MinimizeLCOE_Brownfield | IgnoreSilica | 0 | 0 | 0 | 0 | [6 empty] | 18.9797 | [19 empty] | 177.8279 | 0
1 | 1000 | 707 | 0.04 | 15 | 15 | 7 | 2.3714e-13 | 5spot_SharedNeighbor | Water | Porous | Wet | R245fa | MinimizeLCOE_Brownfield | IgnoreSilica | 0 | 0 | 0 | 0 | [6 empty] | 20.2496 | [19 empty] | 237.1374 | 0
1 | 1000 | 707 | 0.04 | 15 | 15 | 7 | 3.1623e-13 | 5spot_SharedNeighbor | Water | Porous | Wet | R245fa | MinimizeLCOE_Brownfield | IgnoreSilica | 0 | 0 | 0 | 0 | [6 empty] | 20.3411 | [19 empty] | 316.2278 | 0
1 | 1000 | 707 | 0.04 | 15 | 15 | 7 | 4.217e-13 | 5spot_SharedNeighbor | Water | Porous | Wet | R245fa | MinimizeLCOE_Brownfield | IgnoreSilica | 0 | 0 | 0 | 0 | [6 empty] | 19.806 | [19 empty] | 421.6965 | 0
1 | 1000 | 707 | 0.04 | 15 | 15 | 7 | 5.6234e-13 | 5spot_SharedNeighbor | Water | Porous | Wet | R245fa | MinimizeLCOE_Brownfield | IgnoreSilica | 0 | 0 | 0 | 0 | [6 empty] | 19.0856 | [19 empty] | 562.3413 | 0
1 | 1000 | 707 | 0.04 | 15 | 15 | 7 | 7.4989e-13 | 5spot_SharedNeighbor | Water | Porous | Wet | R245fa | MinimizeLCOE_Brownfield | IgnoreSilica | 0 | 0 | 0 | 0 | [6 empty] | 22.5395 | [19 empty] | 749.8942 | 0
1 | 1000 | 707 | 0.04 | 15 | 15 | 7 | 1e-12 | 5spot_SharedNeighbor | Water | Porous | Wet | R245fa | MinimizeLCOE_Brownfield | IgnoreSilica | 0 | 0 | 0 | 0 | [6 empty] | 710.595 | [19 empty] | 1000 | 0
1 | 1000 | 707 | 0.04 | 15 | 15 | 7 | 1.3335e-12 | 5spot_SharedNeighbor | Water | Porous | Wet | R245fa | MinimizeLCOE_Brownfield | IgnoreSilica | 0 | 0 | 0 | 0 | [6 empty] | 24.6935 | [19 empty] | 1333.5214 | 0
1 | 1000 | 707 | 0.04 | 15 | 15 | 7 | 1.7783e-12 | 5spot_SharedNeighbor | Water | Porous | Wet | R245fa | MinimizeLCOE_Brownfield | IgnoreSilica | 0 | 0 | 0 | 0 | [6 empty] | 25.8725 | [19 empty] | 1778.2794 | 0
1 | 1000 | 707 | 0.04 | 15 | 15 | 7 | 2.3714e-12 | 5spot_SharedNeighbor | Water | Porous | Wet | R245fa | MinimizeLCOE_Brownfield | IgnoreSilica | 0 | 0 | 0 | 0 | [6 empty] | 28.8415 | [19 empty] | 2371.3737 | 0
1 | 1000 | 707 | 0.04 | 15 | 15 | 7 | 3.1623e-12 | 5spot_SharedNeighbor | Water | Porous | Wet | R245fa | MinimizeLCOE_Brownfield | IgnoreSilica | 0 | 0 | 0 | 0 | [6 empty] | 31.1625 | [19 empty] | 3162.2777 | 0
1 | 1000 | 707 | 0.04 | 15 | 15 | 7 | 4.217e-12 | 5spot_SharedNeighbor | Water | Porous | Wet | R245fa | MinimizeLCOE_Brownfield | IgnoreSilica | 0 | 0 | 0 | 0 | [6 empty] | 35.7931 | [19 empty] | 4216.965 | 0
1 | 1000 | 707 | 0.04 | 15 | 15 | 7 | 5.6234e-12 | 5spot_SharedNeighbor | Water | Porous | Wet | R245fa | MinimizeLCOE_Brownfield | IgnoreSilica | 0 | 0 | 0 | 0 | [6 empty] | 35.8537 | [19 empty] | 5623.4133 | 0
1 | 1000 | 707 | 0.04 | 15 | 15 | 7 | 7.4989e-12 | 5spot_SharedNeighbor | Water | Porous | Wet | R245fa | MinimizeLCOE_Brownfield | IgnoreSilica | 0 | 0 | 0 | 0 | [6 empty] | 35.4678 | [19 empty] | 7498.9421 | 0
1 | 1000 | 707 | 0.04 | 15 | 15 | 7 | 1e-11 | 5spot_SharedNeighbor | Water | Porous | Wet | R245fa | MinimizeLCOE_Brownfield | IgnoreSilica | 0 | 0 | 0 | 0 | [6 empty] | 34.7444 | [19 empty] | 10000 | 0
1 | 1000 | 707 | 0.04 | 15 | 15 | 7 | 1.3335e-11 | 5spot_SharedNeighbor | Water | Porous | Wet | R245fa | MinimizeLCOE_Brownfield | IgnoreSilica | 1.0304 | 0.04259 | 0.00010542 | 4 | 10393425.276 | 26260505.9997 | 211884.0324 | 535355.9348 | 50.7034 | 0 | 758.4302 | 21144.6823 | 504.795 | 28875.9658 | 40598.0558 | 0 | 14807.842 | 0 | 41313.2229 | 107488.5315 | 73363.1314 | 328096.2267 | 961560.8286 | 3093179.1987 | 3093179.1987 | 1478867.319 | 2118992.7493 | 0 | 4382836.254 | 11073875.5211 | 13335.2143 | 0.00042169 | 10393425.276 | 26260505.9997 | 211884.0324 | 535355.9348
1 | 1000 | 707 | 0.04 | 15 | 15 | 7 | 1.7783e-11 | 5spot_SharedNeighbor | Water | Porous | Wet | R245fa | MinimizeLCOE_Brownfield | IgnoreSilica | 1.418 | 0.061469 | 0.00024656 | 4 | 4524257.6719 | 11308558.8457 | 92233.1122 | 230540.268 | 51.7209 | 0 | 220.1629 | 27846.8092 | 674.9918 | 38687.9134 | 47518.7055 | 0 | 16782.9065 | 0 | 51289.4173 | 133444.5429 | 91078.6425 | 407323.929 | 961560.8286 | 3093179.1987 | 3093179.1987 | 1478867.319 | 2118992.7493 | 0 | 4462063.9563 | 11153103.2234 | 17782.7941 | 0.00098625 | 4524257.6719 | 11308558.8457 | 92233.1122 | 230540.268
1 | 1000 | 707 | 0.04 | 15 | 15 | 7 | 2.3714e-11 | 5spot_SharedNeighbor | Water | Porous | Wet | R245fa | MinimizeLCOE_Brownfield | IgnoreSilica | 1.9042 | 0.08529 | 0.00044372 | 4 | 2566358.3483 | 6336180.5899 | 52318.6862 | 129171.6116 | 52.434 | 0 | 306.0962 | 35420.599 | 868.3959 | 50242.1805 | 56219.8344 | 0 | 18771.7648 | 0 | 62993.8821 | 163897.1593 | 111863.179 | 500276.9949 | 961560.8286 | 3093179.1987 | 3093179.1987 | 1478867.319 | 2118992.7493 | 0 | 4555017.0223 | 11246056.2893 | 23713.7371 | 0.0017749 | 2566358.3483 | 6336180.5899 | 52318.6862 | 129171.6116
1 | 1000 | 707 | 0.04 | 15 | 15 | 7 | 3.1623e-11 | 5spot_SharedNeighbor | Water | Porous | Wet | R245fa | MinimizeLCOE_Brownfield | IgnoreSilica | 2.546 | 0.1168 | 0.00071362 | 4 | 1636306.102 | 3980368.8809 | 33358.3132 | 81145.2035 | 52.9702 | 0 | 417.6783 | 44472.1084 | 1100.4689 | 64578.7597 | 67712.0631 | 0 | 21033.57 | 0 | 77569.8183 | 201820.7554 | 137746.8126 | 616034.3563 | 961560.8286 | 3093179.1987 | 3093179.1987 | 1478867.319 | 2118992.7493 | 0 | 4670774.3836 | 11361813.6507 | 31622.7766 | 0.0028545 | 1636306.102 | 3980368.8809 | 33358.3132 | 81145.2035
1 | 1000 | 707 | 0.04 | 15 | 15 | 7 | 4.217e-11 | 5spot_SharedNeighbor | Water | Porous | Wet | R245fa | MinimizeLCOE_Brownfield | IgnoreSilica | 3.366 | 0.15702 | 0.0010784 | 4 | 1115182.8689 | 2666351.8369 | 22734.5112 | 54357.1887 | 53.3643 | 0 | 85.3988 | 54976.6422 | 1370.7015 | 81793.3716 | 82376.2881 | 0 | 23458.1707 | 0 | 95150.3179 | 247561.6091 | 168965.8851 | 755652.9861 | 961560.8286 | 3093179.1987 | 3093179.1987 | 1478867.319 | 2118992.7493 | 0 | 4810393.0135 | 11501432.2805 | 42169.6503 | 0.0043135 | 1115182.8689 | 2666351.8369 | 22734.5112 | 54357.1887
1 | 1000 | 707 | 0.04 | 15 | 15 | 7 | 5.6234e-11 | 5spot_SharedNeighbor | Water | Porous | Wet | R245fa | MinimizeLCOE_Brownfield | IgnoreSilica | 4.4332 | 0.20939 | 0.0015663 | 4 | 795354.1945 | 1863306.799 | 16214.3711 | 37986.0294 | 53.6623 | 0 | 85.1352 | 67454.1107 | 1692.3986 | 102941.3457 | 101463.5095 | 0 | 26194.6717 | 0 | 116900.9541 | 304152.303 | 207590.1965 | 928389.4898 | 961560.8286 | 3093179.1987 | 3093179.1987 | 1478867.319 | 2118992.7493 | 0 | 4983129.5171 | 11674168.7842 | 56234.1325 | 0.0062653 | 795354.1945 | 1863306.799 | 16214.3711 | 37986.0294
1 | 1000 | 707 | 0.04 | 15 | 15 | 7 | 7.4989e-11 | 5spot_SharedNeighbor | Water | Porous | Wet | R245fa | MinimizeLCOE_Brownfield | IgnoreSilica | 5.7702 | 0.275 | 0.0022104 | 4 | 586910.22 | 1343692.9806 | 11964.9587 | 27392.9989 | 53.8796 | 0 | 96.6817 | 81769.3962 | 2062.0643 | 127995.8925 | 125372.4843 | 0 | 29054.8445 | 0 | 142839.3259 | 371638.6257 | 253650.9984 | 1134383.6319 | 961560.8286 | 3093179.1987 | 3093179.1987 | 1478867.319 | 2118992.7493 | 0 | 5189123.6592 | 11880162.9263 | 74989.4209 | 0.0088414 | 586910.22 | 1343692.9806 | 11964.9587 | 27392.9989
1 | 1000 | 707 | 0.04 | 15 | 15 | 7 | 1e-10 | 5spot_SharedNeighbor | Water | Porous | Wet | R245fa | MinimizeLCOE_Brownfield | IgnoreSilica | 7.395 | 0.35456 | 0.0030397 | 4 | 446404.0731 | 996711.3795 | 9100.5508 | 20319.3096 | 54.0251 | 0 | 105.6699 | 97732.6137 | 2474.5494 | 156825.5187 | 154385.3733 | 0 | 31867.452 | 0 | 172881.3478 | 449801.804 | 306998.9737 | 1372967.6326 | 961560.8286 | 3093179.1987 | 3093179.1987 | 1478867.319 | 2118992.7493 | 0 | 5427707.6599 | 12118746.927 | 100000 | 0.012159 | 446404.0731 | 996711.3795 | 9100.5508 | 20319.3096
1 | 1000 | 707 | 0.04 | 15 | 15 | 7 | 1.3335e-10 | 5spot_SharedNeighbor | Water | Porous | Wet | R245fa | MinimizeLCOE_Brownfield | IgnoreSilica | 9.7339 | 0.46981 | 0.0041814 | 4 | 344441.6287 | 744492.8768 | 7021.9085 | 15177.4943 | 54.182 | 0 | 82.7701 | 119090.465 | 3027.6449 | 196396.2875 | 196315.3359 | 0 | 36046.3834 | 0 | 214841.6856 | 558973.9957 | 381511.2379 | 1706203.036 | 961560.8286 | 3093179.1987 | 3093179.1987 | 1478867.319 | 2118992.7493 | 0 | 5760943.0633 | 12451982.3304 | 133352.1432 | 0.016725 | 344441.6287 | 744492.8768 | 7021.9085 | 15177.4943
1 | 1000 | 707 | 0.04 | 15 | 15 | 7 | 1.7783e-10 | 5spot_SharedNeighbor | Water | Porous | Wet | R245fa | MinimizeLCOE_Brownfield | IgnoreSilica | 12.4575 | 0.6037 | 0.00562 | 4 | 272741.8398 | 570387.2581 | 5560.2113 | 11628.1158 | 54.2783 | 0 | 796.4009 | 141920.7639 | 3618.9909 | 240001.5221 | 245069.0259 | 0 | 39812.45 | 0 | 261464.8736 | 680277.9672 | 464303.6909 | 2076469.2845 | 961560.8286 | 3093179.1987 | 3093179.1987 | 1478867.319 | 2118992.7493 | 0 | 6131209.3118 | 12822248.5789 | 177827.941 | 0.02248 | 272741.8398 | 570387.2581 | 5560.2113 | 11628.1158
1 | 1000 | 707 | 0.04 | 15 | 15 | 7 | 2.3714e-10 | 5spot_SharedNeighbor | Water | Porous | Wet | R245fa | MinimizeLCOE_Brownfield | IgnoreSilica | 15.7897 | 0.76752 | 0.0074495 | 4 | 220409.548 | 444954.91 | 4493.3468 | 9071.0077 | 54.3512 | 0 | 103.8509 | 167838.0179 | 4290.6364 | 290802.8625 | 304717.6772 | 0 | 43734.021 | 0 | 316439.4539 | 823310.5483 | 561926.3666 | 2513059.5839 | 961560.8286 | 3093179.1987 | 3093179.1987 | 1478867.319 | 2118992.7493 | 0 | 6567799.6112 | 13258838.8783 | 237137.3706 | 0.029798 | 220409.548 | 444954.91 | 4493.3468 | 9071.0077
1 | 1000 | 707 | 0.04 | 15 | 15 | 7 | 3.1623e-10 | 5spot_SharedNeighbor | Water | Porous | Wet | R245fa | MinimizeLCOE_Brownfield | IgnoreSilica | 19.7339 | 0.96145 | 0.0097198 | 4 | 181769.3023 | 353867.1272 | 3705.6131 | 7214.06 | 54.406 | 0 | 87.0293 | 196426.0029 | 5031.7178 | 348212.2149 | 375325.3631 | 0 | 47582.2476 | 0 | 379305.243 | 986874.4362 | 673562.0809 | 3012319.3064 | 961560.8286 | 3093179.1987 | 3093179.1987 | 1478867.319 | 2118992.7493 | 0 | 7067059.3337 | 13758098.6008 | 316227.766 | 0.038879 | 181769.3023 | 353867.1272 | 3705.6131 | 7214.06
1 | 1000 | 707 | 0.04 | 15 | 15 | 7 | 4.217e-10 | 5spot_SharedNeighbor | Water | Porous | Wet | R245fa | MinimizeLCOE_Brownfield | IgnoreSilica | 24.2452 | 1.1833 | 0.01245 | 4 | 153025.6521 | 287389.0928 | 3119.6349 | 5858.8154 | 54.4472 | 0 | 94.0397 | 227057.2184 | 5825.864 | 411106.327 | 456087.7826 | 0 | 51149.5761 | 0 | 448978.4395 | 1168149.8015 | 797286.2426 | 3565641.2518 | 961560.8286 | 3093179.1987 | 3093179.1987 | 1478867.319 | 2118992.7493 | 0 | 7620381.2791 | 14311420.5461 | 421696.5034 | 0.049798 | 153025.6521 | 287389.0928 | 3119.6349 | 5858.8154
1 | 1000 | 707 | 0.04 | 15 | 15 | 7 | 5.6234e-10 | 5spot_SharedNeighbor | Water | Porous | Wet | R245fa | MinimizeLCOE_Brownfield | IgnoreSilica | 29.1855 | 1.4262 | 0.0156 | 4 | 131562.6413 | 238792.7653 | 2682.0824 | 4868.1135 | 54.4781 | 0 | 107.7759 | 258673.6021 | 6645.5377 | 477333.7516 | 544536.174 | 0 | 54199.6339 | 0 | 523141.5927 | 1361107.1131 | 928983.5727 | 4154620.9778 | 961560.8286 | 3093179.1987 | 3093179.1987 | 1478867.319 | 2118992.7493 | 0 | 8209361.0051 | 14900400.2721 | 562341.3252 | 0.062399 | 131562.6413 | 238792.7653 | 2682.0824 | 4868.1135
1 | 1000 | 707 | 0.04 | 15 | 15 | 7 | 7.4989e-10 | 5spot_SharedNeighbor | Water | Porous | Wet | R245fa | MinimizeLCOE_Brownfield | IgnoreSilica | 34.3157 | 1.6785 | 0.019056 | 4 | 115524.2733 | 203305.2702 | 2355.1186 | 4144.6529 | 54.5011 | 0 | 115.7722 | 289833.8318 | 7453.2891 | 543760.0587 | 636391.1755 | 0 | 56504.2434 | 0 | 598237.6134 | 1556491.5547 | 1062337.4688 | 4751009.2355 | 961560.8286 | 3093179.1987 | 3093179.1987 | 1478867.319 | 2118992.7493 | 0 | 8805749.2628 | 15496788.5299 | 749894.2093 | 0.076224 | 115524.2733 | 203305.2702 | 2355.1186 | 4144.6529
1 | 1000 | 707 | 0.04 | 15 | 15 | 7 | 1e-09 | 5spot_SharedNeighbor | Water | Porous | Wet | R245fa | MinimizeLCOE_Brownfield | IgnoreSilica | 39.3318 | 1.9253 | 0.022635 | 4 | 103555.9028 | 177456.187 | 2111.1271 | 3617.6844 | 54.5181 | 0 | 97.8117 | 318967.5113 | 8208.3655 | 606800.5748 | 726206.002 | 0 | 57908.0853 | 0 | 670055.3102 | 1743346.4698 | 1189869.7878 | 5321362.1066 | 961560.8286 | 3093179.1987 | 3093179.1987 | 1478867.319 | 2118992.7493 | 0 | 9376102.1339 | 16067141.401 | 1000000 | 0.090541 | 103555.9028 | 177456.187 | 2111.1271 | 3617.6844
1 | 1000 | 707 | 0.04 | 15 | 15 | 7 | 1.3335e-09 | 5spot_SharedNeighbor | Water | Porous | Wet | R245fa | MinimizeLCOE_Brownfield | IgnoreSilica | 43.9797 | 2.1539 | 0.026136 | 4 | 94644.7486 | 158645.8461 | 1929.4612 | 3234.2102 | 54.5303 | 0 | 136.1101 | 344976.1678 | 8882.2915 | 663780.6845 | 809428.3334 | 0 | 58461.3885 | 0 | 735356.2576 | 1913246.14 | 1305829.8038 | 5839961.067 | 961560.8286 | 3093179.1987 | 3093179.1987 | 1478867.319 | 2118992.7493 | 0 | 9894701.0943 | 16585740.3614 | 1333521.4322 | 0.10455 | 94644.7486 | 158645.8461 | 1929.4612 | 3234.2102
1 | 1000 | 707 | 0.04 | 15 | 15 | 7 | 1.7783e-09 | 5spot_SharedNeighbor | Water | Porous | Wet | R245fa | MinimizeLCOE_Brownfield | IgnoreSilica | 48.0406 | 2.3536 | 0.029369 | 4 | 88022.7061 | 144980.1431 | 1794.4619 | 2955.6163 | 54.5387 | 0 | 118.0062 | 367024.2633 | 9453.4455 | 712571.068 | 882133.3036 | 0 | 58252.089 | 0 | 791479.3261 | 2059266.8517 | 1405491.94 | 6285672.2873 | 961560.8286 | 3093179.1987 | 3093179.1987 | 1478867.319 | 2118992.7493 | 0 | 10340412.3146 | 17031451.5816 | 1778279.41 | 0.11747 | 88022.7061 | 144980.1431 | 1794.4619 | 2955.6163
1 | 1000 | 707 | 0.04 | 15 | 15 | 7 | 2.3714e-09 | 5spot_SharedNeighbor | Water | Porous | Wet | R245fa | MinimizeLCOE_Brownfield | IgnoreSilica | 51.4823 | 2.5228 | 0.032227 | 4 | 83106.3247 | 135011.3567 | 1694.2348 | 2752.3891 | 54.5444 | 0 | 843.7396 | 385266.8424 | 9925.8933 | 753263.8193 | 943740.532 | 0 | 57589.6714 | 0 | 838416.8358 | 2181388.6237 | 1488842.5587 | 6658434.7766 | 961560.8286 | 3093179.1987 | 3093179.1987 | 1478867.319 | 2118992.7493 | 0 | 10713174.8039 | 17404214.071 | 2371373.7057 | 0.12891 | 83106.3247 | 135011.3567 | 1694.2348 | 2752.3891
1 | 1000 | 707 | 0.04 | 15 | 15 | 7 | 3.1623e-09 | 5spot_SharedNeighbor | Water | Porous | Wet | R245fa | MinimizeLCOE_Brownfield | IgnoreSilica | 54.2887 | 2.6607 | 0.034654 | 4 | 79455.7829 | 127726.6716 | 1619.8136 | 2603.881 | 54.5481 | 0 | 113.2733 | 399864.9555 | 10303.8614 | 786032.1623 | 993967.0388 | 0 | 56652.8392 | 0 | 876260.1343 | 2279849.1238 | 1556043.8732 | 6958973.9885 | 961560.8286 | 3093179.1987 | 3093179.1987 | 1478867.319 | 2118992.7493 | 0 | 11013714.0158 | 17704753.2829 | 3162277.6602 | 0.13861 | 79455.7829 | 127726.6716 | 1619.8136 | 2603.881
1 | 1000 | 707 | 0.04 | 15 | 15 | 7 | 4.217e-09 | 5spot_SharedNeighbor | Water | Porous | Wet | R245fa | MinimizeLCOE_Brownfield | IgnoreSilica | 56.513 | 2.77 | 0.036647 | 4 | 76742.7469 | 122387.6704 | 1564.5047 | 2495.0382 | 54.5504 | 0 | 119.5053 | 411267.981 | 10599.0375 | 811752.9937 | 1033765.6984 | 0 | 55606.2048 | 0 | 905966.847 | 2357139.8966 | 1608796.4138 | 7194895.0728 | 961560.8286 | 3093179.1987 | 3093179.1987 | 1478867.319 | 2118992.7493 | 0 | 11249635.1002 | 17940674.3672 | 4216965.0343 | 0.14659 | 76742.7469 | 122387.6704 | 1564.5047 | 2495.0382
1 | 1000 | 707 | 0.04 | 15 | 15 | 7 | 5.6234e-09 | 5spot_SharedNeighbor | Water | Porous | Wet | R245fa | MinimizeLCOE_Brownfield | IgnoreSilica | 58.2593 | 2.8558 | 0.038252 | 4 | 74723.9117 | 118453.3404 | 1523.348 | 2414.8316 | 54.5519 | 0 | 112.1975 | 420121.8248 | 10828.1823 | 831798.246 | 1065005.8511 | 0 | 54603.17 | 0 | 929119.3369 | 2417377.9261 | 1649910.1067 | 7378764.6438 | 961560.8286 | 3093179.1987 | 3093179.1987 | 1478867.319 | 2118992.7493 | 0 | 11433504.6711 | 18124543.9382 | 5623413.2519 | 0.15301 | 74723.9117 | 118453.3404 | 1523.348 | 2414.8316
1 | 1000 | 707 | 0.04 | 15 | 15 | 7 | 7.4989e-09 | 5spot_SharedNeighbor | Water | Porous | Wet | R245fa | MinimizeLCOE_Brownfield | IgnoreSilica | 59.6166 | 2.9224 | 0.039524 | 4 | 73219.6274 | 115542.7531 | 1492.6811 | 2355.4953 | 54.5528 | 0 | 138.8124 | 426945.005 | 11004.7441 | 847290.0545 | 1089281.5592 | 0 | 53712.4445 | 0 | 947011.1848 | 2463928.8441 | 1681682.0648 | 7520855.9009 | 961560.8286 | 3093179.1987 | 3093179.1987 | 1478867.319 | 2118992.7493 | 0 | 11575595.9282 | 18266635.1953 | 7498942.0933 | 0.15809 | 73219.6274 | 115542.7531 | 1492.6811 | 2355.4953
1 | 1000 | 707 | 0.04 | 15 | 15 | 7 | 1e-08 | 5spot_SharedNeighbor | Water | Porous | Wet | R245fa | MinimizeLCOE_Brownfield | IgnoreSilica | 60.654 | 2.9733 | 0.040513 | 4 | 72097.3407 | 113386.305 | 1469.8018 | 2311.5332 | 54.5534 | 0 | 131.9718 | 432126.7633 | 11138.8141 | 859080.5257 | 1107833.4904 | 0 | 52943.8547 | 0 | 960618.1448 | 2499331.3628 | 1705845.0112 | 7628917.967 | 961560.8286 | 3093179.1987 | 3093179.1987 | 1478867.319 | 2118992.7493 | 0 | 11683657.9943 | 18374697.2613 | 10000000 | 0.16205 | 72097.3407 | 113386.305 | 1469.8018 | 2311.5332
1 | 1100 | 707 | 0.04 | 15 | 15 | 7 | 1e-13 | 5spot_SharedNeighbor | Water | Porous | Wet | R245fa | MinimizeLCOE_Brownfield | IgnoreSilica | 0 | 0 | 0 | 0 | [6 empty] | 11.2579 | [19 empty] | 100 | 0
1 | 1100 | 707 | 0.04 | 15 | 15 | 7 | 1.3335e-13 | 5spot_SharedNeighbor | Water | Porous | Wet | R245fa | MinimizeLCOE_Brownfield | IgnoreSilica | 0 | 0 | 0 | 0 | [6 empty] | 14.9949 | [19 empty] | 133.3521 | 0
1 | 1100 | 707 | 0.04 | 15 | 15 | 7 | 1.7783e-13 | 5spot_SharedNeighbor | Water | Porous | Wet | R245fa | MinimizeLCOE_Brownfield | IgnoreSilica | 0 | 0 | 0 | 0 | [6 empty] | 20.4296 | [19 empty] | 177.8279 | 0
1 | 1100 | 707 | 0.04 | 15 | 15 | 7 | 2.3714e-13 | 5spot_SharedNeighbor | Water | Porous | Wet | R245fa | MinimizeLCOE_Brownfield | IgnoreSilica | 0 | 0 | 0 | 0 | [6 empty] | 20.8527 | [19 empty] | 237.1374 | 0
1 | 1100 | 707 | 0.04 | 15 | 15 | 7 | 3.1623e-13 | 5spot_SharedNeighbor | Water | Porous | Wet | R245fa | MinimizeLCOE_Brownfield | IgnoreSilica | 0 | 0 | 0 | 0 | [6 empty] | 20.3536 | [19 empty] | 316.2278 | 0
1 | 1100 | 707 | 0.04 | 15 | 15 | 7 | 4.217e-13 | 5spot_SharedNeighbor | Water | Porous | Wet | R245fa | MinimizeLCOE_Brownfield | IgnoreSilica | 0 | 0 | 0 | 0 | [6 empty] | 704.7782 | [19 empty] | 421.6965 | 0
1 | 1100 | 707 | 0.04 | 15 | 15 | 7 | 5.6234e-13 | 5spot_SharedNeighbor | Water | Porous | Wet | R245fa | MinimizeLCOE_Brownfield | IgnoreSilica | 0 | 0 | 0 | 0 | [6 empty] | 20.971 | [19 empty] | 562.3413 | 0
1 | 1100 | 707 | 0.04 | 15 | 15 | 7 | 7.4989e-13 | 5spot_SharedNeighbor | Water | Porous | Wet | R245fa | MinimizeLCOE_Brownfield | IgnoreSilica | 0 | 0 | 0 | 0 | [6 empty] | 22.6894 | [19 empty] | 749.8942 | 0
1 | 1100 | 707 | 0.04 | 15 | 15 | 7 | 1e-12 | 5spot_SharedNeighbor | Water | Porous | Wet | R245fa | MinimizeLCOE_Brownfield | IgnoreSilica | 0 | 0 | 0 | 0 | [6 empty] | 22.9871 | [19 empty] | 1000 | 0
1 | 1100 | 707 | 0.04 | 15 | 15 | 7 | 1.3335e-12 | 5spot_SharedNeighbor | Water | Porous | Wet | R245fa | MinimizeLCOE_Brownfield | IgnoreSilica | 0 | 0 | 0 | 0 | [6 empty] | 23.9727 | [19 empty] | 1333.5214 | 0
1 | 1100 | 707 | 0.04 | 15 | 15 | 7 | 1.7783e-12 | 5spot_SharedNeighbor | Water | Porous | Wet | R245fa | MinimizeLCOE_Brownfield | IgnoreSilica | 0 | 0 | 0 | 0 | [6 empty] | 26.3106 | [19 empty] | 1778.2794 | 0
1 | 1100 | 707 | 0.04 | 15 | 15 | 7 | 2.3714e-12 | 5spot_SharedNeighbor | Water | Porous | Wet | R245fa | MinimizeLCOE_Brownfield | IgnoreSilica | 0 | 0 | 0 | 0 | [6 empty] | 28.7371 | [19 empty] | 2371.3737 | 0
1 | 1100 | 707 | 0.04 | 15 | 15 | 7 | 3.1623e-12 | 5spot_SharedNeighbor | Water | Porous | Wet | R245fa | MinimizeLCOE_Brownfield | IgnoreSilica | 0 | 0 | 0 | 0 | [6 empty] | 34.5145 | [19 empty] | 3162.2777 | 0
1 | 1100 | 707 | 0.04 | 15 | 15 | 7 | 4.217e-12 | 5spot_SharedNeighbor | Water | Porous | Wet | R245fa | MinimizeLCOE_Brownfield | IgnoreSilica | 0 | 0 | 0 | 0 | [6 empty] | 36.6776 | [19 empty] | 4216.965 | 0
1 | 1100 | 707 | 0.04 | 15 | 15 | 7 | 5.6234e-12 | 5spot_SharedNeighbor | Water | Porous | Wet | R245fa | MinimizeLCOE_Brownfield | IgnoreSilica | 0 | 0 | 0 | 0 | [6 empty] | 36.2299 | [19 empty] | 5623.4133 | 0
1 | 1100 | 707 | 0.04 | 15 | 15 | 7 | 7.4989e-12 | 5spot_SharedNeighbor | Water | Porous | Wet | R245fa | MinimizeLCOE_Brownfield | IgnoreSilica | 0.91829 | 0.042769 | 0.00013643 | 4 | 8531034.5035 | 21470697.8622 | 173916.6774 | 437709.2172 | 53.3263 | 0 | 65.1684 | 22590.6265 | 550.8629 | 28898.3164 | 39965.8435 | 0 | 16554.0475 | 0 | 42338.2817 | 110155.5243 | 75183.4088 | 336236.9115 | 961560.8286 | 3357904.6176 | 3357904.6176 | 1478867.319 | 2224882.9169 | 0 | 4655702.3577 | 11717357.2113 | 7498.9421 | 0.00054574 | 8531034.5035 | 21470697.8622 | 173916.6774 | 437709.2172
1 | 1100 | 707 | 0.04 | 15 | 15 | 7 | 1e-11 | 5spot_SharedNeighbor | Water | Porous | Wet | R245fa | MinimizeLCOE_Brownfield | IgnoreSilica | 1.2819 | 0.063276 | 0.0003316 | 4 | 3576083.9348 | 8900070.5237 | 72903.308 | 181439.9759 | 54.7199 | 0 | 198.1889 | 30439.2795 | 756.0921 | 39478.3972 | 47081.0252 | 0 | 19075.4306 | 0 | 53363.7876 | 138841.629 | 94762.2647 | 423797.9059 | 961560.8286 | 3357904.6176 | 3357904.6176 | 1478867.319 | 2224882.9169 | 0 | 4743263.3522 | 11804918.2057 | 10000 | 0.0013264 | 3576083.9348 | 8900070.5237 | 72903.308 | 181439.9759
1 | 1100 | 707 | 0.04 | 15 | 15 | 7 | 1.3335e-11 | 5spot_SharedNeighbor | Water | Porous | Wet | R245fa | MinimizeLCOE_Brownfield | IgnoreSilica | 1.7292 | 0.088779 | 0.00060642 | 4 | 1996806.7463 | 4907997.6347 | 40707.6064 | 100056.1703 | 55.6679 | 0 | 275.6727 | 39130.3065 | 984.7632 | 51715.8731 | 55878.5322 | 0 | 21528.9605 | 0 | 66002.9898 | 171726.2405 | 117206.6878 | 524174.3536 | 961560.8286 | 3357904.6176 | 3357904.6176 | 1478867.319 | 2224882.9169 | 0 | 4843639.7999 | 11905294.6534 | 13335.2143 | 0.0024257 | 1996806.7463 | 4907997.6347 | 40707.6064 | 100056.1703
1 | 1100 | 707 | 0.04 | 15 | 15 | 7 | 1.7783e-11 | 5spot_SharedNeighbor | Water | Porous | Wet | R245fa | MinimizeLCOE_Brownfield | IgnoreSilica | 2.3126 | 0.12213 | 0.00098468 | 4 | 1260990.8875 | 3053877.9376 | 25707.0049 | 62257.4324 | 56.3724 | 0 | 369.7996 | 49384.461 | 1255.7985 | 66702.2381 | 67358.877 | 0 | 24260.1511 | 0 | 81494.9951 | 212033.2602 | 144717.057 | 647206.8381 | 961560.8286 | 3357904.6176 | 3357904.6176 | 1478867.319 | 2224882.9169 | 0 | 4966672.2843 | 12028327.1379 | 17782.7941 | 0.0039387 | 1260990.8875 | 3053877.9376 | 25707.0049 | 62257.4324
1 | 1100 | 707 | 0.04 | 15 | 15 | 7 | 2.3714e-11 | 5spot_SharedNeighbor | Water | Porous | Wet | R245fa | MinimizeLCOE_Brownfield | IgnoreSilica | 3.0714 | 0.16554 | 0.0014972 | 4 | 854518.446 | 2033645.769 | 17420.5143 | 41458.6197 | 56.8987 | 0 | 761.2333 | 61489.6446 | 1576.7945 | 85029.8624 | 82285.4273 | 0 | 27312.7081 | 0 | 100500.8304 | 261482.5451 | 178467.21 | 798145.0225 | 961560.8286 | 3357904.6176 | 3357904.6176 | 1478867.319 | 2224882.9169 | 0 | 5117610.4687 | 12179265.3223 | 23713.7371 | 0.0059889 | 854518.446 | 2033645.769 | 17420.5143 | 41458.6197
1 | 1100 | 707 | 0.04 | 15 | 15 | 7 | 3.1623e-11 | 5spot_SharedNeighbor | Water | Porous | Wet | R245fa | MinimizeLCOE_Brownfield | IgnoreSilica | 4.0628 | 0.22237 | 0.0021847 | 4 | 607026.9139 | 1415104.6401 | 12375.0647 | 28848.8222 | 57.296 | 0 | 97.123 | 75907.1965 | 1959.8509 | 107634.5717 | 101809.0631 | 0 | 30790.5848 | 0 | 124059.4941 | 322777.3555 | 220302.1776 | 985240.2941 | 961560.8286 | 3357904.6176 | 3357904.6176 | 1478867.319 | 2224882.9169 | 0 | 5304705.7403 | 12366360.5939 | 31622.7766 | 0.0087388 | 607026.9139 | 1415104.6401 | 12375.0647 | 28848.8222
1 | 1100 | 707 | 0.04 | 15 | 15 | 7 | 4.217e-11 | 5spot_SharedNeighbor | Water | Porous | Wet | R245fa | MinimizeLCOE_Brownfield | IgnoreSilica | 5.3 | 0.29333 | 0.0030953 | 4 | 446345.1798 | 1016699.4352 | 9099.3502 | 20726.7932 | 57.5852 | 0 | 106.4896 | 92368.0785 | 2397.8194 | 134296.2961 | 126176.995 | 0 | 34400.057 | 0 | 151959.3059 | 395366.9428 | 269846.0625 | 1206811.5571 | 961560.8286 | 3357904.6176 | 3357904.6176 | 1478867.319 | 2224882.9169 | 0 | 5526277.0033 | 12587931.8569 | 42169.6503 | 0.012381 | 446345.1798 | 1016699.4352 | 9099.3502 | 20726.7932
1 | 1100 | 707 | 0.04 | 15 | 15 | 7 | 5.6234e-11 | 5spot_SharedNeighbor | Water | Porous | Wet | R245fa | MinimizeLCOE_Brownfield | IgnoreSilica | 6.8419 | 0.38167 | 0.0042839 | 4 | 337843.3853 | 749944.2312 | 6887.3944 | 15288.6275 | 57.7911 | 0 | 99.4469 | 111189.5217 | 2898.9395 | 165743.3805 | 156519.3986 | 0 | 38176.4268 | 0 | 185065.7902 | 481503.2238 | 328635.8442 | 1469732.5253 | 961560.8286 | 3357904.6176 | 3357904.6176 | 1478867.319 | 2224882.9169 | 0 | 5789197.9716 | 12850852.8251 | 56234.1325 | 0.017136 | 337843.3853 | 749944.2312 | 6887.3944 | 15288.6275
1 | 1100 | 707 | 0.04 | 15 | 15 | 7 | 7.4989e-11 | 5spot_SharedNeighbor | Water | Porous | Wet | R245fa | MinimizeLCOE_Brownfield | IgnoreSilica | 9.2929 | 0.52247 | 0.0059337 | 4 | 260948.1142 | 558473.5429 | 5319.7803 | 11385.2386 | 57.9974 | 0 | 79.1325 | 138665.8173 | 3631.5834 | 213037.3377 | 204831.9877 | 0 | 44898.5218 | 0 | 235975.4467 | 613959.707 | 419040.1157 | 1874040.5173 | 961560.8286 | 3357904.6176 | 3357904.6176 | 1478867.319 | 2224882.9169 | 0 | 6193505.9635 | 13255160.8171 | 74989.4209 | 0.023735 | 260948.1142 | 558473.5429 | 5319.7803 | 11385.2386
1 | 1100 | 707 | 0.04 | 15 | 15 | 7 | 1e-10 | 5spot_SharedNeighbor | Water | Porous | Wet | R245fa | MinimizeLCOE_Brownfield | IgnoreSilica | 11.5218 | 0.65051 | 0.0079547 | 4 | 205510.629 | 427443.8237 | 4189.6121 | 8714.0205 | 58.1088 | 0 | 104.5623 | 161711.326 | 4246.3934 | 253841.2053 | 248762.599 | 0 | 48087.1102 | 0 | 279492.9672 | 727183.3688 | 496317.5914 | 2219642.5613 | 961560.8286 | 3357904.6176 | 3357904.6176 | 1478867.319 | 2224882.9169 | 0 | 6539108.0076 | 13600762.8611 | 100000 | 0.031819 | 205510.629 | 427443.8237 | 4189.6121 | 8714.0205
1 | 1100 | 707 | 0.04 | 15 | 15 | 7 | 1.3335e-10 | 5spot_SharedNeighbor | Water | Porous | Wet | R245fa | MinimizeLCOE_Brownfield | IgnoreSilica | 14.6862 | 0.83219 | 0.010607 | 4 | 165361.4459 | 331794.6178 | 3371.1167 | 6764.0821 | 58.2058 | 0 | 93.2823 | 192148.021 | 5058.4669 | 309098.4398 | 311109.3271 | 0 | 53265.7393 | 0 | 339565.1977 | 883478.9901 | 602992.5644 | 2696716.7463 | 961560.8286 | 3357904.6176 | 3357904.6176 | 1478867.319 | 2224882.9169 | 0 | 7016182.1926 | 14077837.0462 | 133352.1432 | 0.042429 | 165361.4459 | 331794.6178 | 3371.1167 | 6764.0821
1 | 1100 | 707 | 0.04 | 15 | 15 | 7 | 1.7783e-10 | 5spot_SharedNeighbor | Water | Porous | Wet | R245fa | MinimizeLCOE_Brownfield | IgnoreSilica | 18.5157 | 1.0521 | 0.013958 | 4 | 135627.2123 | 262103.5372 | 2764.9442 | 5343.3351 | 58.2793 | 0 | 101.1048 | 226396.9534 | 5972.3369 | 372844.349 | 386565.1528 | 0 | 58544.7266 | 0 | 409626.1723 | 1065763.2745 | 727405.3341 | 3253118.2996 | 961560.8286 | 3357904.6176 | 3357904.6176 | 1478867.319 | 2224882.9169 | 0 | 7572583.7459 | 14634238.5994 | 177827.941 | 0.055834 | 135627.2123 | 262103.5372 | 2764.9442 | 5343.3351
1 | 1100 | 707 | 0.04 | 15 | 15 | 7 | 2.3714e-10 | 5spot_SharedNeighbor | Water | Porous | Wet | R245fa | MinimizeLCOE_Brownfield | IgnoreSilica | 23.0519 | 1.3126 | 0.0181 | 4 | 113390.4201 | 210926.1371 | 2311.6171 | 4300.0146 | 58.3351 | 0 | 72.0004 | 264273.8535 | 6982.9318 | 445002.3451 | 475947.708 | 0 | 63770.7536 | 0 | 489831.2609 | 1274440.4626 | 869831.8028 | 3890081.1182 | 961560.8286 | 3357904.6176 | 3357904.6176 | 1478867.319 | 2224882.9169 | 0 | 8209546.5645 | 15271201.418 | 237137.3706 | 0.072401 | 113390.4201 | 210926.1371 | 2311.6171 | 4300.0146
1 | 1100 | 707 | 0.04 | 15 | 15 | 7 | 3.1623e-10 | 5spot_SharedNeighbor | Water | Porous | Wet | R245fa | MinimizeLCOE_Brownfield | IgnoreSilica | 28.2038 | 1.6084 | 0.023047 | 4 | 96656.4058 | 173258.2811 | 1970.4716 | 3532.1044 | 58.3772 | 0 | 128.2511 | 304640.728 | 8059.7273 | 523566.2043 | 577468.5049 | 0 | 68528.1373 | 0 | 578082.6878 | 1504052.5725 | 1026546.7859 | 4590945.3481 | 961560.8286 | 3357904.6176 | 3357904.6176 | 1478867.319 | 2224882.9169 | 0 | 8910410.7943 | 15972065.6479 | 316227.766 | 0.092186 | 96656.4058 | 173258.2811 | 1970.4716 | 3532.1044
1 | 1100 | 707 | 0.04 | 15 | 15 | 7 | 4.217e-10 | 5spot_SharedNeighbor | Water | Porous | Wet | R245fa | MinimizeLCOE_Brownfield | IgnoreSilica | 33.8406 | 1.9322 | 0.028728 | 4 | 84027.4483 | 145479.9191 | 1713.0132 | 2965.8049 | 58.4091 | 0 | 125.4544 | 346331.3507 | 9171.4794 | 606283.7893 | 688552.311 | 0 | 72586.0817 | 0 | 671940.7547 | 1748252.0099 | 1193217.9197 | 5336335.6965 | 961560.8286 | 3357904.6176 | 3357904.6176 | 1478867.319 | 2224882.9169 | 0 | 9655801.1427 | 16717455.9963 | 421696.5034 | 0.11491 | 84027.4483 | 145479.9191 | 1713.0132 | 2965.8049
1 | 1100 | 707 | 0.04 | 15 | 15 | 7 | 5.6234e-10 | 5spot_SharedNeighbor | Water | Porous | Wet | R245fa | MinimizeLCOE_Brownfield | IgnoreSilica | 39.6802 | 2.2676 | 0.034929 | 4 | 74498.8056 | 125042.1723 | 1518.7589 | 2549.1538 | 58.4329 | 0 | 105.4835 | 387370.1154 | 10265.4224 | 689100.1265 | 803636.8304 | 0 | 75600.8516 | 0 | 766729.6051 | 1994873.1545 | 1361541.9185 | 6089118.0245 | 961560.8286 | 3357904.6176 | 3357904.6176 | 1478867.319 | 2224882.9169 | 0 | 10408583.4707 | 17470238.3243 | 562341.3252 | 0.13971 | 74498.8056 | 125042.1723 | 1518.7589 | 2549.1538
1 | 1100 | 707 | 0.04 | 15 | 15 | 7 | 7.4989e-10 | 5spot_SharedNeighbor | Water | Porous | Wet | R245fa | MinimizeLCOE_Brownfield | IgnoreSilica | 45.3681 | 2.5943 | 0.041311 | 4 | 67327.8857 | 110063.0665 | 1372.57 | 2243.7845 | 58.4501 | 0 | 117.0581 | 425626.1311 | 11284.7362 | 767429.7475 | 915730.2008 | 0 | 77341.0475 | 0 | 856990.6266 | 2229713.8174 | 1521825.4964 | 6805941.8035 | 961560.8286 | 3357904.6176 | 3357904.6176 | 1478867.319 | 2224882.9169 | 0 | 11125407.2497 | 18187062.1033 | 749894.2093 | 0.16524 | 67327.8857 | 110063.0665 | 1372.57 | 2243.7845
1 | 1100 | 707 | 0.04 | 15 | 15 | 7 | 1e-09 | 5spot_SharedNeighbor | Water | Porous | Wet | R245fa | MinimizeLCOE_Brownfield | IgnoreSilica | 50.6003 | 2.8948 | 0.047505 | 4 | 61950.5757 | 99113.1565 | 1262.9463 | 2020.5558 | 58.4617 | 0 | 144.5746 | 459547.7329 | 12188.1241 | 837732.2164 | 1018823.3129 | 0 | 77846.2294 | 0 | 938393.6701 | 2441507.8386 | 1666379.2678 | 7452418.3923 | 961560.8286 | 3357904.6176 | 3357904.6176 | 1478867.319 | 2224882.9169 | 0 | 11771883.8386 | 18833538.6921 | 1000000 | 0.19002 | 61950.5757 | 99113.1565 | 1262.9463 | 2020.5558
1 | 1100 | 707 | 0.04 | 15 | 15 | 7 | 1.3335e-09 | 5spot_SharedNeighbor | Water | Porous | Wet | R245fa | MinimizeLCOE_Brownfield | IgnoreSilica | 55.1707 | 3.1571 | 0.053197 | 4 | 57930.9685 | 91117.3014 | 1181.0012 | 1857.5494 | 58.4689 | 0 | 122.0455 | 488304.0853 | 12953.5676 | 897924.1195 | 1108850.2698 | 0 | 77339.7299 | 0 | 1008294.9911 | 2623376.7371 | 1790508.5281 | 8007552.0285 | 961560.8286 | 3357904.6176 | 3357904.6176 | 1478867.319 | 2224882.9169 | 0 | 12327017.4747 | 19388672.3283 | 1333521.4322 | 0.21279 | 57930.9685 | 91117.3014 | 1181.0012 | 1857.5494
1 | 1100 | 707 | 0.04 | 15 | 15 | 7 | 1.7783e-09 | 5spot_SharedNeighbor | Water | Porous | Wet | R245fa | MinimizeLCOE_Brownfield | IgnoreSilica | 59 | 3.3767 | 0.058187 | 4 | 54932.1462 | 85272.4283 | 1119.8661 | 1738.3938 | 58.4728 | 0 | 144.3548 | 511826.6594 | 13579.3903 | 947554.3514 | 1184247.206 | 0 | 76152.2346 | 0 | 1066010.3383 | 2773540.2314 | 1892998.1985 | 8465908.6098 | 961560.8286 | 3357904.6176 | 3357904.6176 | 1478867.319 | 2224882.9169 | 0 | 12785374.0561 | 19847028.9096 | 1778279.41 | 0.23275 | 54932.1462 | 85272.4283 | 1119.8661 | 1738.3938
1 | 1100 | 707 | 0.04 | 15 | 15 | 7 | 2.3714e-09 | 5spot_SharedNeighbor | Water | Porous | Wet | R245fa | MinimizeLCOE_Brownfield | IgnoreSilica | 62.1233 | 3.5557 | 0.062408 | 4 | 52696.5171 | 80984.7409 | 1074.2898 | 1650.9835 | 58.4747 | 0 | 131.5388 | 530653.7685 | 14080.0644 | 987528.2538 | 1245715.3616 | 0 | 74642.7648 | 0 | 1112521.8831 | 2894553.7303 | 1975592.3981 | 8835288.2248 | 961560.8286 | 3357904.6176 | 3357904.6176 | 1478867.319 | 2224882.9169 | 0 | 13154753.671 | 20216408.5246 | 2371373.7057 | 0.24963 | 52696.5171 | 80984.7409 | 1074.2898 | 1650.9835
1 | 1100 | 707 | 0.04 | 15 | 15 | 7 | 3.1623e-09 | 5spot_SharedNeighbor | Water | Porous | Wet | R245fa | MinimizeLCOE_Brownfield | IgnoreSilica | 64.6272 | 3.6991 | 0.065884 | 4 | 51029.6128 | 77825.5468 | 1040.3077 | 1586.579 | 58.4753 | 0 | 137.1649 | 545526.4417 | 14475.4222 | 1019261.9758 | 1294971.3525 | 0 | 73086.0907 | 0 | 1149455.3003 | 2990646.9057 | 2041177.9648 | 9128601.4536 | 961560.8286 | 3357904.6176 | 3357904.6176 | 1478867.319 | 2224882.9169 | 0 | 13448066.8999 | 20509721.7534 | 3162277.6602 | 0.26353 | 51029.6128 | 77825.5468 | 1040.3077 | 1586.579
1 | 1100 | 707 | 0.04 | 15 | 15 | 7 | 4.217e-09 | 5spot_SharedNeighbor | Water | Porous | Wet | R245fa | MinimizeLCOE_Brownfield | IgnoreSilica | 66.566 | 3.8101 | 0.06866 | 4 | 49785.9847 | 75498.4951 | 1014.9546 | 1539.1389 | 58.4753 | 0 | 841.2021 | 556913.3575 | 14778.0194 | 1043650.6244 | 1333097.39 | 0 | 71559.0985 | 0 | 1177799.411 | 3064392.4676 | 2091510.8261 | 9353701.1945 | 961560.8286 | 3357904.6176 | 3357904.6176 | 1478867.319 | 2224882.9169 | 0 | 13673166.6407 | 20734821.4943 | 4216965.0343 | 0.27464 | 49785.9847 | 75498.4951 | 1014.9546 | 1539.1389
1 | 1100 | 707 | 0.04 | 15 | 15 | 7 | 5.6234e-09 | 5spot_SharedNeighbor | Water | Porous | Wet | R245fa | MinimizeLCOE_Brownfield | IgnoreSilica | 68.0741 | 3.8964 | 0.070855 | 4 | 48857.4074 | 73773.2547 | 996.0243 | 1503.9676 | 58.4749 | 0 | 128.9656 | 565694.1495 | 15011.2995 | 1062512.0121 | 1362741.9867 | 0 | 70221.1979 | 0 | 1199710.4518 | 3121400.5011 | 2130419.9803 | 9527711.5788 | 961560.8286 | 3357904.6176 | 3357904.6176 | 1478867.319 | 2224882.9169 | 0 | 13847177.025 | 20908831.8786 | 5623413.2519 | 0.28342 | 48857.4074 | 73773.2547 | 996.0243 | 1503.9676
1 | 1100 | 707 | 0.04 | 15 | 15 | 7 | 7.4989e-09 | 5spot_SharedNeighbor | Water | Porous | Wet | R245fa | MinimizeLCOE_Brownfield | IgnoreSilica | 69.2339 | 3.9627 | 0.072567 | 4 | 48163.5091 | 72491.535 | 981.8783 | 1477.838 | 58.4744 | 0 | 125.9566 | 572403.171 | 15189.5009 | 1076955.1372 | 1385535.2476 | 0 | 69091.5395 | 0 | 1216478.0925 | 3165026.4628 | 2160195.5957 | 9660874.7473 | 961560.8286 | 3357904.6176 | 3357904.6176 | 1478867.319 | 2224882.9169 | 0 | 13980340.1935 | 21041995.0471 | 7498942.0933 | 0.29027 | 48163.5091 | 72491.535 | 981.8783 | 1477.838
1 | 1100 | 707 | 0.04 | 15 | 15 | 7 | 1e-08 | 5spot_SharedNeighbor | Water | Porous | Wet | R245fa | MinimizeLCOE_Brownfield | IgnoreSilica | 70.1204 | 4.0133 | 0.073889 | 4 | 47644.6039 | 71537.2612 | 971.2997 | 1458.3838 | 58.474 | 0 | 136.2229 | 577505.3518 | 15324.9999 | 1087957.5791 | 1402952.2762 | 0 | 68167.064 | 0 | 1229243.8357 | 3198240.3079 | 2182864.7274 | 9762256.1422 | 961560.8286 | 3357904.6176 | 3357904.6176 | 1478867.319 | 2224882.9169 | 0 | 14081721.5884 | 21143376.442 | 10000000 | 0.29556 | 47644.6039 | 71537.2612 | 971.2997 | 1458.3838
1 | 1200 | 707 | 0.04 | 15 | 15 | 7 | 1e-13 | 5spot_SharedNeighbor | Water | Porous | Wet | R245fa | MinimizeLCOE_Brownfield | IgnoreSilica | 0 | 0 | 0 | 0 | [6 empty] | 13.2483 | [19 empty] | 100 | 0
1 | 1200 | 707 | 0.04 | 15 | 15 | 7 | 1.3335e-13 | 5spot_SharedNeighbor | Water | Porous | Wet | R245fa | MinimizeLCOE_Brownfield | IgnoreSilica | 0 | 0 | 0 | 0 | [6 empty] | 18.3317 | [19 empty] | 133.3521 | 0
1 | 1200 | 707 | 0.04 | 15 | 15 | 7 | 1.7783e-13 | 5spot_SharedNeighbor | Water | Porous | Wet | R245fa | MinimizeLCOE_Brownfield | IgnoreSilica | 0 | 0 | 0 | 0 | [6 empty] | 20.658 | [19 empty] | 177.8279 | 0
1 | 1200 | 707 | 0.04 | 15 | 15 | 7 | 2.3714e-13 | 5spot_SharedNeighbor | Water | Porous | Wet | R245fa | MinimizeLCOE_Brownfield | IgnoreSilica | 0 | 0 | 0 | 0 | [6 empty] | 20.8292 | [19 empty] | 237.1374 | 0
1 | 1200 | 707 | 0.04 | 15 | 15 | 7 | 3.1623e-13 | 5spot_SharedNeighbor | Water | Porous | Wet | R245fa | MinimizeLCOE_Brownfield | IgnoreSilica | 0 | 0 | 0 | 0 | [6 empty] | 20.9711 | [19 empty] | 316.2278 | 0
1 | 1200 | 707 | 0.04 | 15 | 15 | 7 | 4.217e-13 | 5spot_SharedNeighbor | Water | Porous | Wet | R245fa | MinimizeLCOE_Brownfield | IgnoreSilica | 0 | 0 | 0 | 0 | [6 empty] | 19.9781 | [19 empty] | 421.6965 | 0
1 | 1200 | 707 | 0.04 | 15 | 15 | 7 | 5.6234e-13 | 5spot_SharedNeighbor | Water | Porous | Wet | R245fa | MinimizeLCOE_Brownfield | IgnoreSilica | 0 | 0 | 0 | 0 | [6 empty] | 20.8403 | [19 empty] | 562.3413 | 0
1 | 1200 | 707 | 0.04 | 15 | 15 | 7 | 7.4989e-13 | 5spot_SharedNeighbor | Water | Porous | Wet | R245fa | MinimizeLCOE_Brownfield | IgnoreSilica | 0 | 0 | 0 | 0 | [6 empty] | 23.0117 | [19 empty] | 749.8942 | 0
1 | 1200 | 707 | 0.04 | 15 | 15 | 7 | 1e-12 | 5spot_SharedNeighbor | Water | Porous | Wet | R245fa | MinimizeLCOE_Brownfield | IgnoreSilica | 0 | 0 | 0 | 0 | [6 empty] | 22.8753 | [19 empty] | 1000 | 0
1 | 1200 | 707 | 0.04 | 15 | 15 | 7 | 1.3335e-12 | 5spot_SharedNeighbor | Water | Porous | Wet | R245fa | MinimizeLCOE_Brownfield | IgnoreSilica | 0 | 0 | 0 | 0 | [6 empty] | 27.3052 | [19 empty] | 1333.5214 | 0
1 | 1200 | 707 | 0.04 | 15 | 15 | 7 | 1.7783e-12 | 5spot_SharedNeighbor | Water | Porous | Wet | R245fa | MinimizeLCOE_Brownfield | IgnoreSilica | 0 | 0 | 0 | 0 | [6 empty] | 28.9363 | [19 empty] | 1778.2794 | 0
1 | 1200 | 707 | 0.04 | 15 | 15 | 7 | 2.3714e-12 | 5spot_SharedNeighbor | Water | Porous | Wet | R245fa | MinimizeLCOE_Brownfield | IgnoreSilica | 0 | 0 | 0 | 0 | [6 empty] | 32.0412 | [19 empty] | 2371.3737 | 0
1 | 1200 | 707 | 0.04 | 15 | 15 | 7 | 3.1623e-12 | 5spot_SharedNeighbor | Water | Porous | Wet | R245fa | MinimizeLCOE_Brownfield | IgnoreSilica | 0 | 0 | 0 | 0 | [6 empty] | 37.9013 | [19 empty] | 3162.2777 | 0
1 | 1200 | 707 | 0.04 | 15 | 15 | 7 | 4.217e-12 | 5spot_SharedNeighbor | Water | Porous | Wet | R245fa | MinimizeLCOE_Brownfield | IgnoreSilica | 0.73307 | 0.0365 | 8.5752e-05 | 4 | 14296961.3148 | 35988884.7748 | 291462.8945 | 733682.0947 | 54.93 | 0 | 80.2803 | 21020.0829 | 517.6032 | 25416.477 | 37303.6059 | 0 | 17090.8015 | 0 | 39525.9425 | 102838.3945 | 70189.3174 | 313902.2249 | 961560.8286 | 3628490.1274 | 3628490.1274 | 1478867.319 | 2333117.1208 | 0 | 4903953.1809 | 12344427.7482 | 4216.965 | 0.00034301 | 14296961.3148 | 35988884.7748 | 291462.8945 | 733682.0947
1 | 1200 | 707 | 0.04 | 15 | 15 | 7 | 5.6234e-12 | 5spot_SharedNeighbor | Water | Porous | Wet | R245fa | MinimizeLCOE_Brownfield | IgnoreSilica | 1.0485 | 0.056778 | 0.00030172 | 4 | 4138499.7268 | 10303599.4342 | 84368.9147 | 210052.8111 | 57.0209 | 0 | 164.0526 | 29638.6279 | 748.0792 | 36120.2701 | 44006.2799 | 0 | 20112.3616 | 0 | 50943.9913 | 132545.8154 | 90465.2425 | 404580.668 | 961560.8286 | 3628490.1274 | 3628490.1274 | 1478867.319 | 2333117.1208 | 0 | 4994631.624 | 12435106.1913 | 5623.4133 | 0.0012069 | 4138499.7268 | 10303599.4342 | 84368.9147 | 210052.8111
1 | 1200 | 707 | 0.04 | 15 | 15 | 7 | 7.4989e-12 | 5spot_SharedNeighbor | Water | Porous | Wet | R245fa | MinimizeLCOE_Brownfield | IgnoreSilica | 1.4375 | 0.082088 | 0.00061804 | 4 | 2062111.791 | 5071797.0448 | 42038.9381 | 103395.4429 | 58.4131 | 0 | 245.0903 | 39154.0473 | 1005.1831 | 48445.9303 | 52305.2039 | 0 | 23058.8758 | 0 | 63948.0038 | 166379.5883 | 113557.4878 | 507854.3203 | 961560.8286 | 3628490.1274 | 3628490.1274 | 1478867.319 | 2333117.1208 | 0 | 5097905.2764 | 12538379.8436 | 7498.9421 | 0.0024722 | 2062111.791 | 5071797.0448 | 42038.9381 | 103395.4429
1 | 1200 | 707 | 0.04 | 15 | 15 | 7 | 1e-11 | 5spot_SharedNeighbor | Water | Porous | Wet | R245fa | MinimizeLCOE_Brownfield | IgnoreSilica | 1.9431 | 0.11516 | 0.001061 | 4 | 1230748.9624 | 2983914.3354 | 25090.4823 | 60831.1298 | 59.4274 | 0 | 348.191 | 50299.4132 | 1308.2182 | 63452.1413 | 63107.5474 | 0 | 26296.4764 | 0 | 79740.8806 | 207469.4143 | 141602.1383 | 633276.2296 | 961560.8286 | 3628490.1274 | 3628490.1274 | 1478867.319 | 2333117.1208 | 0 | 5223327.1857 | 12663801.7529 | 10000 | 0.004244 | 1230748.9624 | 2983914.3354 | 25090.4823 | 60831.1298
1 | 1200 | 707 | 0.04 | 15 | 15 | 7 | 1.3335e-11 | 5spot_SharedNeighbor | Water | Porous | Wet | R245fa | MinimizeLCOE_Brownfield | IgnoreSilica | 2.5849 | 0.15725 | 0.0016657 | 4 | 806367.4309 | 1923080.7378 | 16438.8908 | 39204.602 | 60.1627 | 0 | 485.1868 | 63116.0437 | 1658.0275 | 81355.763 | 76829.6794 | 0 | 29729.1218 | 0 | 98548.5678 | 256403.1584 | 175000.4242 | 782640.7858 | 961560.8286 | 3628490.1274 | 3628490.1274 | 1478867.319 | 2333117.1208 | 0 | 5372691.7419 | 12813166.3091 | 13335.2143 | 0.0066628 | 806367.4309 | 1923080.7378 | 16438.8908 | 39204.602
1 | 1200 | 707 | 0.04 | 15 | 15 | 7 | 1.7783e-11 | 5spot_SharedNeighbor | Water | Porous | Wet | R245fa | MinimizeLCOE_Brownfield | IgnoreSilica | 3.4197 | 0.21214 | 0.0024811 | 4 | 559869.1323 | 1309585.6397 | 11413.6895 | 26697.6746 | 60.7168 | 0 | 84.4903 | 78294.4307 | 2073.2462 | 103318.3828 | 94695.6012 | 0 | 33606.1422 | 0 | 121675.2432 | 316574.0238 | 216068.2762 | 966305.3462 | 961560.8286 | 3628490.1274 | 3628490.1274 | 1478867.319 | 2333117.1208 | 0 | 5556356.3022 | 12996830.8695 | 17782.7941 | 0.0099244 | 559869.1323 | 1309585.6397 | 11413.6895 | 26697.6746
1 | 1200 | 707 | 0.04 | 15 | 15 | 7 | 2.3714e-11 | 5spot_SharedNeighbor | Water | Porous | Wet | R245fa | MinimizeLCOE_Brownfield | IgnoreSilica | 4.5038 | 0.28344 | 0.0035722 | 4 | 404681.5401 | 925405.3091 | 8249.9806 | 18865.6389 | 61.1355 | 0 | 809.9083 | 96283.6124 | 2566.2115 | 130219.2924 | 117893.3124 | 0 | 38000.8962 | 0 | 150135.6967 | 390622.2858 | 266607.7365 | 1192329.0439 | 961560.8286 | 3628490.1274 | 3628490.1274 | 1478867.319 | 2333117.1208 | 0 | 5782379.9999 | 13222854.5672 | 23713.7371 | 0.014289 | 404681.5401 | 925405.3091 | 8249.9806 | 18865.6389
1 | 1200 | 707 | 0.04 | 15 | 15 | 7 | 3.1623e-11 | 5spot_SharedNeighbor | Water | Porous | Wet | R245fa | MinimizeLCOE_Brownfield | IgnoreSilica | 5.8675 | 0.37305 | 0.0050143 | 4 | 301743.0306 | 672708.3792 | 6151.4398 | 13714.0702 | 61.4421 | 0 | 131.6657 | 116999.0542 | 3134.5366 | 162176.865 | 147051.886 | 0 | 42677.5865 | 0 | 184095.572 | 478978.9152 | 326912.9517 | 1462027.3672 | 961560.8286 | 3628490.1274 | 3628490.1274 | 1478867.319 | 2333117.1208 | 0 | 6052078.3233 | 13492552.8905 | 31622.7766 | 0.020057 | 301743.0306 | 672708.3792 | 6151.4398 | 13714.0702
1 | 1200 | 707 | 0.04 | 15 | 15 | 7 | 4.217e-11 | 5spot_SharedNeighbor | Water | Porous | Wet | R245fa | MinimizeLCOE_Brownfield | IgnoreSilica | 7.505 | 0.48036 | 0.0068699 | 4 | 231423.5261 | 502188.9814 | 4717.8816 | 10237.8016 | 61.6446 | 0 | 120.4282 | 139821.5151 | 3760.5342 | 198495.1326 | 182006.6869 | 0 | 47174.0564 | 0 | 222790.5908 | 579655.4167 | 395626.7326 | 1769330.6655 | 961560.8286 | 3628490.1274 | 3628490.1274 | 1478867.319 | 2333117.1208 | 0 | 6359381.6215 | 13799856.1888 | 42169.6503 | 0.027479 | 231423.5261 | 502188.9814 | 4717.8816 | 10237.8016
1 | 1200 | 707 | 0.04 | 15 | 15 | 7 | 5.6234e-11 | 5spot_SharedNeighbor | Water | Porous | Wet | R245fa | MinimizeLCOE_Brownfield | IgnoreSilica | 9.8823 | 0.63717 | 0.0094376 | 4 | 179923.3363 | 377019.1834 | 3667.9806 | 7686.046 | 61.8674 | 0 | 132.0731 | 170664.2224 | 4608.4205 | 248775.3713 | 232949.3406 | 0 | 54004.1799 | 0 | 277290.5985 | 721453.2572 | 492406.6724 | 2202152.0627 | 961560.8286 | 3628490.1274 | 3628490.1274 | 1478867.319 | 2333117.1208 | 0 | 6792203.0187 | 14232677.586 | 56234.1325 | 0.037751 | 179923.3363 | 377019.1834 | 3667.9806 | 7686.046
1 | 1200 | 707 | 0.04 | 15 | 15 | 7 | 7.4989e-11 | 5spot_SharedNeighbor | Water | Porous | Wet | R245fa | MinimizeLCOE_Brownfield | IgnoreSilica | 12.6498 | 0.81926 | 0.012682 | 4 | 143327.9895 | 289996.4347 | 2921.9349 | 5911.9696 | 62.0033 | 0 | 81.982 | 203614.1778 | 5513.6008 | 304144.9452 | 292160.3416 | 0 | 60160.4551 | 0 | 337581.473 | 878317.7452 | 599469.9087 | 2680962.6474 | 961560.8286 | 3628490.1274 | 3628490.1274 | 1478867.319 | 2333117.1208 | 0 | 7271013.6034 | 14711488.1707 | 74989.4209 | 0.05073 | 143327.9895 | 289996.4347 | 2921.9349 | 5911.9696
1 | 1200 | 707 | 0.04 | 15 | 15 | 7 | 1e-10 | 5spot_SharedNeighbor | Water | Porous | Wet | R245fa | MinimizeLCOE_Brownfield | IgnoreSilica | 16.1038 | 1.0466 | 0.016857 | 4 | 116360.5908 | 226708.1645 | 2372.168 | 4621.7526 | 62.1079 | 0 | 142.3996 | 241764.8666 | 6561.4567 | 369949.7588 | 366086.2491 | 0 | 66848.673 | 0 | 409972.2916 | 1066663.8059 | 728019.9653 | 3255867.0671 | 961560.8286 | 3628490.1274 | 3628490.1274 | 1478867.319 | 2333117.1208 | 0 | 7845918.0231 | 15286392.5904 | 100000 | 0.067428 | 116360.5908 | 226708.1645 | 2372.168 | 4621.7526
1 | 1200 | 707 | 0.04 | 15 | 15 | 7 | 1.3335e-10 | 5spot_SharedNeighbor | Water | Porous | Wet | R245fa | MinimizeLCOE_Brownfield | IgnoreSilica | 20.2675 | 1.3208 | 0.022119 | 4 | 96224.0311 | 180321.8862 | 1961.657 | 3676.1056 | 62.1871 | 0 | 97.6262 | 284560.8842 | 7736.6394 | 445590.6777 | 455205.4253 | 0 | 73601.1794 | 0 | 494010.9744 | 1285315.2197 | 877254.048 | 3923275.0481 | 961560.8286 | 3628490.1274 | 3628490.1274 | 1478867.319 | 2333117.1208 | 0 | 8513326.0042 | 15953800.5714 | 133352.1432 | 0.088474 | 96224.0311 | 180321.8862 | 1961.657 | 3676.1056
1 | 1200 | 707 | 0.04 | 15 | 15 | 7 | 1.7783e-10 | 5spot_SharedNeighbor | Water | Porous | Wet | R245fa | MinimizeLCOE_Brownfield | IgnoreSilica | 25.1829 | 1.6444 | 0.028608 | 4 | 81045.6343 | 146065.7663 | 1652.2249 | 2977.7482 | 62.2474 | 0 | 127.2823 | 331773.5588 | 9032.6274 | 530959.388 | 560418.8151 | 0 | 80212.3574 | 0 | 589834.7312 | 1534628.9789 | 1047415.8115 | 4684276.2683 | 961560.8286 | 3628490.1274 | 3628490.1274 | 1478867.319 | 2333117.1208 | 0 | 9274327.2243 | 16714801.7916 | 177827.941 | 0.11443 | 81045.6343 | 146065.7663 | 1652.2249 | 2977.7482
1 | 1200 | 707 | 0.04 | 15 | 15 | 7 | 2.3714e-10 | 5spot_SharedNeighbor | Water | Porous | Wet | R245fa | MinimizeLCOE_Brownfield | IgnoreSilica | 30.823 | 2.0159 | 0.036386 | 4 | 69533.948 | 120656.1509 | 1417.5436 | 2459.7388 | 62.2935 | 0 | 103.8268 | 382634.4071 | 10428.0882 | 624879.0758 | 681151.4836 | 0 | 86399.331 | 0 | 696342.0305 | 1811739.1239 | 1236549.1796 | 5530122.7197 | 961560.8286 | 3628490.1274 | 3628490.1274 | 1478867.319 | 2333117.1208 | 0 | 10120173.6757 | 17560648.243 | 237137.3706 | 0.14554 | 69533.948 | 120656.1509 | 1417.5436 | 2459.7388
1 | 1200 | 707 | 0.04 | 15 | 15 | 7 | 3.1623e-10 | 5spot_SharedNeighbor | Water | Porous | Wet | R245fa | MinimizeLCOE_Brownfield | IgnoreSilica | 37.0077 | 2.4232 | 0.045332 | 4 | 60778.8784 | 101811.7765 | 1239.0596 | 2075.5708 | 62.3285 | 0 | 108.8765 | 435284.4304 | 11871.8304 | 723973.9142 | 813550.2762 | 0 | 91659.7556 | 0 | 809772.6806 | 2106862.4078 | 1437976.885 | 6430952.1803 | 961560.8286 | 3628490.1274 | 3628490.1274 | 1478867.319 | 2333117.1208 | 0 | 11021003.1363 | 18461477.7036 | 316227.766 | 0.18133 | 60778.8784 | 101811.7765 | 1239.0596 | 2075.5708
1 | 1200 | 707 | 0.04 | 15 | 15 | 7 | 4.217e-10 | 5spot_SharedNeighbor | Water | Porous | Wet | R245fa | MinimizeLCOE_Brownfield | IgnoreSilica | 43.4339 | 2.8464 | 0.055117 | 4 | 54124.1478 | 87872.7612 | 1103.394 | 1791.4051 | 62.3543 | 0 | 116.1054 | 487258.9946 | 13296.1653 | 823461.1705 | 951121.007 | 0 | 95533.2615 | 0 | 924561.5336 | 2405519.4567 | 1641816.4577 | 7342568.0468 | 961560.8286 | 3628490.1274 | 3628490.1274 | 1478867.319 | 2333117.1208 | 0 | 11932619.0028 | 19373093.5701 | 421696.5034 | 0.22047 | 54124.1478 | 87872.7612 | 1103.394 | 1791.4051
1 | 1200 | 707 | 0.04 | 15 | 15 | 7 | 5.6234e-10 | 5spot_SharedNeighbor | Water | Porous | Wet | R245fa | MinimizeLCOE_Brownfield | IgnoreSilica | 49.7332 | 3.2612 | 0.065224 | 4 | 49082.5696 | 77601.6327 | 1000.6146 | 1582.0142 | 62.3722 | 0 | 143.6351 | 535994.4257 | 14630.8179 | 918119.2496 | 1085956.0005 | 0 | 97757.4767 | 0 | 1034458.6084 | 2691449.1025 | 1836969.3162 | 8215334.9975 | 961560.8286 | 3628490.1274 | 3628490.1274 | 1478867.319 | 2333117.1208 | 0 | 12805385.9536 | 20245860.5208 | 562341.3252 | 0.26089 | 49082.5696 | 77601.6327 | 1000.6146 | 1582.0142
1 | 1200 | 707 | 0.04 | 15 | 15 | 7 | 7.4989e-10 | 5spot_SharedNeighbor | Water | Porous | Wet | R245fa | MinimizeLCOE_Brownfield | IgnoreSilica | 55.5332 | 3.6429 | 0.075044 | 4 | 45280.3636 | 70067.3196 | 923.1015 | 1428.4171 | 62.3832 | 0 | 159.3742 | 579214.7428 | 15813.5543 | 1003107.8651 | 1210056.8739 | 0 | 98276.6091 | 0 | 1133523.1617 | 2949194.7491 | 2012886.0161 | 9002073.5721 | 961560.8286 | 3628490.1274 | 3628490.1274 | 1478867.319 | 2333117.1208 | 0 | 13592124.5282 | 21032599.0954 | 749894.2093 | 0.30018 | 45280.3636 | 70067.3196 | 923.1015 | 1428.4171
1 | 1200 | 707 | 0.04 | 15 | 15 | 7 | 1e-09 | 5spot_SharedNeighbor | Water | Porous | Wet | R245fa | MinimizeLCOE_Brownfield | IgnoreSilica | 60.6345 | 3.9783 | 0.0841 | 4 | 42424.6191 | 64542.6578 | 864.8832 | 1315.7894 | 62.3887 | 0 | 150.9178 | 616069.7208 | 16821.3256 | 1076324.5929 | 1319144.7546 | 0 | 97481.9026 | 0 | 1219078.4956 | 3171792.1782 | 2164813.3354 | 9681526.3056 | 961560.8286 | 3628490.1274 | 3628490.1274 | 1478867.319 | 2333117.1208 | 0 | 14271577.2617 | 21712051.8289 | 1000000 | 0.3364 | 42424.6191 | 64542.6578 | 864.8832 | 1315.7894
1 | 1200 | 707 | 0.04 | 15 | 15 | 7 | 1.3335e-09 | 5spot_SharedNeighbor | Water | Porous | Wet | R245fa | MinimizeLCOE_Brownfield | IgnoreSilica | 64.9265 | 4.2601 | 0.092056 | 4 | 40285.7661 | 60492.0979 | 821.2798 | 1233.2132 | 62.3904 | 0 | 180.3109 | 646311.1633 | 17647.6388 | 1136904.2617 | 1410862.3186 | 0 | 95776.2403 | 0 | 1289925.6328 | 3356121.8965 | 2290622.1558 | 10244171.3077 | 961560.8286 | 3628490.1274 | 3628490.1274 | 1478867.319 | 2333117.1208 | 0 | 14834222.2637 | 22274696.831 | 1333521.4322 | 0.36822 | 40285.7661 | 60492.0979 | 821.2798 | 1233.2132
1 | 1200 | 707 | 0.04 | 15 | 15 | 7 | 1.7783e-09 | 5spot_SharedNeighbor | Water | Porous | Wet | R245fa | MinimizeLCOE_Brownfield | IgnoreSilica | 68.4251 | 4.4896 | 0.098787 | 4 | 38686.1971 | 57515.837 | 788.6705 | 1172.5381 | 62.3898 | 0 | 128.8796 | 670478.472 | 18307.5368 | 1185637.7739 | 1485572.5939 | 0 | 93605.6808 | 0 | 1346904.8024 | 3504370.0076 | 2391804.5378 | 10696681.4052 | 961560.8286 | 3628490.1274 | 3628490.1274 | 1478867.319 | 2333117.1208 | 0 | 15286732.3612 | 22727206.9285 | 1778279.41 | 0.39515 | 38686.1971 | 57515.837 | 788.6705 | 1172.5381
1 | 1200 | 707 | 0.04 | 15 | 15 | 7 | 2.3714e-09 | 5spot_SharedNeighbor | Water | Porous | Wet | R245fa | MinimizeLCOE_Brownfield | IgnoreSilica | 71.2218 | 4.6728 | 0.10432 | 4 | 37490.5229 | 55320.8526 | 764.295 | 1127.7904 | 62.3881 | 0 | 141.6618 | 689500.6809 | 18826.6425 | 1224196.0948 | 1545256.2778 | 0 | 91346.0851 | 0 | 1391959.0547 | 3621591.9302 | 2471810.9087 | 11054487.6748 | 961560.8286 | 3628490.1274 | 3628490.1274 | 1478867.319 | 2333117.1208 | 0 | 15644538.6308 | 23085013.1981 | 2371373.7057 | 0.41729 | 37490.5229 | 55320.8526 | 764.295 | 1127.7904
1 | 1200 | 707 | 0.04 | 15 | 15 | 7 | 3.1623e-09 | 5spot_SharedNeighbor | Water | Porous | Wet | R245fa | MinimizeLCOE_Brownfield | IgnoreSilica | 73.4332 | 4.8176 | 0.10879 | 4 | 36596.6772 | 53695.2861 | 746.0728 | 1094.651 | 62.386 | 0 | 182.2348 | 704361.4805 | 19231.9878 | 1254441.4804 | 1592420.2051 | 0 | 89246.785 | 0 | 1427283.7561 | 3713499.5573 | 2534539.7526 | 11335025.0047 | 961560.8286 | 3628490.1274 | 3628490.1274 | 1478867.319 | 2333117.1208 | 0 | 15925075.9608 | 23365550.5281 | 3162277.6602 | 0.43515 | 36596.6772 | 53695.2861 | 746.0728 | 1094.651
1 | 1200 | 707 | 0.04 | 15 | 15 | 7 | 4.217e-09 | 5spot_SharedNeighbor | Water | Porous | Wet | R245fa | MinimizeLCOE_Brownfield | IgnoreSilica | 75.1239 | 4.9281 | 0.11229 | 4 | 35928.2228 | 52493.2931 | 732.4454 | 1070.1468 | 62.3838 | 0 | 187.0351 | 715618.6547 | 19538.919 | 1277423.9917 | 1628460.3165 | 0 | 87326.6745 | 0 | 1454063.737 | 3783175.5742 | 2582095.0658 | 11547702.9334 | 961560.8286 | 3628490.1274 | 3628490.1274 | 1478867.319 | 2333117.1208 | 0 | 16137753.8894 | 23578228.4567 | 4216965.0343 | 0.44917 | 35928.2228 | 52493.2931 | 732.4454 | 1070.1468
1 | 1200 | 707 | 0.04 | 15 | 15 | 7 | 5.6234e-09 | 5spot_SharedNeighbor | Water | Porous | Wet | R245fa | MinimizeLCOE_Brownfield | IgnoreSilica | 76.4345 | 5.0138 | 0.11503 | 4 | 35428.0968 | 51598.2078 | 722.2497 | 1051.8993 | 62.3819 | 0 | 167.9417 | 724284.4269 | 19775.1212 | 1295157.8588 | 1656387.6761 | 0 | 85727.2677 | 0 | 1474719.6168 | 3836917.9363 | 2618775.3323 | 11711745.236 | 961560.8286 | 3628490.1274 | 3628490.1274 | 1478867.319 | 2333117.1208 | 0 | 16301796.1921 | 23742270.7593 | 5623413.2519 | 0.46014 | 35428.0968 | 51598.2078 | 722.2497 | 1051.8993
1 | 1200 | 707 | 0.04 | 15 | 15 | 7 | 7.4989e-09 | 5spot_SharedNeighbor | Water | Porous | Wet | R245fa | MinimizeLCOE_Brownfield | IgnoreSilica | 77.4286 | 5.0787 | 0.11715 | 4 | 35053.7445 | 50932.422 | 714.618 | 1038.3263 | 62.3803 | 0 | 172.6551 | 730822.2718 | 19953.2793 | 1308561.2332 | 1677563.0387 | 0 | 84398.3319 | 0 | 1490306.2804 | 3877471.2377 | 2646453.7938 | 11835529.4667 | 961560.8286 | 3628490.1274 | 3628490.1274 | 1478867.319 | 2333117.1208 | 0 | 16425580.4228 | 23866054.9901 | 7498942.0933 | 0.46858 | 35053.7445 | 50932.422 | 714.618 | 1038.3263
1 | 1200 | 707 | 0.04 | 15 | 15 | 7 | 1e-08 | 5spot_SharedNeighbor | Water | Porous | Wet | R245fa | MinimizeLCOE_Brownfield | IgnoreSilica | 78.1861 | 5.1282 | 0.11877 | 4 | 34773.4255 | 50435.4707 | 708.9033 | 1028.1953 | 62.379 | 0 | 150.4803 | 735784.6675 | 20088.4806 | 1318748.6212 | 1693696.3814 | 0 | 83337.1929 | 0 | 1502145.584 | 3908274.677 | 2667477.7741 | 11929553.3786 | 961560.8286 | 3628490.1274 | 3628490.1274 | 1478867.319 | 2333117.1208 | 0 | 16519604.3346 | 23960078.9019 | 10000000 | 0.47506 | 34773.4255 | 50435.4707 | 708.9033 | 1028.1953
1 | 1300 | 707 | 0.04 | 15 | 15 | 7 | 1e-13 | 5spot_SharedNeighbor | Water | Porous | Wet | R245fa | MinimizeLCOE_Brownfield | IgnoreSilica | 0 | 0 | 0 | 0 | [6 empty] | 14.8129 | [19 empty] | 100 | 0
1 | 1300 | 707 | 0.04 | 15 | 15 | 7 | 1.3335e-13 | 5spot_SharedNeighbor | Water | Porous | Wet | R245fa | MinimizeLCOE_Brownfield | IgnoreSilica | 0 | 0 | 0 | 0 | [6 empty] | 18.4827 | [19 empty] | 133.3521 | 0
1 | 1300 | 707 | 0.04 | 15 | 15 | 7 | 1.7783e-13 | 5spot_SharedNeighbor | Water | Porous | Wet | R245fa | MinimizeLCOE_Brownfield | IgnoreSilica | 0 | 0 | 0 | 0 | [6 empty] | 21.1116 | [19 empty] | 177.8279 | 0
1 | 1300 | 707 | 0.04 | 15 | 15 | 7 | 2.3714e-13 | 5spot_SharedNeighbor | Water | Porous | Wet | R245fa | MinimizeLCOE_Brownfield | IgnoreSilica | 0 | 0 | 0 | 0 | [6 empty] | 20.7307 | [19 empty] | 237.1374 | 0
1 | 1300 | 707 | 0.04 | 15 | 15 | 7 | 3.1623e-13 | 5spot_SharedNeighbor | Water | Porous | Wet | R245fa | MinimizeLCOE_Brownfield | IgnoreSilica | 0 | 0 | 0 | 0 | [6 empty] | 21.1436 | [19 empty] | 316.2278 | 0
1 | 1300 | 707 | 0.04 | 15 | 15 | 7 | 4.217e-13 | 5spot_SharedNeighbor | Water | Porous | Wet | R245fa | MinimizeLCOE_Brownfield | IgnoreSilica | 0 | 0 | 0 | 0 | [6 empty] | 21.9155 | [19 empty] | 421.6965 | 0
1 | 1300 | 707 | 0.04 | 15 | 15 | 7 | 5.6234e-13 | 5spot_SharedNeighbor | Water | Porous | Wet | R245fa | MinimizeLCOE_Brownfield | IgnoreSilica | 0 | 0 | 0 | 0 | [6 empty] | 21.7214 | [19 empty] | 562.3413 | 0
1 | 1300 | 707 | 0.04 | 15 | 15 | 7 | 7.4989e-13 | 5spot_SharedNeighbor | Water | Porous | Wet | R245fa | MinimizeLCOE_Brownfield | IgnoreSilica | 0 | 0 | 0 | 0 | [6 empty] | 23.3976 | [19 empty] | 749.8942 | 0
1 | 1300 | 707 | 0.04 | 15 | 15 | 7 | 1e-12 | 5spot_SharedNeighbor | Water | Porous | Wet | R245fa | MinimizeLCOE_Brownfield | IgnoreSilica | 0 | 0 | 0 | 0 | [6 empty] | 699.5351 | [19 empty] | 1000 | 0
1 | 1300 | 707 | 0.04 | 15 | 15 | 7 | 1.3335e-12 | 5spot_SharedNeighbor | Water | Porous | Wet | R245fa | MinimizeLCOE_Brownfield | IgnoreSilica | 0 | 0 | 0 | 0 | [6 empty] | 26.452 | [19 empty] | 1333.5214 | 0
1 | 1300 | 707 | 0.04 | 15 | 15 | 7 | 1.7783e-12 | 5spot_SharedNeighbor | Water | Porous | Wet | R245fa | MinimizeLCOE_Brownfield | IgnoreSilica | 0 | 0 | 0 | 0 | [6 empty] | 28.124 | [19 empty] | 1778.2794 | 0
1 | 1300 | 707 | 0.04 | 15 | 15 | 7 | 2.3714e-12 | 5spot_SharedNeighbor | Water | Porous | Wet | R245fa | MinimizeLCOE_Brownfield | IgnoreSilica | 0 | 0 | 0 | 0 | [6 empty] | 30.7183 | [19 empty] | 2371.3737 | 0
1 | 1300 | 707 | 0.04 | 15 | 15 | 7 | 3.1623e-12 | 5spot_SharedNeighbor | Water | Porous | Wet | R245fa | MinimizeLCOE_Brownfield | IgnoreSilica | 0.79142 | 0.044851 | 0.00016324 | 4 | 8002139.9112 | 19989602.8644 | 163134.4458 | 407515.0923 | 58.2087 | 0 | 84.2751 | 25818.5786 | 654.8368 | 29876.5961 | 39545.8598 | 0 | 19913.3722 | 0 | 45165.6049 | 117511.6393 | 80204.1084 | 358690.5961 | 961560.8286 | 3904935.7281 | 3904935.7281 | 1478867.319 | 2443695.3611 | 0 | 5225187.1528 | 13052685.561 | 3162.2777 | 0.00065297 | 8002139.9112 | 19989602.8644 | 163134.4458 | 407515.0923
1 | 1300 | 707 | 0.04 | 15 | 15 | 7 | 4.217e-12 | 5spot_SharedNeighbor | Water | Porous | Wet | R245fa | MinimizeLCOE_Brownfield | IgnoreSilica | 1.1069 | 0.067795 | 0.0004832 | 4 | 2754838.799 | 6804669.3676 | 56161.1151 | 138722.3891 | 60.3548 | 0 | 184.4196 | 35590.842 | 924.5187 | 41494.3554 | 46758.9574 | 0 | 23119.2078 | 0 | 57676.2737 | 150061.8331 | 102420.2846 | 458046.2726 | 961560.8286 | 3904935.7281 | 3904935.7281 | 1478867.319 | 2443695.3611 | 0 | 5324542.8293 | 13152041.2375 | 4216.965 | 0.0019328 | 2754838.799 | 6804669.3676 | 56161.1151 | 138722.3891
1 | 1300 | 707 | 0.04 | 15 | 15 | 7 | 5.6234e-12 | 5spot_SharedNeighbor | Water | Porous | Wet | R245fa | MinimizeLCOE_Brownfield | IgnoreSilica | 1.4764 | 0.094912 | 0.00093853 | 4 | 1446968.4975 | 3532021.3846 | 29498.41 | 72005.0333 | 61.7776 | 0 | 252.3396 | 45923.4717 | 1212.6096 | 54236.7886 | 55226.7425 | 0 | 26003.7195 | 0 | 71215.2994 | 185287.6009 | 126462.5949 | 565568.8271 | 961560.8286 | 3904935.7281 | 3904935.7281 | 1478867.319 | 2443695.3611 | 0 | 5432065.3838 | 13259563.792 | 5623.4133 | 0.0037541 | 1446968.4975 | 3532021.3846 | 29498.41 | 72005.0333
1 | 1300 | 707 | 0.04 | 15 | 15 | 7 | 7.4989e-12 | 5spot_SharedNeighbor | Water | Porous | Wet | R245fa | MinimizeLCOE_Brownfield | IgnoreSilica | 1.982 | 0.1323 | 0.0015602 | 4 | 892738.3102 | 2147024.3176 | 18199.678 | 43769.9948 | 62.9061 | 0 | 344.0788 | 58753.7837 | 1572.2826 | 70669.5188 | 66850.0211 | 0 | 29687.2506 | 0 | 88737.8142 | 230877.5899 | 157578.6992 | 704726.9602 | 961560.8286 | 3904935.7281 | 3904935.7281 | 1478867.319 | 2443695.3611 | 0 | 5571223.5168 | 13398721.925 | 7498.9421 | 0.0062406 | 892738.3102 | 2147024.3176 | 18199.678 | 43769.9948
1 | 1300 | 707 | 0.04 | 15 | 15 | 7 | 1e-11 | 5spot_SharedNeighbor | Water | Porous | Wet | R245fa | MinimizeLCOE_Brownfield | IgnoreSilica | 2.6426 | 0.18149 | 0.0024237 | 4 | 592296.9662 | 1399682.1319 | 12074.7748 | 28534.4135 | 63.7531 | 0 | 70.9129 | 73976.3131 | 2000.2252 | 90932.5952 | 82085.0876 | 0 | 33755.8263 | 0 | 110272.5185 | 286906.4731 | 195819.5632 | 875748.6023 | 961560.8286 | 3904935.7281 | 3904935.7281 | 1478867.319 | 2443695.3611 | 0 | 5742245.159 | 13569743.5672 | 10000 | 0.0096949 | 592296.9662 | 1399682.1319 | 12074.7748 | 28534.4135
1 | 1300 | 707 | 0.04 | 15 | 15 | 7 | 1.3335e-11 | 5spot_SharedNeighbor | Water | Porous | Wet | R245fa | MinimizeLCOE_Brownfield | IgnoreSilica | 3.5246 | 0.24722 | 0.0035912 | 4 | 414762.9929 | 959677.4795 | 8455.5046 | 19564.3235 | 64.4025 | 0 | 78.0682 | 92441.4331 | 2520.6413 | 116374.2379 | 102426.7132 | 0 | 38621.0939 | 0 | 137429.8066 | 357564.166 | 244044.8905 | 1091422.9824 | 961560.8286 | 3904935.7281 | 3904935.7281 | 1478867.319 | 2443695.3611 | 0 | 5957919.5391 | 13785417.9473 | 13335.2143 | 0.014365 | 414762.9929 | 959677.4795 | 8455.5046 | 19564.3235
1 | 1300 | 707 | 0.04 | 15 | 15 | 7 | 1.7783e-11 | 5spot_SharedNeighbor | Water | Porous | Wet | R245fa | MinimizeLCOE_Brownfield | IgnoreSilica | 4.687 | 0.33391 | 0.0051154 | 4 | 304346.1672 | 686889.5087 | 6204.5083 | 14003.1717 | 64.892 | 0 | 66.8096 | 114591.9827 | 3145.8733 | 147939.8324 | 129234.2174 | 0 | 44494.289 | 0 | 171368.416 | 445865.4659 | 304312.3421 | 1360952.4187 | 961560.8286 | 3904935.7281 | 3904935.7281 | 1478867.319 | 2443695.3611 | 0 | 6227448.9754 | 14054947.3836 | 17782.7941 | 0.020462 | 304346.1672 | 686889.5087 | 6204.5083 | 14003.1717
1 | 1300 | 707 | 0.04 | 15 | 15 | 7 | 2.3714e-11 | 5spot_SharedNeighbor | Water | Porous | Wet | R245fa | MinimizeLCOE_Brownfield | IgnoreSilica | 6.287 | 0.45332 | 0.0072322 | 4 | 227424.2052 | 498000.9564 | 4636.35 | 10152.4231 | 65.267 | 0 | 84.7793 | 142337.783 | 3929.2689 | 188870.2629 | 166154.8835 | 0 | 51663.6425 | 0 | 215652.778 | 561084.2918 | 382951.5583 | 1712644.4689 | 961560.8286 | 3904935.7281 | 3904935.7281 | 1478867.319 | 2443695.3611 | 0 | 6579141.0256 | 14406639.4338 | 23713.7371 | 0.028929 | 227424.2052 | 498000.9564 | 4636.35 | 10152.4231
1 | 1300 | 707 | 0.04 | 15 | 15 | 7 | 3.1623e-11 | 5spot_SharedNeighbor | Water | Porous | Wet | R245fa | MinimizeLCOE_Brownfield | IgnoreSilica | 8.387 | 0.60924 | 0.0099397 | 4 | 176459.2359 | 373333.8714 | 3597.3602 | 7610.9159 | 65.4969 | 0 | 81.3927 | 175240.7762 | 4857.0156 | 239209.1035 | 214458.0153 | 0 | 60175.7308 | 0 | 270636.8501 | 704141.5688 | 480591.0894 | 2149310.1498 | 961560.8286 | 3904935.7281 | 3904935.7281 | 1478867.319 | 2443695.3611 | 0 | 7015806.7065 | 14843305.1146 | 31622.7766 | 0.039759 | 176459.2359 | 373333.8714 | 3597.3602 | 7610.9159
1 | 1300 | 707 | 0.04 | 15 | 15 | 7 | 4.217e-11 | 5spot_SharedNeighbor | Water | Porous | Wet | R245fa | MinimizeLCOE_Brownfield | IgnoreSilica | 10.3381 | 0.75634 | 0.013426 | 4 | 137814.5107 | 283562.6777 | 2809.5352 | 5780.8087 | 65.7196 | 0 | 102.3697 | 204247.4161 | 5678.5264 | 284339.1051 | 259754.8189 | 0 | 64421.276 | 0 | 319192.0456 | 830472.2273 | 566814.3596 | 2534919.7749 | 961560.8286 | 3904935.7281 | 3904935.7281 | 1478867.319 | 2443695.3611 | 0 | 7401416.3316 | 15228914.7397 | 42169.6503 | 0.053706 | 137814.5107 | 283562.6777 | 2809.5352 | 5780.8087
1 | 1300 | 707 | 0.04 | 15 | 15 | 7 | 5.6234e-11 | 5spot_SharedNeighbor | Water | Porous | Wet | R245fa | MinimizeLCOE_Brownfield | IgnoreSilica | 13.2345 | 0.97296 | 0.018019 | 4 | 110361.0476 | 218958.8615 | 2249.8592 | 4463.7726 | 65.8719 | 0 | 88.2515 | 243798.4103 | 6795.8012 | 347760.3899 | 326666.8362 | 0 | 72020.5775 | 0 | 388846.3859 | 1011698.5327 | 690505.0369 | 3088091.9705 | 961560.8286 | 3904935.7281 | 3904935.7281 | 1478867.319 | 2443695.3611 | 0 | 7954588.5272 | 15782086.9354 | 56234.1325 | 0.072078 | 110361.0476 | 218958.8615 | 2249.8592 | 4463.7726
1 | 1300 | 707 | 0.04 | 15 | 15 | 7 | 7.4989e-11 | 5spot_SharedNeighbor | Water | Porous | Wet | R245fa | MinimizeLCOE_Brownfield | IgnoreSilica | 16.8102 | 1.2404 | 0.023911 | 4 | 90025.8813 | 171865.6185 | 1835.2994 | 3503.7131 | 65.9882 | 0 | 95.0241 | 289111.6554 | 8075.4531 | 422291.1083 | 409274.8924 | 0 | 80046.6046 | 0 | 471431.8884 | 1226569.0695 | 837158.5934 | 3743959.265 | 961560.8286 | 3904935.7281 | 3904935.7281 | 1478867.319 | 2443695.3611 | 0 | 8610455.8217 | 16437954.2299 | 74989.4209 | 0.095644 | 90025.8813 | 171865.6185 | 1835.2994 | 3503.7131
1 | 1300 | 707 | 0.04 | 15 | 15 | 7 | 1e-10 | 5spot_SharedNeighbor | Water | Porous | Wet | R245fa | MinimizeLCOE_Brownfield | IgnoreSilica | 21.154 | 1.5652 | 0.031355 | 4 | 74767.0111 | 137177.442 | 1524.2267 | 2796.5477 | 66.0771 | 0 | 99.6928 | 340351.5079 | 9521.9265 | 508603.779 | 509587.3929 | 0 | 88309.7152 | 0 | 567985.9854 | 1477783.024 | 1008617.2793 | 4510760.6102 | 961560.8286 | 3904935.7281 | 3904935.7281 | 1478867.319 | 2443695.3611 | 0 | 9377257.1669 | 17204755.575 | 100000 | 0.12542 | 74767.0111 | 137177.442 | 1524.2267 | 2796.5477
1 | 1300 | 707 | 0.04 | 15 | 15 | 7 | 1.3335e-10 | 5spot_SharedNeighbor | Water | Porous | Wet | R245fa | MinimizeLCOE_Brownfield | IgnoreSilica | 26.3233 | 1.9517 | 0.040574 | 4 | 63205.4724 | 111434.9011 | 1288.529 | 2271.7512 | 66.1453 | 0 | 109.3901 | 397333.7719 | 11129.5554 | 606783.3045 | 628965.9598 | 0 | 96546.0314 | 0 | 678895.8629 | 1766347.7747 | 1205568.6511 | 5391570.9117 | 961560.8286 | 3904935.7281 | 3904935.7281 | 1478867.319 | 2443695.3611 | 0 | 10258067.4683 | 18085565.8765 | 133352.1432 | 0.1623 | 63205.4724 | 111434.9011 | 1288.529 | 2271.7512
1 | 1300 | 707 | 0.04 | 15 | 15 | 7 | 1.7783e-10 | 5spot_SharedNeighbor | Water | Porous | Wet | R245fa | MinimizeLCOE_Brownfield | IgnoreSilica | 32.2741 | 2.3968 | 0.051663 | 4 | 54387.3068 | 92265.1939 | 1108.7588 | 1880.9508 | 66.1974 | 0 | 110.8311 | 458901.6685 | 12865.346 | 715113.9871 | 766399.806 | 0 | 104247.7879 | 0 | 802436.1523 | 2087774.2659 | 1424948.8359 | 6372687.8496 | 961560.8286 | 3904935.7281 | 3904935.7281 | 1478867.319 | 2443695.3611 | 0 | 11239184.4063 | 19066682.8145 | 177827.941 | 0.20665 | 54387.3068 | 92265.1939 | 1108.7588 | 1880.9508
1 | 1300 | 707 | 0.04 | 15 | 15 | 7 | 2.3714e-10 | 5spot_SharedNeighbor | Water | Porous | Wet | R245fa | MinimizeLCOE_Brownfield | IgnoreSilica | 38.8714 | 2.8902 | 0.064519 | 4 | 47639.8314 | 77970.1407 | 971.2024 | 1589.5268 | 66.2371 | 0 | 92.2175 | 523300.3728 | 14679.555 | 830614.5416 | 918772.9634 | 0 | 110937.6128 | 0 | 935338.9678 | 2433560.1298 | 1660954.7933 | 7428158.9365 | 961560.8286 | 3904935.7281 | 3904935.7281 | 1478867.319 | 2443695.3611 | 0 | 12294655.4932 | 20122153.9014 | 237137.3706 | 0.25808 | 47639.8314 | 77970.1407 | 971.2024 | 1589.5268
1 | 1300 | 707 | 0.04 | 15 | 15 | 7 | 3.1623e-10 | 5spot_SharedNeighbor | Water | Porous | Wet | R245fa | MinimizeLCOE_Brownfield | IgnoreSilica | 45.7897 | 3.4076 | 0.078694 | 4 | 42478.9404 | 67345.9386 | 865.9907 | 1372.938 | 66.2661 | 0 | 117.5304 | 587397.8655 | 16483.7732 | 947556.2222 | 1078555.6217 | 0 | 115920.9192 | 0 | 1070906.6167 | 2786279.3435 | 1901692.9043 | 8504793.2662 | 961560.8286 | 3904935.7281 | 3904935.7281 | 1478867.319 | 2443695.3611 | 0 | 13371289.8229 | 21198788.2311 | 316227.766 | 0.31477 | 42478.9404 | 67345.9386 | 865.9907 | 1372.938
1 | 1300 | 707 | 0.04 | 15 | 15 | 7 | 4.217e-10 | 5spot_SharedNeighbor | Water | Porous | Wet | R245fa | MinimizeLCOE_Brownfield | IgnoreSilica | 52.6567 | 3.9209 | 0.093484 | 4 | 38545.7335 | 59478.4015 | 785.8069 | 1212.5477 | 66.2855 | 0 | 132.0504 | 648173.3048 | 18192.8995 | 1060109.5939 | 1237112.7631 | 0 | 118877.175 | 0 | 1202161.6372 | 3127777.9827 | 2134772.7426 | 9547178.099 | 961560.8286 | 3904935.7281 | 3904935.7281 | 1478867.319 | 2443695.3611 | 0 | 14413674.6557 | 22241173.0639 | 421696.5034 | 0.37394 | 38545.7335 | 59478.4015 | 785.8069 | 1212.5477
1 | 1300 | 707 | 0.04 | 15 | 15 | 7 | 5.6234e-10 | 5spot_SharedNeighbor | Water | Porous | Wet | R245fa | MinimizeLCOE_Brownfield | IgnoreSilica | 59.0487 | 4.3983 | 0.10799 | 4 | 35563.6838 | 53684.4906 | 725.0138 | 1094.431 | 66.296 | 0 | 129.6839 | 702569.1164 | 19721.061 | 1162152.4487 | 1384617.5165 | 0 | 119638.9281 | 0 | 1321592.6375 | 3438512.9469 | 2346855.7406 | 10495660.3957 | 961560.8286 | 3904935.7281 | 3904935.7281 | 1478867.319 | 2443695.3611 | 0 | 15362156.9523 | 23189655.3605 | 562341.3252 | 0.43196 | 35563.6838 | 53684.4906 | 725.0138 | 1094.431
1 | 1300 | 707 | 0.04 | 15 | 15 | 7 | 7.4989e-10 | 5spot_SharedNeighbor | Water | Porous | Wet | R245fa | MinimizeLCOE_Brownfield | IgnoreSilica | 64.7218 | 4.8214 | 0.12148 | 4 | 33313.8957 | 49422.9647 | 679.1488 | 1007.554 | 66.2996 | 0 | 162.8321 | 749291.4662 | 21032.2549 | 1250753.4482 | 1515426.6232 | 0 | 118649.2322 | 0 | 1425509.6797 | 3708883.7742 | 2531389.3858 | 11320935.8644 | 961560.8286 | 3904935.7281 | 3904935.7281 | 1478867.319 | 2443695.3611 | 0 | 16187432.4211 | 24014930.8293 | 749894.2093 | 0.48591 | 33313.8957 | 49422.9647 | 679.1488 | 1007.554
1 | 1300 | 707 | 0.04 | 15 | 15 | 7 | 1e-09 | 5spot_SharedNeighbor | Water | Porous | Wet | R245fa | MinimizeLCOE_Brownfield | IgnoreSilica | 69.524 | 5.1789 | 0.1334 | 4 | 31622.7119 | 46291.9706 | 644.6718 | 943.7244 | 66.2984 | 0 | 147.0559 | 787796.2422 | 22111.7178 | 1324423.4936 | 1626046.49 | 0 | 116393.2929 | 0 | 1511940.7823 | 3933759.7737 | 2684871.8762 | 12007343.6688 | 961560.8286 | 3904935.7281 | 3904935.7281 | 1478867.319 | 2443695.3611 | 0 | 16873840.2254 | 24701338.6336 | 1000000 | 0.5336 | 31622.7119 | 46291.9706 | 644.6718 | 943.7244
1 | 1300 | 707 | 0.04 | 15 | 15 | 7 | 1.3335e-09 | 5spot_SharedNeighbor | Water | Porous | Wet | R245fa | MinimizeLCOE_Brownfield | IgnoreSilica | 73.4649 | 5.4719 | 0.14355 | 4 | 30354.2375 | 43986.6836 | 618.8122 | 896.728 | 66.2946 | 0 | 169.7503 | 818727.4971 | 22978.045 | 1384027.957 | 1716740.1956 | 0 | 113489.029 | 0 | 1581825.4622 | 4115585.3757 | 2808971.5857 | 12562345.1473 | 961560.8286 | 3904935.7281 | 3904935.7281 | 1478867.319 | 2443695.3611 | 0 | 17428841.704 | 25256340.1122 | 1333521.4322 | 0.57418 | 30354.2375 | 43986.6836 | 618.8122 | 896.728
1 | 1300 | 707 | 0.04 | 15 | 15 | 7 | 1.7783e-09 | 5spot_SharedNeighbor | Water | Porous | Wet | R245fa | MinimizeLCOE_Brownfield | IgnoreSilica | 76.6346 | 5.7071 | 0.15193 | 4 | 29403.8709 | 42283.5995 | 599.4377 | 862.0084 | 66.2898 | 0 | 138.3682 | 843189.4496 | 23662.6205 | 1431433.8049 | 1789617.7118 | 0 | 110444.3615 | 0 | 1637355.6999 | 4260063.6633 | 2907580.9857 | 13003348.2973 | 961560.8286 | 3904935.7281 | 3904935.7281 | 1478867.319 | 2443695.3611 | 0 | 17869844.854 | 25697343.2622 | 1778279.41 | 0.60774 | 29403.8709 | 42283.5995 | 599.4377 | 862.0084
1 | 1300 | 707 | 0.04 | 15 | 15 | 7 | 2.3714e-09 | 5spot_SharedNeighbor | Water | Porous | Wet | R245fa | MinimizeLCOE_Brownfield | IgnoreSilica | 79.1265 | 5.8918 | 0.15869 | 4 | 28692.1312 | 41023.3044 | 584.9279 | 836.3155 | 66.2848 | 0 | 146.6275 | 862170.5851 | 24193.4525 | 1468381.3041 | 1846867.5729 | 0 | 107527.1442 | 0 | 1680564.623 | 4372484.4177 | 2984310.4607 | 13346499.5602 | 961560.8286 | 3904935.7281 | 3904935.7281 | 1478867.319 | 2443695.3611 | 0 | 18212996.1169 | 26040494.5251 | 2371373.7057 | 0.63477 | 28692.1312 | 41023.3044 | 584.9279 | 836.3155
1 | 1300 | 707 | 0.04 | 15 | 15 | 7 | 3.1623e-09 | 5spot_SharedNeighbor | Water | Porous | Wet | R245fa | MinimizeLCOE_Brownfield | IgnoreSilica | 81.0554 | 6.0346 | 0.16404 | 4 | 28159.1201 | 40088.7217 | 574.0618 | 817.2628 | 66.2804 | 0 | 175.052 | 876716.4021 | 24600.0217 | 1496791.9937 | 1891154.5397 | 0 | 104904.5769 | 0 | 1713725.3383 | 4458761.7969 | 3043196.5448 | 13609851.2142 | 961560.8286 | 3904935.7281 | 3904935.7281 | 1478867.319 | 2443695.3611 | 0 | 18476347.7709 | 26303846.1791 | 3162277.6602 | 0.65614 | 28159.1201 | 40088.7217 | 574.0618 | 817.2628
1 | 1300 | 707 | 0.04 | 15 | 15 | 7 | 4.217e-09 | 5spot_SharedNeighbor | Water | Porous | Wet | R245fa | MinimizeLCOE_Brownfield | IgnoreSilica | 82.5512 | 6.1453 | 0.16822 | 4 | 27759.9001 | 39392.5557 | 565.9231 | 803.0705 | 66.2765 | 0 | 148.7266 | 887909.6998 | 24912.7485 | 1518711.8484 | 1925479.4062 | 0 | 102700.0437 | 0 | 1739288.3612 | 4525271.5388 | 3088590.8103 | 13812864.4571 | 961560.8286 | 3904935.7281 | 3904935.7281 | 1478867.319 | 2443695.3611 | 0 | 18679361.0138 | 26506859.422 | 4216965.0343 | 0.67289 | 27759.9001 | 39392.5557 | 565.9231 | 803.0705
1 | 1300 | 707 | 0.04 | 15 | 15 | 7 | 5.6234e-09 | 5spot_SharedNeighbor | Water | Porous | Wet | R245fa | MinimizeLCOE_Brownfield | IgnoreSilica | 83.689 | 6.2294 | 0.17145 | 4 | 27460.8292 | 38874.3433 | 559.8261 | 792.5061 | 66.2733 | 0 | 167.8108 | 896373.9145 | 25149.1474 | 1535320.473 | 1951577.0959 | 0 | 100866.539 | 0 | 1758621.9962 | 4575573.6912 | 3122923.0629 | 13966405.9202 | 961560.8286 | 3904935.7281 | 3904935.7281 | 1478867.319 | 2443695.3611 | 0 | 18832902.4769 | 26660400.8851 | 5623413.2519 | 0.68581 | 27460.8292 | 38874.3433 | 559.8261 | 792.5061
1 | 1300 | 707 | 0.04 | 15 | 15 | 7 | 7.4989e-09 | 5spot_SharedNeighbor | Water | Porous | Wet | R245fa | MinimizeLCOE_Brownfield | IgnoreSilica | 84.5586 | 6.2936 | 0.17394 | 4 | 27236.7392 | 38487.2635 | 555.2578 | 784.6149 | 66.2708 | 0 | 148.922 | 902814.4873 | 25328.9801 | 1547977.4246 | 1971517.1171 | 0 | 99401.4665 | 0 | 1773345.3955 | 4613880.9558 | 3149068.5581 | 14083334.385 | 961560.8286 | 3904935.7281 | 3904935.7281 | 1478867.319 | 2443695.3611 | 0 | 18949830.9417 | 26777329.3499 | 7498942.0933 | 0.69575 | 27236.7392 | 38487.2635 | 555.2578 | 784.6149
1 | 1300 | 707 | 0.04 | 15 | 15 | 7 | 1e-08 | 5spot_SharedNeighbor | Water | Porous | Wet | R245fa | MinimizeLCOE_Brownfield | IgnoreSilica | 85.2165 | 6.3422 | 0.17583 | 4 | 27068.8019 | 38198.1776 | 551.8341 | 778.7215 | 66.2687 | 0 | 156.5949 | 907670.6041 | 25464.5444 | 1557531.5791 | 1986598.4526 | 0 | 98239.705 | 0 | 1784446.9052 | 4642764.8069 | 3168782.38 | 14171498.9772 | 961560.8286 | 3904935.7281 | 3904935.7281 | 1478867.319 | 2443695.3611 | 0 | 19037995.5338 | 26865493.942 | 10000000 | 0.70332 | 27068.8019 | 38198.1776 | 551.8341 | 778.7215
1 | 1400 | 707 | 0.04 | 15 | 15 | 7 | 1e-13 | 5spot_SharedNeighbor | Water | Porous | Wet | R245fa | MinimizeLCOE_Brownfield | IgnoreSilica | 0 | 0 | 0 | 0 | [6 empty] | 15.0074 | [19 empty] | 100 | 0
1 | 1400 | 707 | 0.04 | 15 | 15 | 7 | 1.3335e-13 | 5spot_SharedNeighbor | Water | Porous | Wet | R245fa | MinimizeLCOE_Brownfield | IgnoreSilica | 0 | 0 | 0 | 0 | [6 empty] | 18.8073 | [19 empty] | 133.3521 | 0
1 | 1400 | 707 | 0.04 | 15 | 15 | 7 | 1.7783e-13 | 5spot_SharedNeighbor | Water | Porous | Wet | R245fa | MinimizeLCOE_Brownfield | IgnoreSilica | 0 | 0 | 0 | 0 | [6 empty] | 22.0956 | [19 empty] | 177.8279 | 0
1 | 1400 | 707 | 0.04 | 15 | 15 | 7 | 2.3714e-13 | 5spot_SharedNeighbor | Water | Porous | Wet | R245fa | MinimizeLCOE_Brownfield | IgnoreSilica | 0 | 0 | 0 | 0 | [6 empty] | 21.0723 | [19 empty] | 237.1374 | 0
1 | 1400 | 707 | 0.04 | 15 | 15 | 7 | 3.1623e-13 | 5spot_SharedNeighbor | Water | Porous | Wet | R245fa | MinimizeLCOE_Brownfield | IgnoreSilica | 0 | 0 | 0 | 0 | [6 empty] | 19.9268 | [19 empty] | 316.2278 | 0
1 | 1400 | 707 | 0.04 | 15 | 15 | 7 | 4.217e-13 | 5spot_SharedNeighbor | Water | Porous | Wet | R245fa | MinimizeLCOE_Brownfield | IgnoreSilica | 0 | 0 | 0 | 0 | [6 empty] | 695.2193 | [19 empty] | 421.6965 | 0
1 | 1400 | 707 | 0.04 | 15 | 15 | 7 | 5.6234e-13 | 5spot_SharedNeighbor | Water | Porous | Wet | R245fa | MinimizeLCOE_Brownfield | IgnoreSilica | 0 | 0 | 0 | 0 | [6 empty] | 23.1586 | [19 empty] | 562.3413 | 0
1 | 1400 | 707 | 0.04 | 15 | 15 | 7 | 7.4989e-13 | 5spot_SharedNeighbor | Water | Porous | Wet | R245fa | MinimizeLCOE_Brownfield | IgnoreSilica | 0 | 0 | 0 | 0 | [6 empty] | 23.3163 | [19 empty] | 749.8942 | 0
1 | 1400 | 707 | 0.04 | 15 | 15 | 7 | 1e-12 | 5spot_SharedNeighbor | Water | Porous | Wet | R245fa | MinimizeLCOE_Brownfield | IgnoreSilica | 0 | 0 | 0 | 0 | [6 empty] | 24.393 | [19 empty] | 1000 | 0
1 | 1400 | 707 | 0.04 | 15 | 15 | 7 | 1.3335e-12 | 5spot_SharedNeighbor | Water | Porous | Wet | R245fa | MinimizeLCOE_Brownfield | IgnoreSilica | 0 | 0 | 0 | 0 | [6 empty] | 26.5156 | [19 empty] | 1333.5214 | 0
1 | 1400 | 707 | 0.04 | 15 | 15 | 7 | 1.7783e-12 | 5spot_SharedNeighbor | Water | Porous | Wet | R245fa | MinimizeLCOE_Brownfield | IgnoreSilica | 0 | 0 | 0 | 0 | [6 empty] | 27.7644 | [19 empty] | 1778.2794 | 0
1 | 1400 | 707 | 0.04 | 15 | 15 | 7 | 2.3714e-12 | 5spot_SharedNeighbor | Water | Porous | Wet | R245fa | MinimizeLCOE_Brownfield | IgnoreSilica | 0.79142 | 0.049426 | 0.00021821 | 4 | 6340342.2743 | 15761161.8244 | 129256.4532 | 321312.6023 | 60.91 | 0 | 81.1405 | 28962.9402 | 751.4079 | 32208.3713 | 40486.6746 | 0 | 21961.0148 | 0 | 48504.4594 | 126198.6538 | 86133.1743 | 385206.6962 | 961560.8286 | 4187241.4196 | 4187241.4196 | 1478867.319 | 2556617.6377 | 0 | 5534008.9444 | 13756735.3207 | 2371.3737 | 0.00087282 | 6340342.2743 | 15761161.8244 | 129256.4532 | 321312.6023
1 | 1400 | 707 | 0.04 | 15 | 15 | 7 | 3.1623e-12 | 5spot_SharedNeighbor | Water | Porous | Wet | R245fa | MinimizeLCOE_Brownfield | IgnoreSilica | 1.1263 | 0.076622 | 0.00062349 | 4 | 2266038.5767 | 5563105.7251 | 46196.2614 | 113411.4349 | 63.4692 | 0 | 178.1194 | 40771.5678 | 1086.7373 | 45628.4989 | 48661.024 | 0 | 26121.2934 | 0 | 63284.9573 | 164654.4774 | 112380.0641 | 502588.6202 | 961560.8286 | 4187241.4196 | 4187241.4196 | 1478867.319 | 2556617.6377 | 0 | 5651390.8684 | 13874117.2447 | 3162.2777 | 0.002494 | 2266038.5767 | 5563105.7251 | 46196.2614 | 113411.4349
1 | 1400 | 707 | 0.04 | 15 | 15 | 7 | 4.217e-12 | 5spot_SharedNeighbor | Water | Porous | Wet | R245fa | MinimizeLCOE_Brownfield | IgnoreSilica | 1.5347 | 0.11035 | 0.001214 | 4 | 1191076.3826 | 2884396.7711 | 24281.7031 | 58802.3296 | 65.1798 | 0 | 255.6081 | 53733.4052 | 1458.5813 | 60993.9892 | 58700.9647 | 0 | 30145.7819 | 0 | 79962.7617 | 208046.7032 | 141996.1499 | 635038.337 | 961560.8286 | 4187241.4196 | 4187241.4196 | 1478867.319 | 2556617.6377 | 0 | 5783840.5852 | 14006566.9615 | 4216.965 | 0.004856 | 1191076.3826 | 2884396.7711 | 24281.7031 | 58802.3296
1 | 1400 | 707 | 0.04 | 15 | 15 | 7 | 5.6234e-12 | 5spot_SharedNeighbor | Water | Porous | Wet | R245fa | MinimizeLCOE_Brownfield | IgnoreSilica | 2.0793 | 0.15568 | 0.0020405 | 4 | 728891.8427 | 1736312.0254 | 14859.4461 | 35397.0692 | 66.4666 | 0 | 337.8376 | 69345.856 | 1909.1014 | 80233.0835 | 72130.7503 | 0 | 34845.9317 | 0 | 100801.2419 | 262264.1543 | 179000.6743 | 800530.7935 | 961560.8286 | 4187241.4196 | 4187241.4196 | 1478867.319 | 2556617.6377 | 0 | 5949333.0417 | 14172059.418 | 5623.4133 | 0.0081622 | 728891.8427 | 1736312.0254 | 14859.4461 | 35397.0692
1 | 1400 | 707 | 0.04 | 15 | 15 | 7 | 7.4989e-12 | 5spot_SharedNeighbor | Water | Porous | Wet | R245fa | MinimizeLCOE_Brownfield | IgnoreSilica | 2.7546 | 0.21198 | 0.0031657 | 4 | 484958.1635 | 1134314.5266 | 9886.5281 | 23124.5359 | 67.3821 | 0 | 69.5766 | 86893.5002 | 2417.5113 | 102622.4116 | 88772.2086 | 0 | 39632.4483 | 0 | 124931.8512 | 325047.0498 | 221851.2905 | 992168.2715 | 961560.8286 | 4187241.4196 | 4187241.4196 | 1478867.319 | 2556617.6377 | 0 | 6140970.5197 | 14363696.896 | 7498.9421 | 0.012663 | 484958.1635 | 1134314.5266 | 9886.5281 | 23124.5359
1 | 1400 | 707 | 0.04 | 15 | 15 | 7 | 1e-11 | 5spot_SharedNeighbor | Water | Porous | Wet | R245fa | MinimizeLCOE_Brownfield | IgnoreSilica | 3.6561 | 0.2873 | 0.004687 | 4 | 340461.0487 | 779054.3675 | 6940.759 | 15882.077 | 68.0918 | 0 | 80.6561 | 108231.0541 | 3036.9454 | 130795.2393 | 111009.7542 | 0 | 45391.3309 | 0 | 155401.0863 | 404321.7495 | 275957.902 | 1234145.0618 | 961560.8286 | 4187241.4196 | 4187241.4196 | 1478867.319 | 2556617.6377 | 0 | 6382947.31 | 14605673.6863 | 10000 | 0.018748 | 340461.0487 | 779054.3675 | 6940.759 | 15882.077
1 | 1400 | 707 | 0.04 | 15 | 15 | 7 | 1.3335e-11 | 5spot_SharedNeighbor | Water | Porous | Wet | R245fa | MinimizeLCOE_Brownfield | IgnoreSilica | 4.7887 | 0.38209 | 0.0067126 | 4 | 248416.1172 | 554656.7296 | 5064.2986 | 11307.4277 | 68.6121 | 0 | 70.8546 | 132732.3009 | 3748.8577 | 164229.2273 | 138969.0269 | 0 | 51499.3209 | 0 | 191559.7062 | 498399.0611 | 340167.6003 | 1521305.1014 | 961560.8286 | 4187241.4196 | 4187241.4196 | 1478867.319 | 2556617.6377 | 0 | 6670107.3496 | 14892833.7259 | 13335.2143 | 0.026851 | 248416.1172 | 554656.7296 | 5064.2986 | 11307.4277
1 | 1400 | 707 | 0.04 | 15 | 15 | 7 | 1.7783e-11 | 5spot_SharedNeighbor | Water | Porous | Wet | R245fa | MinimizeLCOE_Brownfield | IgnoreSilica | 6.2159 | 0.50152 | 0.0093821 | 4 | 186878.098 | 405985.4584 | 3809.7628 | 8276.5627 | 68.995 | 0 | 120.5488 | 161042.7534 | 4571.6213 | 204076.6187 | 174189.9765 | 0 | 58076.4404 | 0 | 234763.39 | 610806.1842 | 416887.7715 | 1864414.756 | 961560.8286 | 4187241.4196 | 4187241.4196 | 1478867.319 | 2556617.6377 | 0 | 7013217.0042 | 15235943.3805 | 17782.7941 | 0.037528 | 186878.098 | 405985.4584 | 3809.7628 | 8276.5627
1 | 1400 | 707 | 0.04 | 15 | 15 | 7 | 2.3714e-11 | 5spot_SharedNeighbor | Water | Porous | Wet | R245fa | MinimizeLCOE_Brownfield | IgnoreSilica | 7.9091 | 0.64261 | 0.012788 | 4 | 144633.6355 | 305389.7067 | 2948.5523 | 6225.7822 | 69.2382 | 0 | 100.2818 | 191846.1062 | 5465.6957 | 248787.8684 | 215869.4299 | 0 | 64240.7881 | 0 | 283221.8564 | 736885.1737 | 502939.2725 | 2249256.1909 | 961560.8286 | 4187241.4196 | 4187241.4196 | 1478867.319 | 2556617.6377 | 0 | 7398058.4391 | 15620784.8154 | 23713.7371 | 0.05115 | 144633.6355 | 305389.7067 | 2948.5523 | 6225.7822
1 | 1400 | 707 | 0.04 | 15 | 15 | 7 | 3.1623e-11 | 5spot_SharedNeighbor | Water | Porous | Wet | R245fa | MinimizeLCOE_Brownfield | IgnoreSilica | 10.4307 | 0.85482 | 0.01758 | 4 | 113149.0644 | 230081.241 | 2306.6967 | 4690.5173 | 69.5394 | 0 | 94.9763 | 234797.8924 | 6716.0977 | 312500.746 | 278299.6382 | 0 | 74261.0133 | 0 | 353564.4012 | 919902.0458 | 627852.0484 | 2807893.8829 | 961560.8286 | 4187241.4196 | 4187241.4196 | 1478867.319 | 2556617.6377 | 0 | 7956696.1311 | 16179422.5074 | 31622.7766 | 0.07032 | 113149.0644 | 230081.241 | 2306.6967 | 4690.5173
1 | 1400 | 707 | 0.04 | 15 | 15 | 7 | 4.217e-11 | 5spot_SharedNeighbor | Water | Porous | Wet | R245fa | MinimizeLCOE_Brownfield | IgnoreSilica | 13.364 | 1.1007 | 0.023603 | 4 | 90788.6334 | 177881.6374 | 1850.8491 | 3626.3578 | 69.7146 | 0 | 87.817 | 280542.8671 | 8045.3975 | 382484.7259 | 350747.8093 | 0 | 83300.2698 | 0 | 430997.2172 | 1121366.3493 | 765355.5752 | 3422840.2113 | 961560.8286 | 4187241.4196 | 4187241.4196 | 1478867.319 | 2556617.6377 | 0 | 8571642.4595 | 16794368.8358 | 42169.6503 | 0.094413 | 90788.6334 | 177881.6374 | 1850.8491 | 3626.3578
1 | 1400 | 707 | 0.04 | 15 | 15 | 7 | 5.6234e-11 | 5spot_SharedNeighbor | Water | Porous | Wet | R245fa | MinimizeLCOE_Brownfield | IgnoreSilica | 16.9929 | 1.4049 | 0.031342 | 4 | 74194.7205 | 139784.3995 | 1512.5597 | 2849.6941 | 69.8484 | 0 | 108.9664 | 333054.3812 | 9570.4912 | 464884.3616 | 440379.3721 | 0 | 92881.5413 | 0 | 522900.3575 | 1360479.4687 | 928555.1924 | 4152705.1661 | 961560.8286 | 4187241.4196 | 4187241.4196 | 1478867.319 | 2556617.6377 | 0 | 9301507.4143 | 17524233.7906 | 56234.1325 | 0.12537 | 74194.7205 | 139784.3995 | 1512.5597 | 2849.6941
1 | 1400 | 707 | 0.04 | 15 | 15 | 7 | 7.4989e-11 | 5spot_SharedNeighbor | Water | Porous | Wet | R245fa | MinimizeLCOE_Brownfield | IgnoreSilica | 21.3916 | 1.7737 | 0.041126 | 4 | 61713.6153 | 111698.4736 | 1258.1155 | 2277.1245 | 69.9503 | 0 | 165.0847 | 392314.3913 | 11290.4004 | 560131.0318 | 549032.0367 | 0 | 102648.9708 | 0 | 630012.5641 | 1639163.4584 | 1118762.7418 | 5003355.5954 | 961560.8286 | 4187241.4196 | 4187241.4196 | 1478867.319 | 2556617.6377 | 0 | 10152157.8436 | 18374884.2199 | 74989.4209 | 0.1645 | 61713.6153 | 111698.4736 | 1258.1155 | 2277.1245
1 | 1400 | 707 | 0.04 | 15 | 15 | 7 | 1e-10 | 5spot_SharedNeighbor | Water | Porous | Wet | R245fa | MinimizeLCOE_Brownfield | IgnoreSilica | 26.8056 | 2.2276 | 0.053707 | 4 | 51952.2878 | 90227.8597 | 1059.1177 | 1839.417 | 70.0306 | 0 | 70.7786 | 460401.5524 | 13264.9058 | 672095.6265 | 682768.1248 | 0 | 112572.6238 | 0 | 757030.105 | 1969637.0449 | 1344317.7552 | 6012087.7383 | 961560.8286 | 4187241.4196 | 4187241.4196 | 1478867.319 | 2556617.6377 | 0 | 11160889.9865 | 19383616.3628 | 100000 | 0.21483 | 51952.2878 | 90227.8597 | 1059.1177 | 1839.417
1 | 1400 | 707 | 0.04 | 15 | 15 | 7 | 1.3335e-10 | 5spot_SharedNeighbor | Water | Porous | Wet | R245fa | MinimizeLCOE_Brownfield | IgnoreSilica | 32.8077 | 2.7309 | 0.068072 | 4 | 44964.0067 | 75162.436 | 916.6521 | 1532.2879 | 70.0893 | 0 | 104.2388 | 531207.2772 | 15316.4369 | 791010.6934 | 831038.9197 | 0 | 121985.4008 | 0 | 893317.9039 | 2324229.9413 | 1586334.6931 | 7094441.2664 | 961560.8286 | 4187241.4196 | 4187241.4196 | 1478867.319 | 2556617.6377 | 0 | 12243243.5146 | 20465969.8909 | 133352.1432 | 0.27229 | 44964.0067 | 75162.436 | 916.6521 | 1532.2879
1 | 1400 | 707 | 0.04 | 15 | 15 | 7 | 1.7783e-10 | 5spot_SharedNeighbor | Water | Porous | Wet | R245fa | MinimizeLCOE_Brownfield | IgnoreSilica | 39.6802 | 3.3073 | 0.085348 | 4 | 39379.8748 | 63465.7125 | 802.812 | 1293.8344 | 70.1353 | 0 | 102.1552 | 607675.6211 | 17529.9573 | 921917.5315 | 1000820.945 | 0 | 130298.0337 | 0 | 1044514.4145 | 2717612.2473 | 1854826.2001 | 8295194.9505 | 961560.8286 | 4187241.4196 | 4187241.4196 | 1478867.319 | 2556617.6377 | 0 | 13443997.1987 | 21666723.575 | 177827.941 | 0.34139 | 39379.8748 | 63465.7125 | 802.812 | 1293.8344
1 | 1400 | 707 | 0.04 | 15 | 15 | 7 | 2.3714e-10 | 5spot_SharedNeighbor | Water | Porous | Wet | R245fa | MinimizeLCOE_Brownfield | IgnoreSilica | 47.0265 | 3.9233 | 0.10468 | 4 | 35085.9613 | 54723.8038 | 715.2748 | 1115.6188 | 70.169 | 0 | 141.0056 | 685140.6455 | 19770.0217 | 1056871.7914 | 1182295.1056 | 0 | 136824.8158 | 0 | 1201551.9282 | 3126191.645 | 2133690.0345 | 9542335.9878 | 961560.8286 | 4187241.4196 | 4187241.4196 | 1478867.319 | 2556617.6377 | 0 | 14691138.236 | 22913864.6123 | 237137.3706 | 0.41872 | 35085.9613 | 54723.8038 | 715.2748 | 1115.6188
1 | 1400 | 707 | 0.04 | 15 | 15 | 7 | 3.1623e-10 | 5spot_SharedNeighbor | Water | Porous | Wet | R245fa | MinimizeLCOE_Brownfield | IgnoreSilica | 54.4083 | 4.5419 | 0.12511 | 4 | 31795.5249 | 48226.9412 | 648.1948 | 983.1714 | 70.1907 | 0 | 116.1575 | 759353.185 | 21913.5535 | 1188185.2602 | 1364583.2178 | 0 | 140830.6492 | 0 | 1355197.6877 | 3525946.3941 | 2406530.8649 | 10762540.8125 | 961560.8286 | 4187241.4196 | 4187241.4196 | 1478867.319 | 2556617.6377 | 0 | 15911343.0607 | 24134069.437 | 316227.766 | 0.50043 | 31795.5249 | 48226.9412 | 648.1948 | 983.1714
1 | 1400 | 707 | 0.04 | 15 | 15 | 7 | 4.217e-10 | 5spot_SharedNeighbor | Water | Porous | Wet | R245fa | MinimizeLCOE_Brownfield | IgnoreSilica | 61.3922 | 5.1264 | 0.14543 | 4 | 29288.015 | 43422.7442 | 597.0758 | 885.2314 | 70.2013 | 0 | 125.318 | 826717.287 | 23856.7587 | 1309006.364 | 1536915.8123 | 0 | 142125.46 | 0 | 1497062.456 | 3895049.4207 | 2658451.2649 | 11889184.8235 | 961560.8286 | 4187241.4196 | 4187241.4196 | 1478867.319 | 2556617.6377 | 0 | 17037987.0717 | 25260713.448 | 421696.5034 | 0.58174 | 29288.015 | 43422.7442 | 597.0758 | 885.2314
1 | 1400 | 707 | 0.04 | 15 | 15 | 7 | 5.6234e-10 | 5spot_SharedNeighbor | Water | Porous | Wet | R245fa | MinimizeLCOE_Brownfield | IgnoreSilica | 67.6675 | 5.6507 | 0.16457 | 4 | 27387.8486 | 39879.3004 | 558.3383 | 812.9935 | 70.2028 | 0 | 124.0207 | 885158.5513 | 25540.2543 | 1415042.9762 | 1691594.6496 | 0 | 141105.5937 | 0 | 1621792.3898 | 4219571.1229 | 2879943.9949 | 12879749.5328 | 961560.8286 | 4187241.4196 | 4187241.4196 | 1478867.319 | 2556617.6377 | 0 | 18028551.781 | 26251278.1573 | 562341.3252 | 0.65827 | 27387.8486 | 39879.3004 | 558.3383 | 812.9935
1 | 1400 | 707 | 0.04 | 15 | 15 | 7 | 7.4989e-10 | 5spot_SharedNeighbor | Water | Porous | Wet | R245fa | MinimizeLCOE_Brownfield | IgnoreSilica | 73.0387 | 6.0984 | 0.18167 | 4 | 25954.2731 | 37269.9328 | 529.113 | 759.798 | 70.1983 | 0 | 159.6128 | 933750.0981 | 26938.1139 | 1504061.563 | 1823822.1898 | 0 | 138361.0442 | 0 | 1726503.8735 | 4492008.9242 | 3065888.3924 | 13711334.1991 | 961560.8286 | 4187241.4196 | 4187241.4196 | 1478867.319 | 2556617.6377 | 0 | 18860136.4473 | 27082862.8236 | 749894.2093 | 0.72667 | 25954.2731 | 37269.9328 | 529.113 | 759.798
1 | 1400 | 707 | 0.04 | 15 | 15 | 7 | 1e-09 | 5spot_SharedNeighbor | Water | Porous | Wet | R245fa | MinimizeLCOE_Brownfield | IgnoreSilica | 77.5017 | 6.4696 | 0.19637 | 4 | 24875.9009 | 35344.0906 | 507.1289 | 720.5371 | 70.1905 | 0 | 139.2638 | 973189.5697 | 28071.2722 | 1576882.723 | 1933550.468 | 0 | 134722.6311 | 0 | 1812102.499 | 4714718.989 | 3217892.5878 | 14391130.7398 | 961560.8286 | 4187241.4196 | 4187241.4196 | 1478867.319 | 2556617.6377 | 0 | 19539932.988 | 27762659.3643 | 1000000 | 0.7855 | 24875.9009 | 35344.0906 | 507.1289 | 720.5371
1 | 1400 | 707 | 0.04 | 15 | 15 | 7 | 1.3335e-09 | 5spot_SharedNeighbor | Water | Porous | Wet | R245fa | MinimizeLCOE_Brownfield | IgnoreSilica | 81.0897 | 6.7675 | 0.20858 | 4 | 24066.1317 | 33921.8111 | 490.6206 | 691.542 | 70.1817 | 0 | 153.5583 | 1004311.5982 | 28964.4815 | 1634707.4503 | 2021658.9261 | 0 | 130723.7253 | 0 | 1879942.8108 | 4891225.5644 | 3338361.9523 | 14929896.509 | 961560.8286 | 4187241.4196 | 4187241.4196 | 1478867.319 | 2556617.6377 | 0 | 20078698.7572 | 28301425.1335 | 1333521.4322 | 0.83431 | 24066.1317 | 33921.8111 | 490.6206 | 691.542
1 | 1400 | 707 | 0.04 | 15 | 15 | 7 | 1.7783e-09 | 5spot_SharedNeighbor | Water | Porous | Wet | R245fa | MinimizeLCOE_Brownfield | IgnoreSilica | 83.9324 | 7.003 | 0.21848 | 4 | 23458.6221 | 32867.7555 | 478.2357 | 670.0537 | 70.1731 | 0 | 149.5615 | 1028614.0621 | 29661.331 | 1680083.7823 | 2091394.9958 | 0 | 126862.5005 | 0 | 1933080.502 | 5029478.9368 | 3432722.7198 | 15351898.8303 | 961560.8286 | 4187241.4196 | 4187241.4196 | 1478867.319 | 2556617.6377 | 0 | 20500701.0785 | 28723427.4548 | 1778279.41 | 0.87391 | 23458.6221 | 32867.7555 | 478.2357 | 670.0537
1 | 1400 | 707 | 0.04 | 15 | 15 | 7 | 2.3714e-09 | 5spot_SharedNeighbor | Water | Porous | Wet | R245fa | MinimizeLCOE_Brownfield | IgnoreSilica | 86.1593 | 7.1873 | 0.22636 | 4 | 23003.0501 | 32084.3384 | 468.9483 | 654.0826 | 70.1654 | 0 | 128.877 | 1047438.3729 | 30200.6979 | 1715366.2237 | 2145975.7576 | 0 | 123406.0327 | 0 | 1974330.9631 | 5136804.1749 | 3505974.4002 | 15679496.623 | 961560.8286 | 4187241.4196 | 4187241.4196 | 1478867.319 | 2556617.6377 | 0 | 20828298.8712 | 29051025.2475 | 2371373.7057 | 0.90546 | 23003.0501 | 32084.3384 | 468.9483 | 654.0826
1 | 1400 | 707 | 0.04 | 15 | 15 | 7 | 3.1623e-09 | 5spot_SharedNeighbor | Water | Porous | Wet | R245fa | MinimizeLCOE_Brownfield | IgnoreSilica | 87.8714 | 7.3288 | 0.23253 | 4 | 22661.4744 | 31501.8641 | 461.9848 | 642.2081 | 70.1589 | 0 | 147.0377 | 1061786.25 | 30611.5591 | 1742337.7512 | 2187908.7476 | 0 | 120412.9049 | 0 | 2005792.313 | 5218660.1539 | 3561842.7878 | 15929352.4676 | 961560.8286 | 4187241.4196 | 4187241.4196 | 1478867.319 | 2556617.6377 | 0 | 21078154.7158 | 29300881.0921 | 3162277.6602 | 0.93013 | 22661.4744 | 31501.8641 | 461.9848 | 642.2081
1 | 1400 | 707 | 0.04 | 15 | 15 | 7 | 4.217e-09 | 5spot_SharedNeighbor | Water | Porous | Wet | R245fa | MinimizeLCOE_Brownfield | IgnoreSilica | 89.1944 | 7.438 | 0.23733 | 4 | 22405.3807 | 31066.9361 | 456.764 | 633.3415 | 70.1536 | 0 | 157.5965 | 1072800.6971 | 30926.8185 | 1763089.7022 | 2220294.4836 | 0 | 117961.6986 | 0 | 2029978.626 | 5281587.979 | 3604792.3214 | 16121432.3264 | 961560.8286 | 4187241.4196 | 4187241.4196 | 1478867.319 | 2556617.6377 | 0 | 21270234.5746 | 29492960.9509 | 4216965.0343 | 0.94934 | 22405.3807 | 31066.9361 | 456.764 | 633.3415
1 | 1400 | 707 | 0.04 | 15 | 15 | 7 | 5.6234e-09 | 5spot_SharedNeighbor | Water | Porous | Wet | R245fa | MinimizeLCOE_Brownfield | IgnoreSilica | 90.1929 | 7.5204 | 0.24101 | 4 | 22213.374 | 30742.9002 | 452.8497 | 626.7356 | 70.1494 | 0 | 169.6235 | 1081072.0977 | 31163.48 | 1778700.3194 | 2244726.4083 | 0 | 115950.1274 | 0 | 2048128.8489 | 5328811.1357 | 3637023.0962 | 16265575.5138 | 961560.8286 | 4187241.4196 | 4187241.4196 | 1478867.319 | 2556617.6377 | 0 | 21414377.762 | 29637104.1383 | 5623413.2519 | 0.96403 | 22213.374 | 30742.9002 | 452.8497 | 626.7356
1 | 1400 | 707 | 0.04 | 15 | 15 | 7 | 7.4989e-09 | 5spot_SharedNeighbor | Water | Porous | Wet | R245fa | MinimizeLCOE_Brownfield | IgnoreSilica | 90.9434 | 7.5822 | 0.2438 | 4 | 22069.4121 | 30501.2018 | 449.9148 | 621.8083 | 70.1461 | 0 | 174.0852 | 1087265.6379 | 31340.641 | 1790404.4487 | 2263083.5276 | 0 | 114333.2232 | 0 | 2061706.7166 | 5364137.9625 | 3661134.3814 | 16373406.5391 | 961560.8286 | 4187241.4196 | 4187241.4196 | 1478867.319 | 2556617.6377 | 0 | 21522208.7873 | 29744935.1636 | 7498942.0933 | 0.97521 | 22069.4121 | 30501.2018 | 449.9148 | 621.8083
1 | 1400 | 707 | 0.04 | 15 | 15 | 7 | 1e-08 | 5spot_SharedNeighbor | Water | Porous | Wet | R245fa | MinimizeLCOE_Brownfield | IgnoreSilica | 91.5159 | 7.6294 | 0.24593 | 4 | 21961.4696 | 30320.1344 | 447.7143 | 618.117 | 70.1436 | 0 | 178.4348 | 1091976.9472 | 31475.3759 | 1799316.2088 | 2277083.4596 | 0 | 113082.0448 | 0 | 2072044.2742 | 5391034.1667 | 3679491.5934 | 16455504.0706 | 961560.8286 | 4187241.4196 | 4187241.4196 | 1478867.319 | 2556617.6377 | 0 | 21604306.3188 | 29827032.6951 | 10000000 | 0.98374 | 21961.4696 | 30320.1344 | 447.7143 | 618.117
1 | 1500 | 707 | 0.04 | 15 | 15 | 7 | 1e-13 | 5spot_SharedNeighbor | Water | Porous | Wet | R245fa | MinimizeLCOE_Brownfield | IgnoreSilica | 0 | 0 | 0 | 0 | [6 empty] | 17.0692 | [19 empty] | 100 | 0
1 | 1500 | 707 | 0.04 | 15 | 15 | 7 | 1.3335e-13 | 5spot_SharedNeighbor | Water | Porous | Wet | R245fa | MinimizeLCOE_Brownfield | IgnoreSilica | 0 | 0 | 0 | 0 | [6 empty] | 19.4501 | [19 empty] | 133.3521 | 0
1 | 1500 | 707 | 0.04 | 15 | 15 | 7 | 1.7783e-13 | 5spot_SharedNeighbor | Water | Porous | Wet | R245fa | MinimizeLCOE_Brownfield | IgnoreSilica | 0 | 0 | 0 | 0 | [6 empty] | 21.7757 | [19 empty] | 177.8279 | 0
1 | 1500 | 707 | 0.04 | 15 | 15 | 7 | 2.3714e-13 | 5spot_SharedNeighbor | Water | Porous | Wet | R245fa | MinimizeLCOE_Brownfield | IgnoreSilica | 0 | 0 | 0 | 0 | [6 empty] | 21.3764 | [19 empty] | 237.1374 | 0
1 | 1500 | 707 | 0.04 | 15 | 15 | 7 | 3.1623e-13 | 5spot_SharedNeighbor | Water | Porous | Wet | R245fa | MinimizeLCOE_Brownfield | IgnoreSilica | 0 | 0 | 0 | 0 | [6 empty] | 21.3952 | [19 empty] | 316.2278 | 0
1 | 1500 | 707 | 0.04 | 15 | 15 | 7 | 4.217e-13 | 5spot_SharedNeighbor | Water | Porous | Wet | R245fa | MinimizeLCOE_Brownfield | IgnoreSilica | 0 | 0 | 0 | 0 | [6 empty] | 22.1803 | [19 empty] | 421.6965 | 0
1 | 1500 | 707 | 0.04 | 15 | 15 | 7 | 5.6234e-13 | 5spot_SharedNeighbor | Water | Porous | Wet | R245fa | MinimizeLCOE_Brownfield | IgnoreSilica | 0 | 0 | 0 | 0 | [6 empty] | 23.7614 | [19 empty] | 562.3413 | 0
1 | 1500 | 707 | 0.04 | 15 | 15 | 7 | 7.4989e-13 | 5spot_SharedNeighbor | Water | Porous | Wet | R245fa | MinimizeLCOE_Brownfield | IgnoreSilica | 0 | 0 | 0 | 0 | [6 empty] | 23.4206 | [19 empty] | 749.8942 | 0
1 | 1500 | 707 | 0.04 | 15 | 15 | 7 | 1e-12 | 5spot_SharedNeighbor | Water | Porous | Wet | R245fa | MinimizeLCOE_Brownfield | IgnoreSilica | 0 | 0 | 0 | 0 | [6 empty] | 24.6787 | [19 empty] | 1000 | 0
1 | 1500 | 707 | 0.04 | 15 | 15 | 7 | 1.3335e-12 | 5spot_SharedNeighbor | Water | Porous | Wet | R245fa | MinimizeLCOE_Brownfield | IgnoreSilica | 0 | 0 | 0 | 0 | [6 empty] | 29.6529 | [19 empty] | 1333.5214 | 0
1 | 1500 | 707 | 0.04 | 15 | 15 | 7 | 1.7783e-12 | 5spot_SharedNeighbor | Water | Porous | Wet | R245fa | MinimizeLCOE_Brownfield | IgnoreSilica | 0.76734 | 0.051805 | 0.00023193 | 4 | 6293662.2961 | 15591853.4886 | 128304.8187 | 317861.0229 | 63.2431 | 0 | 74.4126 | 31095.6059 | 822.0331 | 33368.8404 | 40749.4823 | 0 | 23696.9715 | 0 | 50595.8439 | 131640.0072 | 89847.0099 | 401815.7941 | 961560.8286 | 4475407.202 | 4475407.202 | 1478867.319 | 2671883.9507 | 0 | 5838783.8247 | 14464942.2963 | 1778.2794 | 0.00092772 | 6293662.2961 | 15591853.4886 | 128304.8187 | 317861.0229
1 | 1500 | 707 | 0.04 | 15 | 15 | 7 | 2.3714e-12 | 5spot_SharedNeighbor | Water | Porous | Wet | R245fa | MinimizeLCOE_Brownfield | IgnoreSilica | 1.0874 | 0.080695 | 0.00071871 | 4 | 2074276.2154 | 5074834.7462 | 42286.9263 | 103457.3705 | 66.173 | 0 | 170.6752 | 43997.0161 | 1197.4024 | 47441.7434 | 49077.408 | 0 | 28200.469 | 0 | 66266.4752 | 172411.7752 | 117674.5793 | 526266.8685 | 961560.8286 | 4475407.202 | 4475407.202 | 1478867.319 | 2671883.9507 | 0 | 5963234.8991 | 14589393.3707 | 2371.3737 | 0.0028749 | 2074276.2154 | 5074834.7462 | 42286.9263 | 103457.3705
1 | 1500 | 707 | 0.04 | 15 | 15 | 7 | 3.1623e-12 | 5spot_SharedNeighbor | Water | Porous | Wet | R245fa | MinimizeLCOE_Brownfield | IgnoreSilica | 1.5153 | 0.11979 | 0.0014406 | 4 | 1061600.2051 | 2558588.9658 | 21642.1561 | 52160.2968 | 68.2966 | 0 | 259.3579 | 59456.1141 | 1653.4511 | 64951.1455 | 60234.9071 | 0 | 33361.3962 | 0 | 85666.2354 | 222885.972 | 152124.2557 | 680333.4771 | 961560.8286 | 4475407.202 | 4475407.202 | 1478867.319 | 2671883.9507 | 0 | 6117301.5077 | 14743459.9793 | 3162.2777 | 0.0057623 | 1061600.2051 | 2558588.9658 | 21642.1561 | 52160.2968
1 | 1500 | 707 | 0.04 | 15 | 15 | 7 | 4.217e-12 | 5spot_SharedNeighbor | Water | Porous | Wet | R245fa | MinimizeLCOE_Brownfield | IgnoreSilica | 2.0404 | 0.16822 | 0.0024534 | 4 | 641229.3564 | 1520233.3833 | 13072.3278 | 30992.0138 | 69.7511 | 0 | 1038.8701 | 76573.0414 | 2161.8825 | 85109.6367 | 73982.5179 | 0 | 38474.0045 | 0 | 107757.4223 | 280362.7088 | 191353.3097 | 855774.5238 | 961560.8286 | 4475407.202 | 4475407.202 | 1478867.319 | 2671883.9507 | 0 | 6292742.5544 | 14918901.026 | 4216.965 | 0.0098136 | 641229.3564 | 1520233.3833 | 13072.3278 | 30992.0138
1 | 1500 | 707 | 0.04 | 15 | 15 | 7 | 5.6234e-12 | 5spot_SharedNeighbor | Water | Porous | Wet | R245fa | MinimizeLCOE_Brownfield | IgnoreSilica | 2.7157 | 0.23077 | 0.0038399 | 4 | 423464.7177 | 985074.6891 | 8632.901 | 20082.0799 | 70.8282 | 0 | 99.0776 | 96553.1122 | 2757.6435 | 109494.4267 | 91688.538 | 0 | 44108.7785 | 0 | 134394.9746 | 349668.1557 | 238655.7013 | 1067321.3306 | 961560.8286 | 4475407.202 | 4475407.202 | 1478867.319 | 2671883.9507 | 0 | 6504289.3612 | 15130447.8328 | 5623.4133 | 0.01536 | 423464.7177 | 985074.6891 | 8632.901 | 20082.0799
1 | 1500 | 707 | 0.04 | 15 | 15 | 7 | 7.4989e-12 | 5spot_SharedNeighbor | Water | Porous | Wet | R245fa | MinimizeLCOE_Brownfield | IgnoreSilica | 3.5829 | 0.3113 | 0.0057097 | 4 | 295992.5214 | 673688.0188 | 6034.2079 | 13734.0415 | 71.6339 | 0 | 101.2439 | 119933.5912 | 3456.1471 | 139020.2278 | 114446.8804 | 0 | 50354.6816 | 0 | 166612.4959 | 433491.5375 | 295866.8817 | 1323182.4433 | 961560.8286 | 4475407.202 | 4475407.202 | 1478867.319 | 2671883.9507 | 0 | 6760150.4738 | 15386308.9455 | 7498.9421 | 0.022839 | 295992.5214 | 673688.0188 | 6034.2079 | 13734.0415
1 | 1500 | 707 | 0.04 | 15 | 15 | 7 | 1e-11 | 5spot_SharedNeighbor | Water | Porous | Wet | R245fa | MinimizeLCOE_Brownfield | IgnoreSilica | 4.7085 | 0.41595 | 0.0082114 | 4 | 215380.1832 | 478006.7658 | 4390.8164 | 9744.8145 | 72.2468 | 0 | 114.6045 | 147669.8775 | 4285.6015 | 175198.217 | 143996.9951 | 0 | 57494.612 | 0 | 206171.6682 | 536416.3891 | 366115.2078 | 1637348.5683 | 961560.8286 | 4475407.202 | 4475407.202 | 1478867.319 | 2671883.9507 | 0 | 7074316.5988 | 15700475.0705 | 10000 | 0.032846 | 215380.1832 | 478006.7658 | 4390.8164 | 9744.8145
1 | 1500 | 707 | 0.04 | 15 | 15 | 7 | 1.3335e-11 | 5spot_SharedNeighbor | Water | Porous | Wet | R245fa | MinimizeLCOE_Brownfield | IgnoreSilica | 6.1038 | 0.54566 | 0.011504 | 4 | 161740.4824 | 349202.7025 | 3297.2985 | 7118.9694 | 72.6916 | 0 | 146.2653 | 179192.1109 | 5228.4122 | 217600.2921 | 180617.7331 | 0 | 64900.6461 | 0 | 252540.2858 | 657058.0205 | 448455.6002 | 2005593.101 | 961560.8286 | 4475407.202 | 4475407.202 | 1478867.319 | 2671883.9507 | 0 | 7442561.1315 | 16068719.6032 | 13335.2143 | 0.046015 | 161740.4824 | 349202.7025 | 3297.2985 | 7118.9694
1 | 1500 | 707 | 0.04 | 15 | 15 | 7 | 1.7783e-11 | 5spot_SharedNeighbor | Water | Porous | Wet | R245fa | MinimizeLCOE_Brownfield | IgnoreSilica | 7.7971 | 0.70249 | 0.01573 | 4 | 125003.3389 | 262098.7956 | 2548.3621 | 5343.2385 | 72.9854 | 0 | 120.7519 | 214275.1706 | 6276.1369 | 266266.9499 | 224956.4608 | 0 | 72256.8124 | 0 | 305772.2969 | 795556.794 | 542983.8589 | 2428344.4803 | 961560.8286 | 4475407.202 | 4475407.202 | 1478867.319 | 2671883.9507 | 0 | 7865312.5109 | 16491470.9825 | 17782.7941 | 0.062921 | 125003.3389 | 262098.7956 | 2548.3621 | 5343.2385
1 | 1500 | 707 | 0.04 | 15 | 15 | 7 | 2.3714e-11 | 5spot_SharedNeighbor | Water | Porous | Wet | R245fa | MinimizeLCOE_Brownfield | IgnoreSilica | 10.2675 | 0.9335 | 0.021638 | 4 | 97802.6666 | 197468.5129 | 1993.8396 | 4025.6627 | 73.3263 | 0 | 98.6932 | 262135.0735 | 7709.2419 | 334168.4447 | 290010.0355 | 0 | 83595.1664 | 0 | 381271.0052 | 991988.9461 | 677052.839 | 3027930.7523 | 961560.8286 | 4475407.202 | 4475407.202 | 1478867.319 | 2671883.9507 | 0 | 8464898.7829 | 17091057.2545 | 23713.7371 | 0.086551 | 97802.6666 | 197468.5129 | 1993.8396 | 4025.6627
1 | 1500 | 707 | 0.04 | 15 | 15 | 7 | 3.1623e-11 | 5spot_SharedNeighbor | Water | Porous | Wet | R245fa | MinimizeLCOE_Brownfield | IgnoreSilica | 13.1419 | 1.2013 | 0.029076 | 4 | 78451.9612 | 152620.0603 | 1599.3493 | 3111.3664 | 73.5293 | 0 | 105.9632 | 313162.4727 | 9234.0974 | 408800.655 | 365530.1042 | 0 | 93820.0661 | 0 | 464313.4843 | 1208048.4422 | 824517.8847 | 3687427.2068 | 961560.8286 | 4475407.202 | 4475407.202 | 1478867.319 | 2671883.9507 | 0 | 9124395.2374 | 17750553.709 | 31622.7766 | 0.11631 | 78451.9612 | 152620.0603 | 1599.3493 | 3111.3664
1 | 1500 | 707 | 0.04 | 15 | 15 | 7 | 4.217e-11 | 5spot_SharedNeighbor | Water | Porous | Wet | R245fa | MinimizeLCOE_Brownfield | IgnoreSilica | 16.7176 | 1.5344 | 0.038657 | 4 | 64095.4646 | 119881.9075 | 1306.6727 | 2443.9548 | 73.6854 | 0 | 115.0447 | 372068.6273 | 10993.0966 | 497160.551 | 459481.678 | 0 | 104801.4903 | 0 | 563357.1228 | 1465739.6732 | 1000397.4449 | 4473999.6842 | 961560.8286 | 4475407.202 | 4475407.202 | 1478867.319 | 2671883.9507 | 0 | 9910967.7147 | 18537126.1864 | 42169.6503 | 0.15463 | 64095.4646 | 119881.9075 | 1306.6727 | 2443.9548
1 | 1500 | 707 | 0.04 | 15 | 15 | 7 | 5.6234e-11 | 5spot_SharedNeighbor | Water | Porous | Wet | R245fa | MinimizeLCOE_Brownfield | IgnoreSilica | 21.1003 | 1.9428 | 0.05084 | 4 | 53291.1473 | 95709.3559 | 1086.4121 | 1951.1647 | 73.8052 | 0 | 126.4643 | 439255.6002 | 12997.6226 | 600396.4118 | 574639.9954 | 0 | 116290.2571 | 0 | 679996.156 | 1769210.5115 | 1207522.5277 | 5400309.0823 | 961560.8286 | 4475407.202 | 4475407.202 | 1478867.319 | 2671883.9507 | 0 | 10837277.1128 | 19463435.5845 | 56234.1325 | 0.20336 | 53291.1473 | 95709.3559 | 1086.4121 | 1951.1647
1 | 1500 | 707 | 0.04 | 15 | 15 | 7 | 7.4989e-11 | 5spot_SharedNeighbor | Water | Porous | Wet | R245fa | MinimizeLCOE_Brownfield | IgnoreSilica | 26.3692 | 2.4339 | 0.066066 | 4 | 45067.5298 | 77709.6225 | 918.7626 | 1584.2158 | 73.8973 | 0 | 110.5661 | 514668.6882 | 15245.378 | 718939.4973 | 713096.4188 | 0 | 127900.5253 | 0 | 815041.698 | 2120571.3101 | 1447333.4925 | 6472797.0082 | 961560.8286 | 4475407.202 | 4475407.202 | 1478867.319 | 2671883.9507 | 0 | 11909765.0388 | 20535923.5104 | 74989.4209 | 0.26426 | 45067.5298 | 77709.6225 | 918.7626 | 1584.2158
1 | 1500 | 707 | 0.04 | 15 | 15 | 7 | 1e-10 | 5spot_SharedNeighbor | Water | Porous | Wet | R245fa | MinimizeLCOE_Brownfield | IgnoreSilica | 32.5519 | 3.0101 | 0.084664 | 4 | 38755.284 | 64226.9871 | 790.0789 | 1309.354 | 73.9682 | 0 | 112.4209 | 597599.8202 | 17714.6116 | 852108.3579 | 875572.3071 | 0 | 139127.0616 | 0 | 968027.6418 | 2518609.3541 | 1719002.6364 | 7687761.7908 | 961560.8286 | 4475407.202 | 4475407.202 | 1478867.319 | 2671883.9507 | 0 | 13124729.8213 | 21750888.293 | 100000 | 0.33866 | 38755.284 | 64226.9871 | 790.0789 | 1309.354
1 | 1500 | 707 | 0.04 | 15 | 15 | 7 | 1.3335e-10 | 5spot_SharedNeighbor | Water | Porous | Wet | R245fa | MinimizeLCOE_Brownfield | IgnoreSilica | 39.605 | 3.6676 | 0.10673 | 4 | 33885.1624 | 54090.2967 | 690.7949 | 1102.7039 | 74.0226 | 0 | 130.7113 | 686647.802 | 20363.0118 | 997951.3261 | 1060932.7421 | 0 | 149459.4277 | 0 | 1136988.1808 | 2958210.0181 | 2019039.1225 | 9029591.6311 | 961560.8286 | 4475407.202 | 4475407.202 | 1478867.319 | 2671883.9507 | 0 | 14466559.6617 | 23092718.1333 | 133352.1432 | 0.42693 | 33885.1624 | 54090.2967 | 690.7949 | 1102.7039
1 | 1500 | 707 | 0.04 | 15 | 15 | 7 | 1.7783e-10 | 5spot_SharedNeighbor | Water | Porous | Wet | R245fa | MinimizeLCOE_Brownfield | IgnoreSilica | 47.1119 | 4.3672 | 0.13205 | 4 | 30002.5824 | 46333.9464 | 611.6432 | 944.5802 | 74.0619 | 0 | 161.2774 | 776346.923 | 23027.5953 | 1147510.0039 | 1258204.0603 | 0 | 156041.0943 | 0 | 1310840.5739 | 3410538.283 | 2327762.4577 | 10410270.9913 | 961560.8286 | 4475407.202 | 4475407.202 | 1478867.319 | 2671883.9507 | 0 | 15847239.0219 | 24473397.4935 | 177827.941 | 0.5282 | 30002.5824 | 46333.9464 | 611.6432 | 944.5802
1 | 1500 | 707 | 0.04 | 15 | 15 | 7 | 2.3714e-10 | 5spot_SharedNeighbor | Water | Porous | Wet | R245fa | MinimizeLCOE_Brownfield | IgnoreSilica | 55.0922 | 5.1105 | 0.15872 | 4 | 27225.2561 | 40812.595 | 555.0237 | 832.02 | 74.088 | 0 | 164.2224 | 867058.2721 | 25718.5803 | 1301226.6477 | 1467833.9554 | 0 | 163312.4794 | 0 | 1491808.4746 | 3881379.6389 | 2649121.358 | 11847459.4064 | 961560.8286 | 4475407.202 | 4475407.202 | 1478867.319 | 2671883.9507 | 0 | 17284427.437 | 25910585.9086 | 237137.3706 | 0.63487 | 27225.2561 | 40812.595 | 555.0237 | 832.02
1 | 1500 | 707 | 0.04 | 15 | 15 | 7 | 3.1623e-10 | 5spot_SharedNeighbor | Water | Porous | Wet | R245fa | MinimizeLCOE_Brownfield | IgnoreSilica | 62.6567 | 5.814 | 0.18602 | 4 | 25005.5284 | 36598.2931 | 509.7715 | 746.1057 | 74.0996 | 0 | 150.3308 | 949306.7847 | 28154.6779 | 1442634.1652 | 1666362.4587 | 0 | 165569.3519 | 0 | 1658290.701 | 4314532.2417 | 2944756.9097 | 13169607.2907 | 961560.8286 | 4475407.202 | 4475407.202 | 1478867.319 | 2671883.9507 | 0 | 18606575.3213 | 27232733.7929 | 316227.766 | 0.7441 | 25005.5284 | 36598.2931 | 509.7715 | 746.1057
1 | 1500 | 707 | 0.04 | 15 | 15 | 7 | 4.217e-10 | 5spot_SharedNeighbor | Water | Porous | Wet | R245fa | MinimizeLCOE_Brownfield | IgnoreSilica | 69.548 | 6.4534 | 0.21212 | 4 | 23315.6733 | 33482.4138 | 475.3215 | 682.5843 | 74.0995 | 0 | 169.8329 | 1021455.7609 | 30288.0207 | 1568227.3162 | 1846986.3647 | 0 | 164773.3263 | 0 | 1806375.0076 | 4699817.2314 | 3207721.832 | 14345644.8599 | 961560.8286 | 4475407.202 | 4475407.202 | 1478867.319 | 2671883.9507 | 0 | 19782612.8905 | 28408771.3621 | 421696.5034 | 0.84847 | 23315.6733 | 33482.4138 | 475.3215 | 682.5843
1 | 1500 | 707 | 0.04 | 15 | 15 | 7 | 5.6234e-10 | 5spot_SharedNeighbor | Water | Porous | Wet | R245fa | MinimizeLCOE_Brownfield | IgnoreSilica | 75.5527 | 7.0091 | 0.23582 | 4 | 22035.8587 | 31180.7327 | 449.2308 | 635.6614 | 74.0914 | 0 | 178.2483 | 1082361.0853 | 32085.833 | 1675366.4575 | 2004125.7243 | 0 | 161732.7747 | 0 | 1932712.0312 | 5028520.2514 | 3432068.3974 | 15348972.5549 | 961560.8286 | 4475407.202 | 4475407.202 | 1478867.319 | 2671883.9507 | 0 | 20785940.5855 | 29412099.0571 | 562341.3252 | 0.94328 | 22035.8587 | 31180.7327 | 449.2308 | 635.6614
1 | 1500 | 707 | 0.04 | 15 | 15 | 7 | 7.4989e-10 | 5spot_SharedNeighbor | Water | Porous | Wet | R245fa | MinimizeLCOE_Brownfield | IgnoreSilica | 80.5903 | 7.474 | 0.25643 | 4 | 21070.1888 | 29479.9536 | 429.5443 | 600.9887 | 74.0789 | 0 | 191.5124 | 1132148.7809 | 33553.1216 | 1763710.3213 | 2135746.0434 | 0 | 157333.9951 | 0 | 2036771.9823 | 5299262.8985 | 3616855.8172 | 16175382.9603 | 961560.8286 | 4475407.202 | 4475407.202 | 1478867.319 | 2671883.9507 | 0 | 21612350.9908 | 30238509.4625 | 749894.2093 | 1.0257 | 21070.1888 | 29479.9536 | 429.5443 | 600.9887
1 | 1500 | 707 | 0.04 | 15 | 15 | 7 | 1e-09 | 5spot_SharedNeighbor | Water | Porous | Wet | R245fa | MinimizeLCOE_Brownfield | IgnoreSilica | 84.6829 | 7.8507 | 0.27372 | 4 | 20343.3093 | 28222.0739 | 414.7259 | 575.3451 | 74.0651 | 0 | 181.869 | 1171764.2539 | 34718.9738 | 1834496.9782 | 2242512.6241 | 0 | 152337.2838 | 0 | 2119973.7444 | 5515736.8164 | 3764603.7143 | 16836144.3888 | 961560.8286 | 4475407.202 | 4475407.202 | 1478867.319 | 2671883.9507 | 0 | 22273112.4194 | 30899270.891 | 1000000 | 1.0949 | 20343.3093 | 28222.0739 | 414.7259 | 575.3451
1 | 1500 | 707 | 0.04 | 15 | 15 | 7 | 1.3335e-09 | 5spot_SharedNeighbor | Water | Porous | Wet | R245fa | MinimizeLCOE_Brownfield | IgnoreSilica | 87.9567 | 8.1513 | 0.28786 | 4 | 19796.9734 | 27288.6232 | 403.5881 | 556.3155 | 74.0517 | 0 | 202.3152 | 1202939.3442 | 35635.3326 | 1890511.092 | 2327806.1472 | 0 | 147424.2439 | 0 | 2185683.3023 | 5686699.6074 | 3881289.332 | 17357988.4016 | 961560.8286 | 4475407.202 | 4475407.202 | 1478867.319 | 2671883.9507 | 0 | 22794956.4322 | 31421114.9038 | 1333521.4322 | 1.1514 | 19796.9734 | 27288.6232 | 403.5881 | 556.3155
1 | 1500 | 707 | 0.04 | 15 | 15 | 7 | 1.7783e-09 | 5spot_SharedNeighbor | Water | Porous | Wet | R245fa | MinimizeLCOE_Brownfield | IgnoreSilica | 90.5218 | 8.3865 | 0.29917 | 4 | 19386.6894 | 26595.1833 | 395.2239 | 542.1788 | 74.0399 | 0 | 205.7163 | 1227055.5159 | 36343.5042 | 1934030.1225 | 2394559.9474 | 0 | 142904.9235 | 0 | 2236608.6652 | 5819196.9554 | 3971721.4946 | 17762421.1288 | 961560.8286 | 4475407.202 | 4475407.202 | 1478867.319 | 2671883.9507 | 0 | 23199389.1593 | 31825547.631 | 1778279.41 | 1.1967 | 19386.6894 | 26595.1833 | 395.2239 | 542.1788
1 | 1500 | 707 | 0.04 | 15 | 15 | 7 | 2.3714e-09 | 5spot_SharedNeighbor | Water | Porous | Wet | R245fa | MinimizeLCOE_Brownfield | IgnoreSilica | 92.4929 | 8.5668 | 0.30803 | 4 | 19078.7295 | 26079.8284 | 388.9457 | 531.6726 | 74.03 | 0 | 166.4787 | 1245406.5117 | 36881.9581 | 1967256.1896 | 2445809.3149 | 0 | 138917.817 | 0 | 2275365.9987 | 5920035.5868 | 4040545.9326 | 18070219.3096 | 961560.8286 | 4475407.202 | 4475407.202 | 1478867.319 | 2671883.9507 | 0 | 23507187.3402 | 32133345.8118 | 2371373.7057 | 1.2321 | 19078.7295 | 26079.8284 | 388.9457 | 531.6726
1 | 1500 | 707 | 0.04 | 15 | 15 | 7 | 3.1623e-09 | 5spot_SharedNeighbor | Water | Porous | Wet | R245fa | MinimizeLCOE_Brownfield | IgnoreSilica | 94.023 | 8.7067 | 0.31496 | 4 | 18847.6419 | 25694.7577 | 384.2347 | 523.8224 | 74.0219 | 0 | 179.6112 | 1259545.412 | 37296.5648 | 1992921.4438 | 2485563.7272 | 0 | 135631.2253 | 0 | 2305273.7655 | 5997849.4611 | 4093655.5007 | 18307737.1004 | 961560.8286 | 4475407.202 | 4475407.202 | 1478867.319 | 2671883.9507 | 0 | 23744705.131 | 32370863.6026 | 3162277.6602 | 1.2598 | 18847.6419 | 25694.7577 | 384.2347 | 523.8224
1 | 1500 | 707 | 0.04 | 15 | 15 | 7 | 4.217e-09 | 5spot_SharedNeighbor | Water | Porous | Wet | R245fa | MinimizeLCOE_Brownfield | IgnoreSilica | 95.177 | 8.8121 | 0.32026 | 4 | 18674.2695 | 25407.9508 | 380.7002 | 517.9754 | 74.0154 | 0 | 226.1391 | 1270148.0142 | 37607.3242 | 2012205.1325 | 2515528.7758 | 0 | 132907.5396 | 0 | 2327674.7466 | 6056132.219 | 4133434.6806 | 18485638.4325 | 961560.8286 | 4475407.202 | 4475407.202 | 1478867.319 | 2671883.9507 | 0 | 23922606.4631 | 32548764.9347 | 4216965.0343 | 1.281 | 18674.2695 | 25407.9508 | 380.7002 | 517.9754
1 | 1500 | 707 | 0.04 | 15 | 15 | 7 | 5.6234e-09 | 5spot_SharedNeighbor | Water | Porous | Wet | R245fa | MinimizeLCOE_Brownfield | IgnoreSilica | 96.066 | 8.8932 | 0.32435 | 4 | 18544.2131 | 25193.0118 | 378.0489 | 513.5936 | 74.0103 | 0 | 213.1033 | 1278281.3839 | 37845.623 | 2027019.7686 | 2538604.7381 | 0 | 130773.1034 | 0 | 2344884.6006 | 6100908.7288 | 4163995.5685 | 18622313.5149 | 961560.8286 | 4475407.202 | 4475407.202 | 1478867.319 | 2671883.9507 | 0 | 24059281.5455 | 32685440.0171 | 5623413.2519 | 1.2974 | 18544.2131 | 25193.0118 | 378.0489 | 513.5936
1 | 1500 | 707 | 0.04 | 15 | 15 | 7 | 7.4989e-09 | 5spot_SharedNeighbor | Water | Porous | Wet | R245fa | MinimizeLCOE_Brownfield | IgnoreSilica | 96.7387 | 8.9545 | 0.32746 | 4 | 18446.6588 | 25032.2718 | 376.0601 | 510.3167 | 74.0064 | 0 | 223.4869 | 1284415.2246 | 38025.2866 | 2038204.9561 | 2556059.1168 | 0 | 129093.1779 | 0 | 2357861.1271 | 6134670.989 | 4187039.0049 | 18725368.8828 | 961560.8286 | 4475407.202 | 4475407.202 | 1478867.319 | 2671883.9507 | 0 | 24162336.9134 | 32788495.3851 | 7498942.0933 | 1.3098 | 18446.6588 | 25032.2718 | 376.0601 | 510.3167
1 | 1500 | 707 | 0.04 | 15 | 15 | 7 | 1e-08 | 5spot_SharedNeighbor | Water | Porous | Wet | R245fa | MinimizeLCOE_Brownfield | IgnoreSilica | 97.2381 | 9.0001 | 0.3298 | 4 | 18373.4885 | 24912.3729 | 374.5684 | 507.8724 | 74.0034 | 0 | 215.1021 | 1288957.1438 | 38158.2932 | 2046494.2521 | 2569012.1123 | 0 | 127760.2878 | 0 | 2367449.0148 | 6159616.706 | 4204064.9693 | 18801512.7794 | 961560.8286 | 4475407.202 | 4475407.202 | 1478867.319 | 2671883.9507 | 0 | 24238480.81 | 32864639.2816 | 10000000 | 1.3192 | 18373.4885 | 24912.3729 | 374.5684 | 507.8724
1 | 1600 | 707 | 0.04 | 15 | 15 | 7 | 1e-13 | 5spot_SharedNeighbor | Water | Porous | Wet | R245fa | MinimizeLCOE_Brownfield | IgnoreSilica | 0 | 0 | 0 | 0 | [6 empty] | 16.408 | [19 empty] | 100 | 0
1 | 1600 | 707 | 0.04 | 15 | 15 | 7 | 1.3335e-13 | 5spot_SharedNeighbor | Water | Porous | Wet | R245fa | MinimizeLCOE_Brownfield | IgnoreSilica | 0 | 0 | 0 | 0 | [6 empty] | 18.865 | [19 empty] | 133.3521 | 0
1 | 1600 | 707 | 0.04 | 15 | 15 | 7 | 1.7783e-13 | 5spot_SharedNeighbor | Water | Porous | Wet | R245fa | MinimizeLCOE_Brownfield | IgnoreSilica | 0 | 0 | 0 | 0 | [6 empty] | 21.4095 | [19 empty] | 177.8279 | 0
1 | 1600 | 707 | 0.04 | 15 | 15 | 7 | 2.3714e-13 | 5spot_SharedNeighbor | Water | Porous | Wet | R245fa | MinimizeLCOE_Brownfield | IgnoreSilica | 0 | 0 | 0 | 0 | [6 empty] | 20.4646 | [19 empty] | 237.1374 | 0
1 | 1600 | 707 | 0.04 | 15 | 15 | 7 | 3.1623e-13 | 5spot_SharedNeighbor | Water | Porous | Wet | R245fa | MinimizeLCOE_Brownfield | IgnoreSilica | 0 | 0 | 0 | 0 | [6 empty] | 20.9162 | [19 empty] | 316.2278 | 0
1 | 1600 | 707 | 0.04 | 15 | 15 | 7 | 4.217e-13 | 5spot_SharedNeighbor | Water | Porous | Wet | R245fa | MinimizeLCOE_Brownfield | IgnoreSilica | 0 | 0 | 0 | 0 | [6 empty] | 21.882 | [19 empty] | 421.6965 | 0
1 | 1600 | 707 | 0.04 | 15 | 15 | 7 | 5.6234e-13 | 5spot_SharedNeighbor | Water | Porous | Wet | R245fa | MinimizeLCOE_Brownfield | IgnoreSilica | 0 | 0 | 0 | 0 | [6 empty] | 23.6083 | [19 empty] | 562.3413 | 0
1 | 1600 | 707 | 0.04 | 15 | 15 | 7 | 7.4989e-13 | 5spot_SharedNeighbor | Water | Porous | Wet | R245fa | MinimizeLCOE_Brownfield | IgnoreSilica | 0 | 0 | 0 | 0 | [6 empty] | 25.0054 | [19 empty] | 749.8942 | 0
1 | 1600 | 707 | 0.04 | 15 | 15 | 7 | 1e-12 | 5spot_SharedNeighbor | Water | Porous | Wet | R245fa | MinimizeLCOE_Brownfield | IgnoreSilica | 0 | 0 | 0 | 0 | [6 empty] | 24.2062 | [19 empty] | 1000 | 0
1 | 1600 | 707 | 0.04 | 15 | 15 | 7 | 1.3335e-12 | 5spot_SharedNeighbor | Water | Porous | Wet | R245fa | MinimizeLCOE_Brownfield | IgnoreSilica | 0.71826 | 0.051408 | 0.00019186 | 4 | 7995949.3588 | 19772676.3032 | 163008.243 | 403092.751 | 65.0386 | 0 | 83.7444 | 31797.5635 | 851.8437 | 33109.3795 | 40236.5892 | 0 | 24870.4673 | 0 | 51037.6789 | 132789.5711 | 90631.6109 | 405324.7041 | 961560.8286 | 4769433.0752 | 4769433.0752 | 1478867.319 | 2789494.2999 | 0 | 6136318.6079 | 15174113.3021 | 1333.5214 | 0.00076743 | 7995949.3588 | 19772676.3032 | 163008.243 | 403092.751
1 | 1600 | 707 | 0.04 | 15 | 15 | 7 | 1.7783e-12 | 5spot_SharedNeighbor | Water | Porous | Wet | R245fa | MinimizeLCOE_Brownfield | IgnoreSilica | 1.0304 | 0.082154 | 0.00074038 | 4 | 2117345.1162 | 5169103.0148 | 43164.9441 | 105379.1567 | 68.5876 | 0 | 60.1533 | 46093.4267 | 1277.6008 | 48020.4626 | 48787.1894 | 0 | 30018.5987 | 0 | 67936.9385 | 176757.9783 | 120640.9522 | 539533.1474 | 961560.8286 | 4769433.0752 | 4769433.0752 | 1478867.319 | 2789494.2999 | 0 | 6270527.0512 | 15308321.7453 | 1778.2794 | 0.0029615 | 2117345.1162 | 5169103.0148 | 43164.9441 | 105379.1567
1 | 1600 | 707 | 0.04 | 15 | 15 | 7 | 2.3714e-12 | 5spot_SharedNeighbor | Water | Porous | Wet | R245fa | MinimizeLCOE_Brownfield | IgnoreSilica | 1.4375 | 0.12304 | 0.0015712 | 4 | 1023507.5041 | 2461549.6645 | 20865.5849 | 50182.0194 | 71.09 | 0 | 238.6724 | 62857.324 | 1785.0413 | 66188.3096 | 60017.3441 | 0 | 35654.9179 | 0 | 88336.1454 | 229832.5301 | 156865.4244 | 701537.0368 | 961560.8286 | 4769433.0752 | 4769433.0752 | 1478867.319 | 2789494.2999 | 0 | 6432530.9406 | 15470325.6348 | 2371.3737 | 0.0062848 | 1023507.5041 | 2461549.6645 | 20865.5849 | 50182.0194
1 | 1600 | 707 | 0.04 | 15 | 15 | 7 | 3.1623e-12 | 5spot_SharedNeighbor | Water | Porous | Wet | R245fa | MinimizeLCOE_Brownfield | IgnoreSilica | 1.9431 | 0.17433 | 0.0027492 | 4 | 601911.343 | 1423776.6459 | 12270.7769 | 29025.6127 | 72.8259 | 0 | 344.1948 | 81639.674 | 2358.5164 | 87330.8165 | 74015.3697 | 0 | 41372.9115 | 0 | 111819.7424 | 290932.0323 | 198567.0901 | 888036.1529 | 961560.8286 | 4769433.0752 | 4769433.0752 | 1478867.319 | 2789494.2999 | 0 | 6619030.0567 | 15656824.7509 | 3162.2777 | 0.010997 | 601911.343 | 1423776.6459 | 12270.7769 | 29025.6127
1 | 1600 | 707 | 0.04 | 15 | 15 | 7 | 4.217e-12 | 5spot_SharedNeighbor | Water | Porous | Wet | R245fa | MinimizeLCOE_Brownfield | IgnoreSilica | 2.6044 | 0.24182 | 0.004373 | 4 | 391469.895 | 908146.432 | 7980.6433 | 18513.7934 | 74.1244 | 0 | 471.24 | 103907.6782 | 3041.3614 | 113333.9289 | 92365.6111 | 0 | 47885.2532 | 0 | 140608.1948 | 365833.6801 | 249689.0038 | 1116664.7114 | 961560.8286 | 4769433.0752 | 4769433.0752 | 1478867.319 | 2789494.2999 | 0 | 6847658.6152 | 15885453.3094 | 4216.965 | 0.017492 | 391469.895 | 908146.432 | 7980.6433 | 18513.7934
1 | 1600 | 707 | 0.04 | 15 | 15 | 7 | 5.6234e-12 | 5spot_SharedNeighbor | Water | Porous | Wet | R245fa | MinimizeLCOE_Brownfield | IgnoreSilica | 3.4197 | 0.3253 | 0.0065582 | 4 | 271096.7625 | 615616.9884 | 5526.6742 | 12550.185 | 75.0578 | 0 | 82.9637 | 128916.9569 | 3809.8589 | 143560.8272 | 114990.8023 | 0 | 54498.4234 | 0 | 173852.9788 | 452329.7886 | 308724.3752 | 1380684.0112 | 961560.8286 | 4769433.0752 | 4769433.0752 | 1478867.319 | 2789494.2999 | 0 | 7111677.915 | 16149472.6092 | 5623.4133 | 0.026233 | 271096.7625 | 615616.9884 | 5526.6742 | 12550.185
1 | 1600 | 707 | 0.04 | 15 | 15 | 7 | 7.4989e-12 | 5spot_SharedNeighbor | Water | Porous | Wet | R245fa | MinimizeLCOE_Brownfield | IgnoreSilica | 4.4844 | 0.43402 | 0.0094517 | 4 | 196666.3079 | 435719.5949 | 4009.3087 | 8882.7333 | 75.7784 | 0 | 110.2447 | 158618.8393 | 4722.4647 | 180701.0636 | 144031.8564 | 0 | 62185.1253 | 0 | 214601.1462 | 558348.1618 | 381084.0933 | 1704292.7506 | 961560.8286 | 4769433.0752 | 4769433.0752 | 1478867.319 | 2789494.2999 | 0 | 7435286.6544 | 16473081.3486 | 7498.9421 | 0.037807 | 196666.3079 | 435719.5949 | 4009.3087 | 8882.7333
1 | 1600 | 707 | 0.04 | 15 | 15 | 7 | 1e-11 | 5spot_SharedNeighbor | Water | Porous | Wet | R245fa | MinimizeLCOE_Brownfield | IgnoreSilica | 5.846 | 0.57314 | 0.013283 | 4 | 147310.7792 | 317409.2697 | 3003.1295 | 6470.8173 | 76.32 | 0 | 121.0644 | 193433.3799 | 5792.0371 | 225615.2195 | 181140.6298 | 0 | 70756.2833 | 0 | 263927.6444 | 686685.5916 | 468677.0262 | 2096027.8118 | 961560.8286 | 4769433.0752 | 4769433.0752 | 1478867.319 | 2789494.2999 | 0 | 7827021.7156 | 16864816.4098 | 10000 | 0.053133 | 147310.7792 | 317409.2697 | 3003.1295 | 6470.8173
1 | 1600 | 707 | 0.04 | 15 | 15 | 7 | 1.3335e-11 | 5spot_SharedNeighbor | Water | Porous | Wet | R245fa | MinimizeLCOE_Brownfield | IgnoreSilica | 7.483 | 0.73996 | 0.01822 | 4 | 113497.564 | 237509.6039 | 2313.8014 | 4841.9545 | 76.6839 | 0 | 109.3627 | 231833.7882 | 6970.1062 | 276690.6599 | 225687.703 | 0 | 79067.9733 | 0 | 319897.5899 | 832307.909 | 568067.2501 | 2540522.9797 | 961560.8286 | 4769433.0752 | 4769433.0752 | 1478867.319 | 2789494.2999 | 0 | 8271516.8835 | 17309311.5777 | 13335.2143 | 0.072878 | 113497.564 | 237509.6039 | 2313.8014 | 4841.9545
1 | 1600 | 707 | 0.04 | 15 | 15 | 7 | 1.7783e-11 | 5spot_SharedNeighbor | Water | Porous | Wet | R245fa | MinimizeLCOE_Brownfield | IgnoreSilica | 9.8628 | 0.98431 | 0.025069 | 4 | 88731.4055 | 178859.5368 | 1808.9097 | 3646.2936 | 77.0705 | 0 | 121.8203 | 283842.6159 | 8569.0039 | 347530.2098 | 290755.9763 | 0 | 91737.3812 | 0 | 398749.723 | 1037464.9843 | 708091.1696 | 3166741.0639 | 961560.8286 | 4769433.0752 | 4769433.0752 | 1478867.319 | 2789494.2999 | 0 | 8897734.9677 | 17935529.6619 | 17782.7941 | 0.10028 | 88731.4055 | 178859.5368 | 1808.9097 | 3646.2936
1 | 1600 | 707 | 0.04 | 15 | 15 | 7 | 2.3714e-11 | 5spot_SharedNeighbor | Water | Porous | Wet | R245fa | MinimizeLCOE_Brownfield | IgnoreSilica | 12.6427 | 1.2694 | 0.033793 | 4 | 70957.5245 | 137819.5604 | 1446.5651 | 2809.6382 | 77.3115 | 0 | 99.1044 | 339732.9924 | 10285.08 | 425868.2607 | 367236.9211 | 0 | 103268.4673 | 0 | 486092.7714 | 1264713.6799 | 863193.0738 | 3860391.2466 | 961560.8286 | 4769433.0752 | 4769433.0752 | 1478867.319 | 2789494.2999 | 0 | 9591385.1504 | 18629179.8446 | 23713.7371 | 0.13517 | 70957.5245 | 137819.5604 | 1446.5651 | 2809.6382
1 | 1600 | 707 | 0.04 | 15 | 15 | 7 | 3.1623e-11 | 5spot_SharedNeighbor | Water | Porous | Wet | R245fa | MinimizeLCOE_Brownfield | IgnoreSilica | 16.1038 | 1.6244 | 0.045051 | 4 | 57812.8575 | 107966.0997 | 1178.5933 | 2201.035 | 77.4963 | 0 | 136.0008 | 404272.4966 | 12264.9229 | 518658.2394 | 462464.4088 | 0 | 115645.4709 | 0 | 590189.16 | 1535551.13 | 1048045.1986 | 4687091.0272 | 961560.8286 | 4769433.0752 | 4769433.0752 | 1478867.319 | 2789494.2999 | 0 | 10418084.9311 | 19455879.6252 | 31622.7766 | 0.1802 | 57812.8575 | 107966.0997 | 1178.5933 | 2201.035
1 | 1600 | 707 | 0.04 | 15 | 15 | 7 | 4.217e-11 | 5spot_SharedNeighbor | Water | Porous | Wet | R245fa | MinimizeLCOE_Brownfield | IgnoreSilica | 20.3575 | 2.0608 | 0.059413 | 4 | 47939.4902 | 85969.0406 | 977.3114 | 1752.5952 | 77.6382 | 0 | 113.8753 | 478049.772 | 14525.8089 | 627328.0463 | 579508.2212 | 0 | 128632.4326 | 0 | 712937.2696 | 1854916.532 | 1266018.6478 | 5661916.7306 | 961560.8286 | 4769433.0752 | 4769433.0752 | 1478867.319 | 2789494.2999 | 0 | 11392910.6344 | 20430705.3285 | 42169.6503 | 0.23765 | 47939.4902 | 85969.0406 | 977.3114 | 1752.5952
1 | 1600 | 707 | 0.04 | 15 | 15 | 7 | 5.6234e-11 | 5spot_SharedNeighbor | Water | Porous | Wet | R245fa | MinimizeLCOE_Brownfield | IgnoreSilica | 25.4996 | 2.5883 | 0.077456 | 4 | 40429.9528 | 69600.6297 | 824.2193 | 1418.903 | 77.7474 | 0 | 118.9184 | 561263.4751 | 17072.987 | 752739.9568 | 721006.0581 | 0 | 141861.8395 | 0 | 855638.2834 | 2226195.298 | 1519424.0346 | 6795201.9326 | 961560.8286 | 4769433.0752 | 4769433.0752 | 1478867.319 | 2789494.2999 | 0 | 12526195.8364 | 21563990.5306 | 56234.1325 | 0.30982 | 40429.9528 | 69600.6297 | 824.2193 | 1418.903
1 | 1600 | 707 | 0.04 | 15 | 15 | 7 | 7.4989e-11 | 5spot_SharedNeighbor | Water | Porous | Wet | R245fa | MinimizeLCOE_Brownfield | IgnoreSilica | 31.6339 | 3.2178 | 0.099747 | 4 | 34662.8905 | 57314.6751 | 706.6499 | 1168.4372 | 77.8321 | 0 | 117.1381 | 654193.2144 | 19914.1426 | 895857.9101 | 889816.598 | 0 | 155144.5557 | 0 | 1019821.3041 | 2653365.8392 | 1810976.7064 | 8099090.2705 | 961560.8286 | 4769433.0752 | 4769433.0752 | 1478867.319 | 2789494.2999 | 0 | 13830084.1743 | 22867878.8684 | 74989.4209 | 0.39899 | 34662.8905 | 57314.6751 | 706.6499 | 1168.4372
1 | 1600 | 707 | 0.04 | 15 | 15 | 7 | 1e-10 | 5spot_SharedNeighbor | Water | Porous | Wet | R245fa | MinimizeLCOE_Brownfield | IgnoreSilica | 38.7009 | 3.943 | 0.12648 | 4 | 30205.0182 | 48068.6639 | 615.7702 | 979.9447 | 77.8971 | 0 | 103.8278 | 754810.8081 | 22986.4515 | 1053976.8139 | 1084311.1084 | 0 | 167517.4348 | 0 | 1202605.0205 | 3128931.5751 | 2135560.0931 | 9550699.3052 | 961560.8286 | 4769433.0752 | 4769433.0752 | 1478867.319 | 2789494.2999 | 0 | 15281693.209 | 24319487.9032 | 100000 | 0.50593 | 30205.0182 | 48068.6639 | 615.7702 | 979.9447
1 | 1600 | 707 | 0.04 | 15 | 15 | 7 | 1.3335e-10 | 5spot_SharedNeighbor | Water | Porous | Wet | R245fa | MinimizeLCOE_Brownfield | IgnoreSilica | 46.513 | 4.7446 | 0.15734 | 4 | 26749.9911 | 41109.8618 | 545.3347 | 838.0801 | 77.9453 | 0 | 119.8515 | 859832.9354 | 26188.9205 | 1222109.4181 | 1299292.9321 | 0 | 177970.5548 | 0 | 1398303.9567 | 3638100.0638 | 2483078.049 | 11104876.8303 | 961560.8286 | 4769433.0752 | 4769433.0752 | 1478867.319 | 2789494.2999 | 0 | 16835870.7341 | 25873665.4283 | 133352.1432 | 0.62938 | 26749.9911 | 41109.8618 | 545.3347 | 838.0801
1 | 1600 | 707 | 0.04 | 15 | 15 | 7 | 1.7783e-10 | 5spot_SharedNeighbor | Water | Porous | Wet | R245fa | MinimizeLCOE_Brownfield | IgnoreSilica | 54.7218 | 5.5863 | 0.19127 | 4 | 24076.8574 | 35889.5154 | 490.8393 | 731.6563 | 77.9769 | 0 | 164.6998 | 964568.2824 | 29377.7341 | 1392640.7169 | 1525094.5963 | 0 | 185518.5676 | 0 | 1597907.96 | 4157428.7359 | 2837530.5389 | 12690067.1321 | 961560.8286 | 4769433.0752 | 4769433.0752 | 1478867.319 | 2789494.2999 | 0 | 18421061.0359 | 27458855.7301 | 177827.941 | 0.76509 | 24076.8574 | 35889.5154 | 490.8393 | 731.6563
1 | 1600 | 707 | 0.04 | 15 | 15 | 7 | 2.3714e-10 | 5spot_SharedNeighbor | Water | Porous | Wet | R245fa | MinimizeLCOE_Brownfield | IgnoreSilica | 61.46 | 6.2762 | 0.22394 | 4 | 21955.0909 | 32044.4091 | 447.5842 | 653.2686 | 77.9901 | 0 | 139.4144 | 1046906.0814 | 31880.513 | 1528597.1873 | 1710271.3708 | 0 | 181784.347 | 0 | 1754781.4048 | 4565581.2602 | 3116103.0234 | 13935905.188 | 961560.8286 | 4769433.0752 | 4769433.0752 | 1478867.319 | 2789494.2999 | 0 | 19666899.0918 | 28704693.786 | 237137.3706 | 0.89578 | 21955.0909 | 32044.4091 | 447.5842 | 653.2686
1 | 1600 | 707 | 0.04 | 15 | 15 | 7 | 3.1623e-10 | 5spot_SharedNeighbor | Water | Porous | Wet | R245fa | MinimizeLCOE_Brownfield | IgnoreSilica | 70.3548 | 7.1846 | 0.26068 | 4 | 20445.8949 | 29113.2906 | 416.8172 | 593.5138 | 77.9908 | 0 | 313.6542 | 1151226.956 | 35045.1668 | 1703179.8891 | 1954330.4949 | 0 | 189273.6911 | 0 | 1962891.9172 | 5107042.1241 | 3485661.1889 | 15588651.4282 | 961560.8286 | 4769433.0752 | 4769433.0752 | 1478867.319 | 2789494.2999 | 0 | 21319645.3321 | 30357440.0262 | 316227.766 | 1.0427 | 20445.8949 | 29113.2906 | 416.8172 | 593.5138
1 | 1600 | 707 | 0.04 | 15 | 15 | 7 | 4.217e-10 | 5spot_SharedNeighbor | Water | Porous | Wet | R245fa | MinimizeLCOE_Brownfield | IgnoreSilica | 77.0413 | 7.8652 | 0.2924 | 4 | 19249.5968 | 26976.832 | 392.4291 | 549.9592 | 77.9793 | 0 | 146.9007 | 1226695.6064 | 37329.3377 | 1831089.743 | 2137398.3357 | 0 | 186282.9353 | 0 | 2113330.4237 | 5498452.2587 | 3752806.6484 | 16783385.2888 | 961560.8286 | 4769433.0752 | 4769433.0752 | 1478867.319 | 2789494.2999 | 0 | 22514379.1927 | 31552173.8868 | 421696.5034 | 1.1696 | 19249.5968 | 26976.832 | 392.4291 | 549.9592
1 | 1600 | 707 | 0.04 | 15 | 15 | 7 | 5.6234e-10 | 5spot_SharedNeighbor | Water | Porous | Wet | R245fa | MinimizeLCOE_Brownfield | IgnoreSilica | 82.7144 | 8.4407 | 0.32036 | 4 | 18344.1112 | 25396.9107 | 373.9695 | 517.7504 | 77.9618 | 0 | 179.0197 | 1288900.7649 | 39208.2768 | 1937541.8013 | 2292390.7662 | 0 | 181245.4954 | 0 | 2238321.9708 | 5823654.625 | 3974763.9457 | 17776027.6461 | 961560.8286 | 4769433.0752 | 4769433.0752 | 1478867.319 | 2789494.2999 | 0 | 23507021.5499 | 32544816.2441 | 562341.3252 | 1.2814 | 18344.1112 | 25396.9107 | 373.9695 | 517.7504
1 | 1600 | 707 | 0.04 | 15 | 15 | 7 | 7.4989e-10 | 5spot_SharedNeighbor | Water | Porous | Wet | R245fa | MinimizeLCOE_Brownfield | IgnoreSilica | 87.389 | 8.9134 | 0.34413 | 4 | 17660.8568 | 24226.5559 | 360.0405 | 493.8911 | 77.9421 | 0 | 194.2631 | 1338970.2803 | 40717.9084 | 2023903.4347 | 2419843.6057 | 0 | 175256.9635 | 0 | 2339489.9551 | 6086872.9679 | 4154415.8733 | 18579470.9891 | 961560.8286 | 4769433.0752 | 4769433.0752 | 1478867.319 | 2789494.2999 | 0 | 24310464.8929 | 33348259.587 | 749894.2093 | 1.3765 | 17660.8568 | 24226.5559 | 360.0405 | 493.8911
1 | 1600 | 707 | 0.04 | 15 | 15 | 7 | 1e-09 | 5spot_SharedNeighbor | Water | Porous | Wet | R245fa | MinimizeLCOE_Brownfield | IgnoreSilica | 91.148 | 9.2924 | 0.36373 | 4 | 17146.3321 | 23358.1398 | 349.5512 | 476.1873 | 77.923 | 0 | 181.8901 | 1378488.8975 | 41907.5643 | 2092497.7194 | 2522146.4809 | 0 | 169118.7608 | 0 | 2419622.1749 | 6295360.5664 | 4296712.9433 | 19215855.1074 | 961560.8286 | 4769433.0752 | 4769433.0752 | 1478867.319 | 2789494.2999 | 0 | 24946849.0112 | 33984643.7054 | 1000000 | 1.4549 | 17146.3321 | 23358.1398 | 349.5512 | 476.1873
1 | 1600 | 707 | 0.04 | 15 | 15 | 7 | 1.3335e-09 | 5spot_SharedNeighbor | Water | Porous | Wet | R245fa | MinimizeLCOE_Brownfield | IgnoreSilica | 94.1176 | 9.5911 | 0.37954 | 4 | 16759.3685 | 22712.506 | 341.6624 | 463.0252 | 77.906 | 0 | 155.2014 | 1409255.365 | 42832.5494 | 2146166.5875 | 2602841.0936 | 0 | 163365.9577 | 0 | 2482140.0058 | 6458019.1382 | 4407730.7608 | 19712351.4581 | 961560.8286 | 4769433.0752 | 4769433.0752 | 1478867.319 | 2789494.2999 | 0 | 25443345.3619 | 34481140.0561 | 1333521.4322 | 1.5182 | 16759.3685 | 22712.506 | 341.6624 | 463.0252
1 | 1600 | 707 | 0.04 | 15 | 15 | 7 | 1.7783e-09 | 5spot_SharedNeighbor | Water | Porous | Wet | R245fa | MinimizeLCOE_Brownfield | IgnoreSilica | 96.4339 | 9.8236 | 0.39206 | 4 | 16468.5819 | 22231.5981 | 335.7343 | 453.2212 | 77.8915 | 0 | 194.3974 | 1432981.7715 | 43545.1305 | 2187715.3556 | 2665701.2354 | 0 | 158288.9312 | 0 | 2530410.6454 | 6583609.4407 | 4493448.7229 | 20095701.2331 | 961560.8286 | 4769433.0752 | 4769433.0752 | 1478867.319 | 2789494.2999 | 0 | 25826695.1369 | 34864489.8311 | 1778279.41 | 1.5682 | 16468.5819 | 22231.5981 | 335.7343 | 453.2212
1 | 1600 | 707 | 0.04 | 15 | 15 | 7 | 2.3714e-09 | 5spot_SharedNeighbor | Water | Porous | Wet | R245fa | MinimizeLCOE_Brownfield | IgnoreSilica | 98.2197 | 10.0026 | 0.40184 | 4 | 16250.1877 | 21872.9623 | 331.2821 | 445.9099 | 77.8796 | 0 | 870.0463 | 1451116.5486 | 44089.3247 | 2219567.2666 | 2714118.8339 | 0 | 153980.7117 | 0 | 2567320.3474 | 6679640.914 | 4558992.1767 | 20388826.1236 | 961560.8286 | 4769433.0752 | 4769433.0752 | 1478867.319 | 2789494.2999 | 0 | 26119820.0274 | 35157614.7216 | 2371373.7057 | 1.6074 | 16250.1877 | 21872.9623 | 331.2821 | 445.9099
1 | 1600 | 707 | 0.04 | 15 | 15 | 7 | 3.1623e-09 | 5spot_SharedNeighbor | Water | Porous | Wet | R245fa | MinimizeLCOE_Brownfield | IgnoreSilica | 99.5692 | 10.1377 | 0.40935 | 4 | 16086.2254 | 21605.837 | 327.9395 | 440.4642 | 77.8703 | 0 | 157.521 | 1464729.6765 | 44497.5684 | 2243531.7796 | 2750676.6871 | 0 | 150375.6569 | 0 | 2594986.4336 | 6751622.3954 | 4608121.0168 | 20608541.2142 | 961560.8286 | 4769433.0752 | 4769433.0752 | 1478867.319 | 2789494.2999 | 0 | 26339535.118 | 35377329.8122 | 3162277.6602 | 1.6374 | 16086.2254 | 21605.837 | 327.9395 | 440.4642
1 | 1600 | 707 | 0.04 | 15 | 15 | 7 | 4.217e-09 | 5spot_SharedNeighbor | Water | Porous | Wet | R245fa | MinimizeLCOE_Brownfield | IgnoreSilica | 100.6144 | 10.2422 | 0.41516 | 4 | 15963.1623 | 21405.5006 | 325.4307 | 436.3801 | 77.8628 | 0 | 179.0328 | 1475219.8668 | 44812.0017 | 2262030.6642 | 2778972.6125 | 0 | 147540.5639 | 0 | 2616344.5265 | 6807191.772 | 4646048.2582 | 20778160.2659 | 961560.8286 | 4769433.0752 | 4769433.0752 | 1478867.319 | 2789494.2999 | 0 | 26509154.1697 | 35546948.8639 | 4216965.0343 | 1.6606 | 15963.1623 | 21405.5006 | 325.4307 | 436.3801
1 | 1600 | 707 | 0.04 | 15 | 15 | 7 | 5.6234e-09 | 5spot_SharedNeighbor | Water | Porous | Wet | R245fa | MinimizeLCOE_Brownfield | IgnoreSilica | 101.3844 | 10.3191 | 0.41953 | 4 | 15870.8153 | 21256.4758 | 323.548 | 433.342 | 77.8571 | 0 | 187.2147 | 1482918.2842 | 45042.6662 | 2275624.2054 | 2799807.3468 | 0 | 145221.3292 | 0 | 2631959.3944 | 6847818.4551 | 4673776.8042 | 20902168.4855 | 961560.8286 | 4769433.0752 | 4769433.0752 | 1478867.319 | 2789494.2999 | 0 | 26633162.3894 | 35670957.0835 | 5623413.2519 | 1.6781 | 15870.8153 | 21256.4758 | 323.548 | 433.342
1 | 1600 | 707 | 0.04 | 15 | 15 | 7 | 7.4989e-09 | 5spot_SharedNeighbor | Water | Porous | Wet | R245fa | MinimizeLCOE_Brownfield | IgnoreSilica | 101.9787 | 10.3785 | 0.42288 | 4 | 15801.5286 | 21144.4836 | 322.1355 | 431.0589 | 77.8527 | 0 | 154.1706 | 1488844.4158 | 45220.1773 | 2286098.598 | 2815885.6067 | 0 | 143455.1038 | 0 | 2644006.5216 | 6879162.6089 | 4695169.8333 | 20997842.8654 | 961560.8286 | 4769433.0752 | 4769433.0752 | 1478867.319 | 2789494.2999 | 0 | 26728836.7692 | 35766631.4634 | 7498942.0933 | 1.6915 | 15801.5286 | 21144.4836 | 322.1355 | 431.0589
1 | 1600 | 707 | 0.04 | 15 | 15 | 7 | 1e-08 | 5spot_SharedNeighbor | Water | Porous | Wet | R245fa | MinimizeLCOE_Brownfield | IgnoreSilica | 102.4346 | 10.4239 | 0.42544 | 4 | 15749.55 | 21060.3578 | 321.0759 | 429.3439 | 77.8493 | 0 | 160.1183 | 1493379.0878 | 45355.9784 | 2294119.6489 | 2828212.2034 | 0 | 142115.4954 | 0 | 2653241.1414 | 6903189.1954 | 4711568.4722 | 21071181.2229 | 961560.8286 | 4769433.0752 | 4769433.0752 | 1478867.319 | 2789494.2999 | 0 | 26802175.1267 | 35839969.8208 | 10000000 | 1.7018 | 15749.55 | 21060.3578 | 321.0759 | 429.3439
1 | 1700 | 707 | 0.04 | 15 | 15 | 7 | 1e-13 | 5spot_SharedNeighbor | Water | Porous | Wet | R245fa | MinimizeLCOE_Brownfield | IgnoreSilica | 0 | 0 | 0 | 0 | [6 empty] | 16.9441 | [19 empty] | 100 | 0
1 | 1700 | 707 | 0.04 | 15 | 15 | 7 | 1.3335e-13 | 5spot_SharedNeighbor | Water | Porous | Wet | R245fa | MinimizeLCOE_Brownfield | IgnoreSilica | 0 | 0 | 0 | 0 | [6 empty] | 19.3226 | [19 empty] | 133.3521 | 0
1 | 1700 | 707 | 0.04 | 15 | 15 | 7 | 1.7783e-13 | 5spot_SharedNeighbor | Water | Porous | Wet | R245fa | MinimizeLCOE_Brownfield | IgnoreSilica | 0 | 0 | 0 | 0 | [6 empty] | 21.3307 | [19 empty] | 177.8279 | 0
1 | 1700 | 707 | 0.04 | 15 | 15 | 7 | 2.3714e-13 | 5spot_SharedNeighbor | Water | Porous | Wet | R245fa | MinimizeLCOE_Brownfield | IgnoreSilica | 0 | 0 | 0 | 0 | [6 empty] | 20.217 | [19 empty] | 237.1374 | 0
1 | 1700 | 707 | 0.04 | 15 | 15 | 7 | 3.1623e-13 | 5spot_SharedNeighbor | Water | Porous | Wet | R245fa | MinimizeLCOE_Brownfield | IgnoreSilica | 0 | 0 | 0 | 0 | [6 empty] | 22.4411 | [19 empty] | 316.2278 | 0
1 | 1700 | 707 | 0.04 | 15 | 15 | 7 | 4.217e-13 | 5spot_SharedNeighbor | Water | Porous | Wet | R245fa | MinimizeLCOE_Brownfield | IgnoreSilica | 0 | 0 | 0 | 0 | [6 empty] | 21.3496 | [19 empty] | 421.6965 | 0
1 | 1700 | 707 | 0.04 | 15 | 15 | 7 | 5.6234e-13 | 5spot_SharedNeighbor | Water | Porous | Wet | R245fa | MinimizeLCOE_Brownfield | IgnoreSilica | 0 | 0 | 0 | 0 | [6 empty] | 23.1542 | [19 empty] | 562.3413 | 0
1 | 1700 | 707 | 0.04 | 15 | 15 | 7 | 7.4989e-13 | 5spot_SharedNeighbor | Water | Porous | Wet | R245fa | MinimizeLCOE_Brownfield | IgnoreSilica | 0 | 0 | 0 | 0 | [6 empty] | 23.7242 | [19 empty] | 749.8942 | 0
1 | 1700 | 707 | 0.04 | 15 | 15 | 7 | 1e-12 | 5spot_SharedNeighbor | Water | Porous | Wet | R245fa | MinimizeLCOE_Brownfield | IgnoreSilica | 0.62825 | 0.0459 | 9.7097e-05 | 4 | 16514599.4465 | 40865481.6985 | 336672.4474 | 833098.1191 | 65.6764 | 0 | 57.3703 | 29706.7983 | 797.9762 | 30222.2328 | 38387.3812 | 0 | 24615.4285 | 0 | 48254.6286 | 125548.6453 | 85689.5302 | 383222.621 | 961560.8286 | 5069319.0393 | 5069319.0393 | 1478867.319 | 2909448.6856 | 0 | 6414102.489 | 15871737.5329 | 1000 | 0.00038839 | 16514599.4465 | 40865481.6985 | 336672.4474 | 833098.1191
1 | 1700 | 707 | 0.04 | 15 | 15 | 7 | 1.3335e-12 | 5spot_SharedNeighbor | Water | Porous | Wet | R245fa | MinimizeLCOE_Brownfield | IgnoreSilica | 0.93774 | 0.07877 | 0.00067429 | 4 | 2433117.2427 | 5939642.5743 | 49602.386 | 121087.6478 | 70.4133 | 0 | 64.9716 | 45892.0769 | 1288.5057 | 46355.1887 | 47265.7212 | 0 | 30837.476 | 0 | 66939.1977 | 174162.0612 | 118869.1855 | 531609.4128 | 961560.8286 | 5069319.0393 | 5069319.0393 | 1478867.319 | 2909448.6856 | 0 | 6562489.2807 | 16020124.3246 | 1333.5214 | 0.0026972 | 2433117.2427 | 5939642.5743 | 49602.386 | 121087.6478
1 | 1700 | 707 | 0.04 | 15 | 15 | 7 | 1.7783e-12 | 5spot_SharedNeighbor | Water | Porous | Wet | R245fa | MinimizeLCOE_Brownfield | IgnoreSilica | 1.2625 | 0.11419 | 0.0015665 | 4 | 1069895.6727 | 2579232.2796 | 21811.2704 | 52581.1387 | 73.1332 | 0 | 209.7094 | 61271.5091 | 1764.5809 | 62237.8606 | 56677.0596 | 0 | 35396.3487 | 0 | 84765.47 | 220542.3651 | 150524.6959 | 673179.89 | 961560.8286 | 5069319.0393 | 5069319.0393 | 1478867.319 | 2909448.6856 | 0 | 6704059.7579 | 16161694.8018 | 1778.2794 | 0.0062661 | 1069895.6727 | 2579232.2796 | 21811.2704 | 52581.1387
1 | 1700 | 707 | 0.04 | 15 | 15 | 7 | 2.3714e-12 | 5spot_SharedNeighbor | Water | Porous | Wet | R245fa | MinimizeLCOE_Brownfield | IgnoreSilica | 1.6903 | 0.16149 | 0.0028432 | 4 | 604844.2202 | 1436449.4305 | 12330.5675 | 29283.9646 | 75.2384 | 0 | 299.4455 | 79708.7177 | 2341.1218 | 81971.6694 | 69083.7023 | 0 | 40640.5277 | 0 | 106760.8382 | 277769.8013 | 189583.597 | 847859.9753 | 961560.8286 | 5069319.0393 | 5069319.0393 | 1478867.319 | 2909448.6856 | 0 | 6878739.8432 | 16336374.8871 | 2371.3737 | 0.011373 | 604844.2202 | 1436449.4305 | 12330.5675 | 29283.9646
1 | 1700 | 707 | 0.04 | 15 | 15 | 7 | 3.1623e-12 | 5spot_SharedNeighbor | Water | Porous | Wet | R245fa | MinimizeLCOE_Brownfield | IgnoreSilica | 2.2543 | 0.22384 | 0.004576 | 4 | 387439.8807 | 904135.6592 | 7898.486 | 18432.0283 | 76.8595 | 0 | 394.0756 | 101566.234 | 3027.418 | 106296.2456 | 84896.3973 | 0 | 46725.6447 | 0 | 133579.6565 | 347546.8651 | 237207.8768 | 1060846.338 | 961560.8286 | 5069319.0393 | 5069319.0393 | 1478867.319 | 2909448.6856 | 0 | 7091726.2059 | 16549361.2499 | 3162.2777 | 0.018304 | 387439.8807 | 904135.6592 | 7898.486 | 18432.0283
1 | 1700 | 707 | 0.04 | 15 | 15 | 7 | 4.217e-12 | 5spot_SharedNeighbor | Water | Porous | Wet | R245fa | MinimizeLCOE_Brownfield | IgnoreSilica | 3.1788 | 0.32704 | 0.0070388 | 4 | 263808.8802 | 599720.6944 | 5378.1009 | 12226.1175 | 78.3209 | 0 | 72.0145 | 134068.9303 | 4052.8707 | 143780.8091 | 111453.0882 | 0 | 57588.6258 | 0 | 175868.2864 | 457573.2056 | 312303.115 | 1396688.931 | 961560.8286 | 5069319.0393 | 5069319.0393 | 1478867.319 | 2909448.6856 | 0 | 7427568.7989 | 16885203.8428 | 4216.965 | 0.028155 | 263808.8802 | 599720.6944 | 5378.1009 | 12226.1175
1 | 1700 | 707 | 0.04 | 15 | 15 | 7 | 5.6234e-12 | 5spot_SharedNeighbor | Water | Porous | Wet | R245fa | MinimizeLCOE_Brownfield | IgnoreSilica | 4.1897 | 0.43963 | 0.010244 | 4 | 189439.6997 | 420249.3659 | 3861.9845 | 8567.3518 | 79.2024 | 0 | 89.8771 | 165968.2246 | 5059.017 | 182049.0019 | 139834.9686 | 0 | 66159.36 | 0 | 218037.5231 | 567288.9095 | 387186.3374 | 1731583.3421 | 961560.8286 | 5069319.0393 | 5069319.0393 | 1478867.319 | 2909448.6856 | 0 | 7762463.21 | 17220098.254 | 5623.4133 | 0.040976 | 189439.6997 | 420249.3659 | 3861.9845 | 8567.3518
1 | 1700 | 707 | 0.04 | 15 | 15 | 7 | 7.4989e-12 | 5spot_SharedNeighbor | Water | Porous | Wet | R245fa | MinimizeLCOE_Brownfield | IgnoreSilica | 5.407 | 0.57552 | 0.014529 | 4 | 140098.309 | 302834.9233 | 2856.0935 | 6173.6995 | 79.8337 | 0 | 115.9594 | 201276.4162 | 6173.0935 | 225704.5484 | 174170.9051 | 0 | 74279.7648 | 0 | 265825.8439 | 691624.3176 | 472047.8082 | 2111102.6978 | 961560.8286 | 5069319.0393 | 5069319.0393 | 1478867.319 | 2909448.6856 | 0 | 8141982.5657 | 17599617.6096 | 7498.9421 | 0.058116 | 140098.309 | 302834.9233 | 2856.0935 | 6173.6995
1 | 1700 | 707 | 0.04 | 15 | 15 | 7 | 1e-11 | 5spot_SharedNeighbor | Water | Porous | Wet | R245fa | MinimizeLCOE_Brownfield | IgnoreSilica | 7.1003 | 0.76449 | 0.020207 | 4 | 106991.7745 | 223999.8634 | 2181.172 | 4566.5402 | 80.3334 | 0 | 93.5016 | 246374.0174 | 7595.4548 | 283147.1388 | 222246.492 | 0 | 85626.6338 | 0 | 329545.9973 | 857411.0859 | 585200.6841 | 2617147.5041 | 961560.8286 | 5069319.0393 | 5069319.0393 | 1478867.319 | 2909448.6856 | 0 | 8648027.372 | 18105662.4159 | 10000 | 0.080829 | 106991.7745 | 223999.8634 | 2181.172 | 4566.5402
1 | 1700 | 707 | 0.04 | 15 | 15 | 7 | 1.3335e-11 | 5spot_SharedNeighbor | Water | Porous | Wet | R245fa | MinimizeLCOE_Brownfield | IgnoreSilica | 9.3829 | 1.0207 | 0.027931 | 4 | 83249.2856 | 167900.3531 | 1697.1493 | 3422.8758 | 80.7746 | 0 | 109.032 | 302567.121 | 9370.109 | 356660.2836 | 287404.6732 | 0 | 99817.457 | 0 | 411769.6611 | 1071340.1926 | 731211.6953 | 3270141.1927 | 961560.8286 | 5069319.0393 | 5069319.0393 | 1478867.319 | 2909448.6856 | 0 | 9301021.0607 | 18758656.1046 | 13335.2143 | 0.11172 | 83249.2856 | 167900.3531 | 1697.1493 | 3422.8758
1 | 1700 | 707 | 0.04 | 15 | 15 | 7 | 1.7783e-11 | 5spot_SharedNeighbor | Water | Porous | Wet | R245fa | MinimizeLCOE_Brownfield | IgnoreSilica | 11.8728 | 1.2996 | 0.037599 | 4 | 66289.0767 | 129173.1376 | 1351.3925 | 2633.3691 | 81.0489 | 0 | 92.458 | 358990.2049 | 11148.957 | 432616.8154 | 358305.3545 | 0 | 110666.1905 | 0 | 495973.7337 | 1290421.9168 | 880739.4737 | 3938862.6463 | 961560.8286 | 5069319.0393 | 5069319.0393 | 1478867.319 | 2909448.6856 | 0 | 9969742.5142 | 19427377.5581 | 17782.7941 | 0.1504 | 66289.0767 | 129173.1376 | 1351.3925 | 2633.3691
1 | 1700 | 707 | 0.04 | 15 | 15 | 7 | 2.3714e-11 | 5spot_SharedNeighbor | Water | Porous | Wet | R245fa | MinimizeLCOE_Brownfield | IgnoreSilica | 15.1707 | 1.6687 | 0.050236 | 4 | 53841.3855 | 100907.2391 | 1097.6295 | 2057.1306 | 81.2728 | 0 | 112.0773 | 428231.4497 | 13328.2294 | 528289.7626 | 451648.328 | 0 | 124472.688 | 0 | 602928.4785 | 1568696.2235 | 1070667.406 | 4788262.5659 | 961560.8286 | 5069319.0393 | 5069319.0393 | 1478867.319 | 2909448.6856 | 0 | 10819142.4338 | 20276777.4777 | 23713.7371 | 0.20094 | 53841.3855 | 100907.2391 | 1097.6295 | 2057.1306
1 | 1700 | 707 | 0.04 | 15 | 15 | 7 | 3.1623e-11 | 5spot_SharedNeighbor | Water | Porous | Wet | R245fa | MinimizeLCOE_Brownfield | IgnoreSilica | 19.2197 | 2.1219 | 0.066395 | 4 | 44497.2769 | 80108.6852 | 907.1372 | 1633.1239 | 81.4436 | 0 | 95.2974 | 507242.9786 | 15812.1634 | 640159.936 | 566254.9581 | 0 | 138847.592 | 0 | 728643.875 | 1895781.8972 | 1293910.0993 | 5786653.4996 | 961560.8286 | 5069319.0393 | 5069319.0393 | 1478867.319 | 2909448.6856 | 0 | 11817533.3675 | 21275168.4114 | 31622.7766 | 0.26558 | 44497.2769 | 80108.6852 | 907.1372 | 1633.1239
1 | 1700 | 707 | 0.04 | 15 | 15 | 7 | 4.217e-11 | 5spot_SharedNeighbor | Water | Porous | Wet | R245fa | MinimizeLCOE_Brownfield | IgnoreSilica | 24.187 | 2.6779 | 0.086879 | 4 | 37391.0684 | 64605.9457 | 762.2675 | 1317.0796 | 81.576 | 0 | 135.4895 | 597589.6087 | 18648.9114 | 771083.4693 | 706854.7874 | 0 | 153994.1511 | 0 | 876786.6619 | 2281219.0406 | 1556978.8696 | 6963155.5001 | 961560.8286 | 5069319.0393 | 5069319.0393 | 1478867.319 | 2909448.6856 | 0 | 12994035.368 | 22451670.4119 | 42169.6503 | 0.34752 | 37391.0684 | 64605.9457 | 762.2675 | 1317.0796
1 | 1700 | 707 | 0.04 | 15 | 15 | 7 | 5.6234e-11 | 5spot_SharedNeighbor | Water | Porous | Wet | R245fa | MinimizeLCOE_Brownfield | IgnoreSilica | 30.1212 | 3.3422 | 0.11233 | 4 | 31930.3921 | 52980.0264 | 650.9442 | 1080.0695 | 81.6778 | 0 | 107.7059 | 698506.8889 | 21813.3743 | 920576.3948 | 874828.5026 | 0 | 169071.9088 | 0 | 1047070.8571 | 2724263.5863 | 1859365.8757 | 8315497.3884 | 961560.8286 | 5069319.0393 | 5069319.0393 | 1478867.319 | 2909448.6856 | 0 | 14346377.2563 | 23804012.3002 | 56234.1325 | 0.4493 | 31930.3921 | 52980.0264 | 650.9442 | 1080.0695
1 | 1700 | 707 | 0.04 | 15 | 15 | 7 | 7.4989e-11 | 5spot_SharedNeighbor | Water | Porous | Wet | R245fa | MinimizeLCOE_Brownfield | IgnoreSilica | 37.0855 | 4.1219 | 0.14329 | 4 | 27702.3773 | 44203.2674 | 564.7504 | 901.1434 | 81.7567 | 0 | 119.3047 | 809649.1518 | 25293.6623 | 1088646.5932 | 1071965.3522 | 0 | 183710.0038 | 0 | 1239913.2577 | 3225999.9554 | 2201811.2572 | 9846989.2337 | 961560.8286 | 5069319.0393 | 5069319.0393 | 1478867.319 | 2909448.6856 | 0 | 15877869.1016 | 25335504.1455 | 74989.4209 | 0.57316 | 27702.3773 | 44203.2674 | 564.7504 | 901.1434
1 | 1700 | 707 | 0.04 | 15 | 15 | 7 | 1e-10 | 5spot_SharedNeighbor | Water | Porous | Wet | R245fa | MinimizeLCOE_Brownfield | IgnoreSilica | 44.964 | 5.0039 | 0.17973 | 4 | 24415.5542 | 37570.5673 | 497.7441 | 765.9268 | 81.8161 | 0 | 118.142 | 928123.613 | 28998.1468 | 1271272.8569 | 1294979.3301 | 0 | 196819.5568 | 0 | 1450875.4664 | 3774880.3481 | 2576433.4036 | 11522382.7218 | 961560.8286 | 5069319.0393 | 5069319.0393 | 1478867.319 | 2909448.6856 | 0 | 17553262.5897 | 27010897.6337 | 100000 | 0.71894 | 24415.5542 | 37570.5673 | 497.7441 | 765.9268
1 | 1700 | 707 | 0.04 | 15 | 15 | 7 | 1.3335e-10 | 5spot_SharedNeighbor | Water | Porous | Wet | R245fa | MinimizeLCOE_Brownfield | IgnoreSilica | 53.4191 | 5.95 | 0.22065 | 4 | 21861.3033 | 32576.7996 | 445.6722 | 664.1221 | 81.8564 | 0 | 133.3201 | 1048499.9142 | 32755.9651 | 1460124.8893 | 1534281.5399 | 0 | 206902.052 | 0 | 1670200.1006 | 4345518.0566 | 2965905.3651 | 13264187.8829 | 961560.8286 | 5069319.0393 | 5069319.0393 | 1478867.319 | 2909448.6856 | 0 | 19295067.7508 | 28752702.7947 | 133352.1432 | 0.88261 | 21861.3033 | 32576.7996 | 445.6722 | 664.1221
1 | 1700 | 707 | 0.04 | 15 | 15 | 7 | 1.7783e-10 | 5spot_SharedNeighbor | Water | Porous | Wet | R245fa | MinimizeLCOE_Brownfield | IgnoreSilica | 61.9964 | 6.9084 | 0.26415 | 4 | 19885.1039 | 28836.2011 | 405.3847 | 587.865 | 81.8764 | 0 | 151.1582 | 1164719.0218 | 36377.0769 | 1645389.511 | 1776955.6062 | 0 | 212943.9785 | 0 | 1886190.2258 | 4907480.0567 | 3349455.9773 | 14979511.4542 | 961560.8286 | 5069319.0393 | 5069319.0393 | 1478867.319 | 2909448.6856 | 0 | 21010391.3221 | 30468026.366 | 177827.941 | 1.0566 | 19885.1039 | 28836.2011 | 405.3847 | 587.865
1 | 1700 | 707 | 0.04 | 15 | 15 | 7 | 2.3714e-10 | 5spot_SharedNeighbor | Water | Porous | Wet | R245fa | MinimizeLCOE_Brownfield | IgnoreSilica | 70.1741 | 7.8198 | 0.30765 | 4 | 18366.1282 | 26051.6215 | 374.4184 | 531.0975 | 81.8773 | 0 | 128.3458 | 1270768.4416 | 39674.1041 | 1816867.7537 | 2008179.1593 | 0 | 214462.9483 | 0 | 2086481.4388 | 5428596.7074 | 3705128.7993 | 16570159.3526 | 961560.8286 | 5069319.0393 | 5069319.0393 | 1478867.319 | 2909448.6856 | 0 | 22601039.2205 | 32058674.2644 | 237137.3706 | 1.2306 | 18366.1282 | 26051.6215 | 374.4184 | 531.0975
1 | 1700 | 707 | 0.04 | 15 | 15 | 7 | 3.1623e-10 | 5spot_SharedNeighbor | Water | Porous | Wet | R245fa | MinimizeLCOE_Brownfield | IgnoreSilica | 79.0485 | 8.8052 | 0.35308 | 4 | 17208.8049 | 23905.4034 | 350.8248 | 487.344 | 81.8591 | 0 | 122.6491 | 1381206.6577 | 43098.7978 | 1997870.3074 | 2258880.1649 | 0 | 218748.2558 | 0 | 2300923.6316 | 5986531.3052 | 4085930.6267 | 18273189.7472 | 961560.8286 | 5069319.0393 | 5069319.0393 | 1478867.319 | 2909448.6856 | 0 | 24304069.6151 | 33761704.659 | 316227.766 | 1.4123 | 17208.8049 | 23905.4034 | 350.8248 | 487.344
1 | 1700 | 707 | 0.04 | 15 | 15 | 7 | 4.217e-10 | 5spot_SharedNeighbor | Water | Porous | Wet | R245fa | MinimizeLCOE_Brownfield | IgnoreSilica | 83.9861 | 9.3515 | 0.38582 | 4 | 16325.1928 | 22453.4667 | 332.8111 | 457.7443 | 81.8406 | 0 | 144.9189 | 1440733.8382 | 44940.472 | 2096461.9568 | 2398241.7601 | 0 | 206859.453 | 0 | 2413022.6173 | 6278189.8711 | 4284993.5909 | 19163443.5594 | 961560.8286 | 5069319.0393 | 5069319.0393 | 1478867.319 | 2909448.6856 | 0 | 25194323.4273 | 34651958.4712 | 421696.5034 | 1.5433 | 16325.1928 | 22453.4667 | 332.8111 | 457.7443
1 | 1700 | 707 | 0.04 | 15 | 15 | 7 | 5.6234e-10 | 5spot_SharedNeighbor | Water | Porous | Wet | R245fa | MinimizeLCOE_Brownfield | IgnoreSilica | 89.3381 | 9.9418 | 0.41779 | 4 | 15658.637 | 21317.9429 | 319.2225 | 434.5951 | 81.8142 | 0 | 173.0846 | 1503809.1641 | 46888.3241 | 2201721.7805 | 2549181.8808 | 0 | 200058.6122 | 0 | 2535647.307 | 6597234.1602 | 4502747.8739 | 20137289.1028 | 961560.8286 | 5069319.0393 | 5069319.0393 | 1478867.319 | 2909448.6856 | 0 | 26168168.9707 | 35625804.0146 | 562341.3252 | 1.6712 | 15658.637 | 21317.9429 | 319.2225 | 434.5951
1 | 1700 | 707 | 0.04 | 15 | 15 | 7 | 7.4989e-10 | 5spot_SharedNeighbor | Water | Porous | Wet | R245fa | MinimizeLCOE_Brownfield | IgnoreSilica | 93.687 | 10.4199 | 0.4445 | 4 | 15155.6877 | 20474.9867 | 308.9692 | 417.4103 | 81.7881 | 0 | 170.1241 | 1554004.642 | 48435.5869 | 2286075.4443 | 2671737.4501 | 0 | 192732.4426 | 0 | 2633664.3707 | 6852254.4538 | 4676804.4645 | 20915708.855 | 961560.8286 | 5069319.0393 | 5069319.0393 | 1478867.319 | 2909448.6856 | 0 | 26946588.7229 | 36404223.7668 | 749894.2093 | 1.778 | 15155.6877 | 20474.9867 | 308.9692 | 417.4103
1 | 1700 | 707 | 0.04 | 15 | 15 | 7 | 1e-09 | 5spot_SharedNeighbor | Water | Porous | Wet | R245fa | MinimizeLCOE_Brownfield | IgnoreSilica | 97.1332 | 10.7977 | 0.46618 | 4 | 14776.8664 | 19848.7431 | 301.2464 | 404.6435 | 81.7644 | 0 | 183.1059 | 1593132.87 | 49639.8523 | 2352195.4318 | 2768789.2325 | 0 | 185577.9013 | 0 | 2710240.7623 | 7051490.5166 | 4812787.1712 | 21523853.7379 | 961560.8286 | 5069319.0393 | 5069319.0393 | 1478867.319 | 2909448.6856 | 0 | 27554733.6059 | 37012368.6498 | 1000000 | 1.8647 | 14776.8664 | 19848.7431 | 301.2464 | 404.6435
1 | 1700 | 707 | 0.04 | 15 | 15 | 7 | 1.3335e-09 | 5spot_SharedNeighbor | Water | Porous | Wet | R245fa | MinimizeLCOE_Brownfield | IgnoreSilica | 99.8445 | 11.0943 | 0.48351 | 4 | 14491.8783 | 19381.953 | 295.4365 | 395.1273 | 81.7441 | 0 | 171.6118 | 1623524.3946 | 50574.0545 | 2403774.4846 | 2845098.8462 | 0 | 179157.8563 | 0 | 2769830.5581 | 7206530.9419 | 4918605.4473 | 21997096.5836 | 961560.8286 | 5069319.0393 | 5069319.0393 | 1478867.319 | 2909448.6856 | 0 | 28027976.4515 | 37485611.4954 | 1333521.4322 | 1.934 | 14491.8783 | 19381.953 | 295.4365 | 395.1273
1 | 1700 | 707 | 0.04 | 15 | 15 | 7 | 1.7783e-09 | 5spot_SharedNeighbor | Water | Porous | Wet | R245fa | MinimizeLCOE_Brownfield | IgnoreSilica | 101.925 | 11.3214 | 0.49706 | 4 | 14277.6552 | 19034.4414 | 291.0693 | 388.0428 | 81.7275 | 0 | 163.8252 | 1646617.6568 | 51283.2088 | 2443098.4531 | 2903631.1155 | 0 | 173549.2828 | 0 | 2815090.0896 | 7324286.9588 | 4998976.3485 | 22356533.1139 | 961560.8286 | 5069319.0393 | 5069319.0393 | 1478867.319 | 2909448.6856 | 0 | 28387412.9818 | 37845048.0257 | 1778279.41 | 1.9882 | 14277.6552 | 19034.4414 | 291.0693 | 388.0428
1 | 1700 | 707 | 0.04 | 15 | 15 | 7 | 2.3714e-09 | 5spot_SharedNeighbor | Water | Porous | Wet | R245fa | MinimizeLCOE_Brownfield | IgnoreSilica | 103.5445 | 11.498 | 0.50765 | 4 | 14116.7179 | 18774.2501 | 287.7884 | 382.7385 | 81.714 | 0 | 190.5092 | 1664457.6733 | 51830.6164 | 2473555.072 | 2949174.8273 | 0 | 168965.6932 | 0 | 2850113.7141 | 7415411.2453 | 5061170.5464 | 22634679.3879 | 961560.8286 | 5069319.0393 | 5069319.0393 | 1478867.319 | 2909448.6856 | 0 | 28665559.2558 | 38123194.2997 | 2371373.7057 | 2.0306 | 14116.7179 | 18774.2501 | 287.7884 | 382.7385
1 | 1700 | 707 | 0.04 | 15 | 15 | 7 | 3.1623e-09 | 5spot_SharedNeighbor | Water | Porous | Wet | R245fa | MinimizeLCOE_Brownfield | IgnoreSilica | 104.7554 | 11.6298 | 0.51572 | 4 | 13995.8629 | 18580.5357 | 285.3246 | 378.7894 | 81.7036 | 0 | 203.6029 | 1677721.1183 | 52237.3482 | 2496242.8841 | 2983220.6166 | 0 | 165150.7959 | 0 | 2876083.3776 | 7482978.9827 | 5107286.9155 | 22840922.039 | 961560.8286 | 5069319.0393 | 5069319.0393 | 1478867.319 | 2909448.6856 | 0 | 28871801.9069 | 38329436.9508 | 3162277.6602 | 2.0629 | 13995.8629 | 18580.5357 | 285.3246 | 378.7894
1 | 1700 | 707 | 0.04 | 15 | 15 | 7 | 4.217e-09 | 5spot_SharedNeighbor | Water | Porous | Wet | R245fa | MinimizeLCOE_Brownfield | IgnoreSilica | 105.6936 | 11.7319 | 0.52195 | 4 | 13905.1367 | 18435.0753 | 283.475 | 375.8239 | 81.6953 | 0 | 170.6152 | 1687952.067 | 52550.9409 | 2513769.3832 | 3009590.9262 | 0 | 162184.7305 | 0 | 2896158.7387 | 7535210.9542 | 5142936.3094 | 23000354.0503 | 961560.8286 | 5069319.0393 | 5069319.0393 | 1478867.319 | 2909448.6856 | 0 | 29031233.9182 | 38488868.9621 | 4216965.0343 | 2.0878 | 13905.1367 | 18435.0753 | 283.475 | 375.8239
1 | 1700 | 707 | 0.04 | 15 | 15 | 7 | 5.6234e-09 | 5spot_SharedNeighbor | Water | Porous | Wet | R245fa | MinimizeLCOE_Brownfield | IgnoreSilica | 106.3903 | 11.8077 | 0.52665 | 4 | 13837.0449 | 18326.5998 | 282.0869 | 373.6125 | 81.689 | 0 | 189.7701 | 1695525.8332 | 52783.0045 | 2526758.51 | 3029173.5465 | 0 | 159807.291 | 0 | 2910978.7922 | 7573769.6935 | 5169253.4412 | 23118050.1121 | 961560.8286 | 5069319.0393 | 5069319.0393 | 1478867.319 | 2909448.6856 | 0 | 29148929.9801 | 38606565.024 | 5623413.2519 | 2.1066 | 13837.0449 | 18326.5998 | 282.0869 | 373.6125
1 | 1700 | 707 | 0.04 | 15 | 15 | 7 | 7.4989e-09 | 5spot_SharedNeighbor | Water | Porous | Wet | R245fa | MinimizeLCOE_Brownfield | IgnoreSilica | 106.924 | 11.8656 | 0.53023 | 4 | 13785.9506 | 18245.1522 | 281.0452 | 371.9521 | 81.6842 | 0 | 185.7506 | 1701311.6742 | 52960.2375 | 2536689.7031 | 3044168.4888 | 0 | 157990.8623 | 0 | 2922317.1767 | 7603269.8441 | 5189387.9002 | 23208095.8868 | 961560.8286 | 5069319.0393 | 5069319.0393 | 1478867.319 | 2909448.6856 | 0 | 29238975.7548 | 38696610.7987 | 7498942.0933 | 2.1209 | 13785.9506 | 18245.1522 | 281.0452 | 371.9521
1 | 1700 | 707 | 0.04 | 15 | 15 | 7 | 1e-08 | 5spot_SharedNeighbor | Water | Porous | Wet | R245fa | MinimizeLCOE_Brownfield | IgnoreSilica | 107.3159 | 11.9082 | 0.53291 | 4 | 13747.6164 | 18184.4392 | 280.2638 | 370.7144 | 81.6806 | 0 | 204.0436 | 1705553.2621 | 53090.1401 | 2543974.8738 | 3055180.6695 | 0 | 156555.0709 | 0 | 2930598.0664 | 7624815.0205 | 5204092.9257 | 23273860.029 | 961560.8286 | 5069319.0393 | 5069319.0393 | 1478867.319 | 2909448.6856 | 0 | 29304739.8969 | 38762374.9408 | 10000000 | 2.1316 | 13747.6164 | 18184.4392 | 280.2638 | 370.7144
1 | 1800 | 707 | 0.04 | 15 | 15 | 7 | 1e-13 | 5spot_SharedNeighbor | Water | Porous | Wet | R245fa | MinimizeLCOE_Brownfield | IgnoreSilica | 0 | 0 | 0 | 0 | [6 empty] | 16.1748 | [19 empty] | 100 | 0
1 | 1800 | 707 | 0.04 | 15 | 15 | 7 | 1.3335e-13 | 5spot_SharedNeighbor | Water | Porous | Wet | R245fa | MinimizeLCOE_Brownfield | IgnoreSilica | 0 | 0 | 0 | 0 | [6 empty] | 18.8884 | [19 empty] | 133.3521 | 0
1 | 1800 | 707 | 0.04 | 15 | 15 | 7 | 1.7783e-13 | 5spot_SharedNeighbor | Water | Porous | Wet | R245fa | MinimizeLCOE_Brownfield | IgnoreSilica | 0 | 0 | 0 | 0 | [6 empty] | 21.3975 | [19 empty] | 177.8279 | 0
1 | 1800 | 707 | 0.04 | 15 | 15 | 7 | 2.3714e-13 | 5spot_SharedNeighbor | Water | Porous | Wet | R245fa | MinimizeLCOE_Brownfield | IgnoreSilica | 0 | 0 | 0 | 0 | [6 empty] | 20.9843 | [19 empty] | 237.1374 | 0
1 | 1800 | 707 | 0.04 | 15 | 15 | 7 | 3.1623e-13 | 5spot_SharedNeighbor | Water | Porous | Wet | R245fa | MinimizeLCOE_Brownfield | IgnoreSilica | 0 | 0 | 0 | 0 | [6 empty] | 22.3171 | [19 empty] | 316.2278 | 0
1 | 1800 | 707 | 0.04 | 15 | 15 | 7 | 4.217e-13 | 5spot_SharedNeighbor | Water | Porous | Wet | R245fa | MinimizeLCOE_Brownfield | IgnoreSilica | 0 | 0 | 0 | 0 | [6 empty] | 21.8454 | [19 empty] | 421.6965 | 0
1 | 1800 | 707 | 0.04 | 15 | 15 | 7 | 5.6234e-13 | 5spot_SharedNeighbor | Water | Porous | Wet | R245fa | MinimizeLCOE_Brownfield | IgnoreSilica | 0 | 0 | 0 | 0 | [6 empty] | 23.6415 | [19 empty] | 562.3413 | 0
1 | 1800 | 707 | 0.04 | 15 | 15 | 7 | 7.4989e-13 | 5spot_SharedNeighbor | Water | Porous | Wet | R245fa | MinimizeLCOE_Brownfield | IgnoreSilica | 0 | 0 | 0 | 0 | [6 empty] | 24.3802 | [19 empty] | 749.8942 | 0
1 | 1800 | 707 | 0.04 | 15 | 15 | 7 | 1e-12 | 5spot_SharedNeighbor | Water | Porous | Wet | R245fa | MinimizeLCOE_Brownfield | IgnoreSilica | 0.84513 | 0.07375 | 0.0005105 | 4 | 3356150.7384 | 8197344.8095 | 68419.6723 | 167113.9617 | 71.793 | 0 | 74.4333 | 44652.1285 | 1265.2521 | 43921.6151 | 45447.7082 | 0 | 31508.4872 | 0 | 65050.1245 | 169247.0804 | 115514.61 | 516607.006 | 961560.8286 | 5375065.0943 | 5375065.0943 | 1478867.319 | 3031747.1076 | 0 | 6853232.9289 | 16738912.4497 | 1000 | 0.002042 | 3356150.7384 | 8197344.8095 | 68419.6723 | 167113.9617
1 | 1800 | 707 | 0.04 | 15 | 15 | 7 | 1.3335e-12 | 5spot_SharedNeighbor | Water | Porous | Wet | R245fa | MinimizeLCOE_Brownfield | IgnoreSilica | 1.1847 | 0.11371 | 0.0014403 | 4 | 1218068.9094 | 2933961.6168 | 24831.9823 | 59812.776 | 75.4325 | 0 | 194.1465 | 62766.4103 | 1837.7784 | 61903.9992 | 55672.6552 | 0 | 37681.1568 | 0 | 85746.1799 | 223093.9713 | 152266.2195 | 680968.3706 | 961560.8286 | 5375065.0943 | 5375065.0943 | 1478867.319 | 3031747.1076 | 0 | 7017594.2934 | 16903273.8143 | 1333.5214 | 0.0057612 | 1218068.9094 | 2933961.6168 | 24831.9823 | 59812.776
1 | 1800 | 707 | 0.04 | 15 | 15 | 7 | 1.7783e-12 | 5spot_SharedNeighbor | Water | Porous | Wet | R245fa | MinimizeLCOE_Brownfield | IgnoreSilica | 1.6125 | 0.16476 | 0.0027909 | 4 | 645661.1721 | 1531184.0568 | 13162.6763 | 31215.2581 | 78.0142 | 0 | 277.977 | 83300.2638 | 2495.2708 | 83101.7584 | 68327.7758 | 0 | 44094.5327 | 0 | 109714.6446 | 285454.9996 | 194828.9027 | 871318.1483 | 961560.8286 | 5375065.0943 | 5375065.0943 | 1478867.319 | 3031747.1076 | 0 | 7207944.0712 | 17093623.592 | 1778.2794 | 0.011164 | 645661.1721 | 1531184.0568 | 13162.6763 | 31215.2581
1 | 1800 | 707 | 0.04 | 15 | 15 | 7 | 2.3714e-12 | 5spot_SharedNeighbor | Water | Porous | Wet | R245fa | MinimizeLCOE_Brownfield | IgnoreSilica | 2.2154 | 0.23702 | 0.0046667 | 4 | 399473.4721 | 929059.0179 | 8143.8071 | 18940.1247 | 80.0597 | 0 | 391.992 | 109222.2597 | 3330.1048 | 110978.2275 | 85696.6233 | 0 | 52472.1237 | 0 | 141062.7422 | 367016.3193 | 250496.1793 | 1120274.5798 | 961560.8286 | 5375065.0943 | 5375065.0943 | 1478867.319 | 3031747.1076 | 0 | 7456900.5027 | 17342580.0236 | 2371.3737 | 0.018667 | 399473.4721 | 929059.0179 | 8143.8071 | 18940.1247
1 | 1800 | 707 | 0.04 | 15 | 15 | 7 | 3.1623e-12 | 5spot_SharedNeighbor | Water | Porous | Wet | R245fa | MinimizeLCOE_Brownfield | IgnoreSilica | 2.923 | 0.32262 | 0.0072512 | 4 | 266495.9794 | 607325.0966 | 5432.881 | 12381.1436 | 81.4324 | 0 | 94.2351 | 137009.1112 | 4229.5783 | 141864.3113 | 106528.3143 | 0 | 60133.5962 | 0 | 175408.3154 | 456376.4556 | 311486.3085 | 1393035.9909 | 961560.8286 | 5375065.0943 | 5375065.0943 | 1478867.319 | 3031747.1076 | 0 | 7729661.9138 | 17615341.4347 | 3162.2777 | 0.029005 | 266495.9794 | 607325.0966 | 5432.881 | 12381.1436
1 | 1800 | 707 | 0.04 | 15 | 15 | 7 | 4.217e-12 | 5spot_SharedNeighbor | Water | Porous | Wet | R245fa | MinimizeLCOE_Brownfield | IgnoreSilica | 3.8607 | 0.43606 | 0.010708 | 4 | 188366.1597 | 419157.2319 | 3840.099 | 8545.0871 | 82.5024 | 0 | 91.3597 | 170459.9647 | 5312.648 | 180379.2888 | 133697.8152 | 0 | 69300.3453 | 0 | 218068.5242 | 567369.568 | 387241.3884 | 1731829.5426 | 961560.8286 | 5375065.0943 | 5375065.0943 | 1478867.319 | 3031747.1076 | 0 | 8068455.4655 | 17954134.9863 | 4216.965 | 0.042834 | 188366.1597 | 419157.2319 | 3840.099 | 8545.0871
1 | 1800 | 707 | 0.04 | 15 | 15 | 7 | 5.6234e-12 | 5spot_SharedNeighbor | Water | Porous | Wet | R245fa | MinimizeLCOE_Brownfield | IgnoreSilica | 5.0929 | 0.58572 | 0.015382 | 4 | 138006.677 | 298676.9813 | 2813.4528 | 6088.9343 | 83.323 | 0 | 99.3256 | 210797.3149 | 6620.6537 | 228249.5016 | 169886.4589 | 0 | 80098.5002 | 0 | 271304.4475 | 705878.5201 | 481776.5943 | 2154611.9912 | 961560.8286 | 5375065.0943 | 5375065.0943 | 1478867.319 | 3031747.1076 | 0 | 8491237.9141 | 18376917.4349 | 5623.4133 | 0.061528 | 138006.677 | 298676.9813 | 2813.4528 | 6088.9343
1 | 1800 | 707 | 0.04 | 15 | 15 | 7 | 7.4989e-12 | 5spot_SharedNeighbor | Water | Porous | Wet | R245fa | MinimizeLCOE_Brownfield | IgnoreSilica | 6.5861 | 0.76744 | 0.021536 | 4 | 104192.0347 | 218949.27 | 2124.0956 | 4463.577 | 83.8986 | 0 | 107.4788 | 255756.1659 | 8078.7676 | 283190.7638 | 214233.0638 | 0 | 90761.2328 | 0 | 332287.7976 | 864544.6878 | 590069.5141 | 2638921.9935 | 961560.8286 | 5375065.0943 | 5375065.0943 | 1478867.319 | 3031747.1076 | 0 | 8975547.9163 | 18861227.4372 | 7498.9421 | 0.086144 | 104192.0347 | 218949.27 | 2124.0956 | 4463.577
1 | 1800 | 707 | 0.04 | 15 | 15 | 7 | 1e-11 | 5spot_SharedNeighbor | Water | Porous | Wet | R245fa | MinimizeLCOE_Brownfield | IgnoreSilica | 8.2988 | 0.97424 | 0.029226 | 4 | 81213.4806 | 165776.7883 | 1655.6467 | 3379.5841 | 84.2464 | 0 | 87.0491 | 302876.0356 | 9600.5866 | 342653.1738 | 264392.025 | 0 | 99913.5104 | 0 | 397579.7792 | 1034421.0306 | 706013.6086 | 3157449.7497 | 961560.8286 | 5375065.0943 | 5375065.0943 | 1478867.319 | 3031747.1076 | 0 | 9494075.6725 | 19379755.1934 | 10000 | 0.1169 | 81213.4806 | 165776.7883 | 1655.6467 | 3379.5841
1 | 1800 | 707 | 0.04 | 15 | 15 | 7 | 1.3335e-11 | 5spot_SharedNeighbor | Water | Porous | Wet | R245fa | MinimizeLCOE_Brownfield | IgnoreSilica | 10.9908 | 1.3035 | 0.04029 | 4 | 63866.2807 | 125207.6532 | 1302.0005 | 2552.5274 | 84.7386 | 0 | 94.7248 | 372586.1782 | 11861.211 | 432369.338 | 343284.2774 | 0 | 117147.9193 | 0 | 498127.0803 | 1296024.483 | 884563.3403 | 3955963.8275 | 961560.8286 | 5375065.0943 | 5375065.0943 | 1478867.319 | 3031747.1076 | 0 | 10292589.7504 | 20178269.2712 | 13335.2143 | 0.16116 | 63866.2807 | 125207.6532 | 1302.0005 | 2552.5274
1 | 1800 | 707 | 0.04 | 15 | 15 | 7 | 1.7783e-11 | 5spot_SharedNeighbor | Water | Porous | Wet | R245fa | MinimizeLCOE_Brownfield | IgnoreSilica | 14.0628 | 1.6773 | 0.054048 | 4 | 51566.8306 | 97293.2376 | 1051.2596 | 1983.4542 | 85.0099 | 0 | 122.5255 | 445267.0222 | 14209.682 | 528870.6101 | 433172.0347 | 0 | 132020.2059 | 0 | 605880.4264 | 1576376.5863 | 1075909.4114 | 4811705.979 | 961560.8286 | 5375065.0943 | 5375065.0943 | 1478867.319 | 3031747.1076 | 0 | 11148331.9018 | 21034011.4227 | 17782.7941 | 0.21619 | 51566.8306 | 97293.2376 | 1051.2596 | 1983.4542
1 | 1800 | 707 | 0.04 | 15 | 15 | 7 | 2.3714e-11 | 5spot_SharedNeighbor | Water | Porous | Wet | R245fa | MinimizeLCOE_Brownfield | IgnoreSilica | 17.064 | 2.0425 | 0.07049 | 4 | 42322.8349 | 77383.4154 | 862.8082 | 1577.5656 | 85.1816 | 0 | 175.8076 | 511711.9666 | 16354.4609 | 619064.0907 | 521063.506 | 0 | 138799.9101 | 0 | 704727.6343 | 1833556.745 | 1251440.1543 | 5596718.4679 | 961560.8286 | 5375065.0943 | 5375065.0943 | 1478867.319 | 3031747.1076 | 0 | 11933344.3908 | 21819023.9116 | 23713.7371 | 0.28196 | 42322.8349 | 77383.4154 | 862.8082 | 1577.5656
1 | 1800 | 707 | 0.04 | 15 | 15 | 7 | 3.1623e-11 | 5spot_SharedNeighbor | Water | Porous | Wet | R245fa | MinimizeLCOE_Brownfield | IgnoreSilica | 22.6622 | 2.7238 | 0.09473 | 4 | 35328.9519 | 61417.9141 | 720.2285 | 1252.0873 | 85.3816 | 0 | 104.7166 | 626914.3854 | 20067.8863 | 779261.2984 | 685015.5674 | 0 | 165044.035 | 0 | 887758.2373 | 2309764.8292 | 1576461.9568 | 7050288.1959 | 961560.8286 | 5375065.0943 | 5375065.0943 | 1478867.319 | 3031747.1076 | 0 | 13386914.1188 | 23272593.6396 | 31622.7766 | 0.37892 | 35328.9519 | 61417.9141 | 720.2285 | 1252.0873
1 | 1800 | 707 | 0.04 | 15 | 15 | 7 | 4.217e-11 | 5spot_SharedNeighbor | Water | Porous | Wet | R245fa | MinimizeLCOE_Brownfield | IgnoreSilica | 28.3501 | 3.4162 | 0.12311 | 4 | 30018.545 | 50094.085 | 611.9686 | 1021.2357 | 85.505 | 0 | 116.404 | 735443.8085 | 23560.6219 | 933963.2363 | 851602.5512 | 0 | 182112.7853 | 0 | 1063406.3713 | 2766765.2434 | 1888374.13 | 8445228.7479 | 961560.8286 | 5375065.0943 | 5375065.0943 | 1478867.319 | 3031747.1076 | 0 | 14781854.6708 | 24667534.1917 | 42169.6503 | 0.49242 | 30018.545 | 50094.085 | 611.9686 | 1021.2357
1 | 1800 | 707 | 0.04 | 15 | 15 | 7 | 5.6234e-11 | 5spot_SharedNeighbor | Water | Porous | Wet | R245fa | MinimizeLCOE_Brownfield | IgnoreSilica | 35.1124 | 4.2394 | 0.15804 | 4 | 25910.2206 | 41548.1556 | 528.2149 | 847.0153 | 85.6008 | 0 | 106.8833 | 856330.3164 | 27445.1701 | 1109960.7935 | 1049660.1776 | 0 | 199083.6909 | 0 | 1264567.2579 | 3290144.6067 | 2245591.2998 | 10042783.313 | 961560.8286 | 5375065.0943 | 5375065.0943 | 1478867.319 | 3031747.1076 | 0 | 16379409.2358 | 26265088.7567 | 56234.1325 | 0.63216 | 25910.2206 | 41548.1556 | 528.2149 | 847.0153
1 | 1800 | 707 | 0.04 | 15 | 15 | 7 | 7.4989e-11 | 5spot_SharedNeighbor | Water | Porous | Wet | R245fa | MinimizeLCOE_Brownfield | IgnoreSilica | 42.8855 | 5.1857 | 0.19979 | 4 | 22713.2898 | 35083.1287 | 463.0411 | 715.217 | 85.6737 | 0 | 130.509 | 987016.6667 | 31638.0204 | 1304024.0892 | 1277327.7072 | 0 | 214757.8024 | 0 | 1487758.0715 | 3870841.321 | 2641928.7394 | 11815292.4179 | 961560.8286 | 5375065.0943 | 5375065.0943 | 1478867.319 | 3031747.1076 | 0 | 18151918.3408 | 28037597.8616 | 74989.4209 | 0.79918 | 22713.2898 | 35083.1287 | 463.0411 | 715.217
1 | 1800 | 707 | 0.04 | 15 | 15 | 7 | 1e-10 | 5spot_SharedNeighbor | Water | Porous | Wet | R245fa | MinimizeLCOE_Brownfield | IgnoreSilica | 51.4434 | 6.2272 | 0.24775 | 4 | 20221.6913 | 30197.3251 | 412.2465 | 615.6133 | 85.7252 | 0 | 144.0064 | 1122923.2011 | 35990.7857 | 1509565.2282 | 1527945.8709 | 0 | 227726.0987 | 0 | 1725418.962 | 4489186.207 | 3063961.8298 | 13702718.1835 | 961560.8286 | 5375065.0943 | 5375065.0943 | 1478867.319 | 3031747.1076 | 0 | 20039344.1064 | 29925023.6272 | 100000 | 0.99098 | 20221.6913 | 30197.3251 | 412.2465 | 615.6133
1 | 1800 | 707 | 0.04 | 15 | 15 | 7 | 1.3335e-10 | 5spot_SharedNeighbor | Water | Porous | Wet | R245fa | MinimizeLCOE_Brownfield | IgnoreSilica | 60.3593 | 7.3107 | 0.30002 | 4 | 18285.6654 | 26523.0948 | 372.778 | 540.7092 | 85.7536 | 0 | 116.1475 | 1257299.1321 | 40285.6865 | 1716237.8263 | 1788932.7675 | 0 | 236505.4884 | 0 | 1965311.7513 | 5113338.0361 | 3489958.2782 | 15607868.9664 | 961560.8286 | 5375065.0943 | 5375065.0943 | 1478867.319 | 3031747.1076 | 0 | 21944494.8893 | 31830174.4101 | 133352.1432 | 1.2001 | 18285.6654 | 26523.0948 | 372.778 | 540.7092
1 | 1800 | 707 | 0.04 | 15 | 15 | 7 | 1.7783e-10 | 5spot_SharedNeighbor | Water | Porous | Wet | R245fa | MinimizeLCOE_Brownfield | IgnoreSilica | 69.105 | 8.3708 | 0.35375 | 4 | 16790.4775 | 23776.9 | 342.2966 | 484.7243 | 85.7587 | 0 | 144.4448 | 1383037.6582 | 44294.7394 | 1912600.1683 | 2044719.8435 | 0 | 240214.4995 | 0 | 2193698.0945 | 5707552.4525 | 3895521.8273 | 17421639.2831 | 961560.8286 | 5375065.0943 | 5375065.0943 | 1478867.319 | 3031747.1076 | 0 | 23758265.206 | 33643944.7269 | 177827.941 | 1.415 | 16790.4775 | 23776.9 | 342.2966 | 484.7243
1 | 1800 | 707 | 0.04 | 15 | 15 | 7 | 2.3714e-10 | 5spot_SharedNeighbor | Water | Porous | Wet | R245fa | MinimizeLCOE_Brownfield | IgnoreSilica | 77.1922 | 9.3477 | 0.40575 | 4 | 15643.6346 | 21734.6696 | 318.9167 | 443.0906 | 85.7442 | 0 | 144.5401 | 1494591.821 | 47841.9534 | 2089184.4115 | 2280968.7031 | 0 | 238931.6247 | 0 | 2399092.2203 | 6241945.8359 | 4260256.2921 | 19052812.8621 | 961560.8286 | 5375065.0943 | 5375065.0943 | 1478867.319 | 3031747.1076 | 0 | 25389438.785 | 35275118.3058 | 237137.3706 | 1.623 | 15643.6346 | 21734.6696 | 318.9167 | 443.0906
1 | 1800 | 707 | 0.04 | 15 | 15 | 7 | 3.1623e-10 | 5spot_SharedNeighbor | Water | Porous | Wet | R245fa | MinimizeLCOE_Brownfield | IgnoreSilica | 84.354 | 10.2091 | 0.45362 | 4 | 14769.262 | 20217.4476 | 301.0914 | 412.16 | 85.7167 | 0 | 154.11 | 1589943.2399 | 50865.6215 | 2241893.2931 | 2489894.5038 | 0 | 233919.3296 | 0 | 2576541.2353 | 6703631.773 | 4575366.4309 | 20462055.4271 | 961560.8286 | 5375065.0943 | 5375065.0943 | 1478867.319 | 3031747.1076 | 0 | 26798681.35 | 36684360.8709 | 316227.766 | 1.8145 | 14769.262 | 20217.4476 | 301.0914 | 412.16
1 | 1800 | 707 | 0.04 | 15 | 15 | 7 | 4.217e-10 | 5spot_SharedNeighbor | Water | Porous | Wet | R245fa | MinimizeLCOE_Brownfield | IgnoreSilica | 90.4272 | 10.9366 | 0.49568 | 4 | 14105.7163 | 19091.6448 | 287.5641 | 389.209 | 85.6832 | 0 | 155.4544 | 1668453.2905 | 53348.756 | 2368869.2464 | 2666818.9146 | 0 | 226439.3878 | 0 | 2723732.5422 | 7086593.3604 | 4836745.5834 | 21631001.0814 | 961560.8286 | 5375065.0943 | 5375065.0943 | 1478867.319 | 3031747.1076 | 0 | 27967627.0043 | 37853306.5251 | 421696.5034 | 1.9827 | 14105.7163 | 19091.6448 | 287.5641 | 389.209
1 | 1800 | 707 | 0.04 | 15 | 15 | 7 | 5.6234e-10 | 5spot_SharedNeighbor | Water | Porous | Wet | R245fa | MinimizeLCOE_Brownfield | IgnoreSilica | 95.4204 | 11.5324 | 0.53129 | 4 | 13603.8432 | 18255.5422 | 277.3327 | 372.1639 | 85.6489 | 0 | 177.8951 | 1731475.707 | 55337.4156 | 2471617.356 | 2812092.201 | 0 | 217849.264 | 0 | 2842465.0581 | 7395511.0113 | 5047588.2278 | 22573936.241 | 961560.8286 | 5375065.0943 | 5375065.0943 | 1478867.319 | 3031747.1076 | 0 | 28910562.1639 | 38796241.6847 | 562341.3252 | 2.1252 | 13603.8432 | 18255.5422 | 277.3327 | 372.1639
1 | 1800 | 707 | 0.04 | 15 | 15 | 7 | 7.4989e-10 | 5spot_SharedNeighbor | Water | Porous | Wet | R245fa | MinimizeLCOE_Brownfield | IgnoreSilica | 99.4501 | 12.0115 | 0.56067 | 4 | 13225.1316 | 17633.1023 | 269.6122 | 359.4746 | 85.6171 | 0 | 188.2415 | 1781376.0679 | 56908.8842 | 2553497.6052 | 2929202.1649 | 0 | 209282.5474 | 0 | 2936804.2351 | 7640962.1984 | 5215113.7065 | 23323147.4097 | 961560.8286 | 5375065.0943 | 5375065.0943 | 1478867.319 | 3031747.1076 | 0 | 29659773.3326 | 39545452.8534 | 749894.2093 | 2.2427 | 13225.1316 | 17633.1023 | 269.6122 | 359.4746
1 | 1800 | 707 | 0.04 | 15 | 15 | 7 | 1e-09 | 5spot_SharedNeighbor | Water | Porous | Wet | R245fa | MinimizeLCOE_Brownfield | IgnoreSilica | 102.6165 | 12.3869 | 0.58425 | 4 | 12939.8149 | 17169.8873 | 263.7956 | 350.0314 | 85.5895 | 0 | 209.8539 | 1820001.4022 | 58123.2807 | 2617199.9798 | 3021133.1674 | 0 | 201257.6425 | 0 | 3009909.0343 | 7831165.8901 | 5344931.6343 | 23903722.0314 | 961560.8286 | 5375065.0943 | 5375065.0943 | 1478867.319 | 3031747.1076 | 0 | 30240347.9543 | 40126027.4751 | 1000000 | 2.337 | 12939.8149 | 17169.8873 | 263.7956 | 350.0314
1 | 1800 | 707 | 0.04 | 15 | 15 | 7 | 1.3335e-09 | 5spot_SharedNeighbor | Water | Porous | Wet | R245fa | MinimizeLCOE_Brownfield | IgnoreSilica | 105.0649 | 12.6765 | 0.60282 | 4 | 12725.1025 | 16824.8387 | 259.4184 | 342.9971 | 85.5667 | 0 | 211.6618 | 1849524.3249 | 59050.2719 | 2666082.5049 | 3092163.0333 | 0 | 194134.0134 | 0 | 3065772.1178 | 7976510.1743 | 5444132.0949 | 24347368.5353 | 961560.8286 | 5375065.0943 | 5375065.0943 | 1478867.319 | 3031747.1076 | 0 | 30683994.4582 | 40569673.979 | 1333521.4322 | 2.4113 | 12725.1025 | 16824.8387 | 259.4184 | 342.9971
1 | 1800 | 707 | 0.04 | 15 | 15 | 7 | 1.7783e-09 | 5spot_SharedNeighbor | Water | Porous | Wet | R245fa | MinimizeLCOE_Brownfield | IgnoreSilica | 106.9675 | 12.9011 | 0.61738 | 4 | 12563.6542 | 16566.7564 | 256.1271 | 337.7357 | 85.5482 | 0 | 894.0654 | 1872262.2954 | 59763.4793 | 2703845.4012 | 3147323.9038 | 0 | 188182.0886 | 0 | 3108837.0956 | 8088556.4126 | 5520605.9548 | 24689376.6312 | 961560.8286 | 5375065.0943 | 5375065.0943 | 1478867.319 | 3031747.1076 | 0 | 31026002.5541 | 40911682.075 | 1778279.41 | 2.4695 | 12563.6542 | 16566.7564 | 256.1271 | 337.7357
1 | 1800 | 707 | 0.04 | 15 | 15 | 7 | 2.3714e-09 | 5spot_SharedNeighbor | Water | Porous | Wet | R245fa | MinimizeLCOE_Brownfield | IgnoreSilica | 108.4218 | 13.0725 | 0.62861 | 4 | 12442.3307 | 16373.8893 | 253.6537 | 333.8039 | 85.5334 | 0 | 187.4195 | 1889525.009 | 60304.5063 | 2732582.1375 | 3189468.6682 | 0 | 183289.7901 | 0 | 3141516.3433 | 8173581.1118 | 5578637.0591 | 24948904.6254 | 961560.8286 | 5375065.0943 | 5375065.0943 | 1478867.319 | 3031747.1076 | 0 | 31285530.5482 | 41171210.0691 | 2371373.7057 | 2.5144 | 12442.3307 | 16373.8893 | 253.6537 | 333.8039
1 | 1800 | 707 | 0.04 | 15 | 15 | 7 | 3.1623e-09 | 5spot_SharedNeighbor | Water | Porous | Wet | R245fa | MinimizeLCOE_Brownfield | IgnoreSilica | 109.5038 | 13.1999 | 0.63712 | 4 | 12351.2024 | 16230.2326 | 251.796 | 330.8752 | 85.5222 | 0 | 168.9472 | 1902302.7504 | 60704.7208 | 2753890.3984 | 3220813.058 | 0 | 179261.3585 | 0 | 3165619.1916 | 8236291.7787 | 5621438.3778 | 25140321.6341 | 961560.8286 | 5375065.0943 | 5375065.0943 | 1478867.319 | 3031747.1076 | 0 | 31476947.557 | 41362627.0779 | 3162277.6602 | 2.5485 | 12351.2024 | 16230.2326 | 251.796 | 330.8752
1 | 1800 | 707 | 0.04 | 15 | 15 | 7 | 4.217e-09 | 5spot_SharedNeighbor | Water | Porous | Wet | R245fa | MinimizeLCOE_Brownfield | IgnoreSilica | 110.3534 | 13.2998 | 0.64373 | 4 | 12282.7793 | 16121.9866 | 250.4011 | 328.6685 | 85.5132 | 0 | 187.0635 | 1912295.4976 | 61017.5565 | 2770576.6863 | 3245414.4275 | 0 | 176200.0093 | 0 | 3184546.6291 | 8285537.0886 | 5655049.3138 | 25290637.2087 | 961560.8286 | 5375065.0943 | 5375065.0943 | 1478867.319 | 3031747.1076 | 0 | 31627263.1316 | 41512942.6525 | 4216965.0343 | 2.5749 | 12282.7793 | 16121.9866 | 250.4011 | 328.6685
1 | 1800 | 707 | 0.04 | 15 | 15 | 7 | 5.6234e-09 | 5spot_SharedNeighbor | Water | Porous | Wet | R245fa | MinimizeLCOE_Brownfield | IgnoreSilica | 110.9723 | 13.3726 | 0.64865 | 4 | 12231.419 | 16041.4904 | 249.354 | 327.0275 | 85.5066 | 0 | 214.6205 | 1919555.0904 | 61244.7438 | 2782711.4042 | 3263336.0935 | 0 | 173718.7342 | 0 | 3198220.7657 | 8321114.3871 | 5679331.551 | 25399232.7698 | 961560.8286 | 5375065.0943 | 5375065.0943 | 1478867.319 | 3031747.1076 | 0 | 31735858.6927 | 41621538.2135 | 5623413.2519 | 2.5946 | 12231.419 | 16041.4904 | 249.354 | 327.0275
1 | 1800 | 707 | 0.04 | 15 | 15 | 7 | 7.4989e-09 | 5spot_SharedNeighbor | Water | Porous | Wet | R245fa | MinimizeLCOE_Brownfield | IgnoreSilica | 111.4398 | 13.4275 | 0.65238 | 4 | 12192.8752 | 15981.1744 | 248.5683 | 325.7979 | 85.5015 | 0 | 173.469 | 1925026.1027 | 61415.9112 | 2791863.3132 | 3276869.6643 | 0 | 171805.5197 | 0 | 3208522.3993 | 8347917.1246 | 5697624.9701 | 25481045.0052 | 961560.8286 | 5375065.0943 | 5375065.0943 | 1478867.319 | 3031747.1076 | 0 | 31817670.9281 | 41703350.4489 | 7498942.0933 | 2.6095 | 12192.8752 | 15981.1744 | 248.5683 | 325.7979
1 | 1800 | 707 | 0.04 | 15 | 15 | 7 | 1e-08 | 5spot_SharedNeighbor | Water | Porous | Wet | R245fa | MinimizeLCOE_Brownfield | IgnoreSilica | 111.8077 | 13.4708 | 0.65526 | 4 | 12163.9547 | 15935.6069 | 247.9787 | 324.8689 | 85.4975 | 0 | 186.7547 | 1929323.5428 | 61550.3339 | 2799056.2093 | 3287516.659 | 0 | 170401.4184 | 0 | 3216660.7837 | 8369091.5313 | 5712076.9377 | 25545677.4159 | 961560.8286 | 5375065.0943 | 5375065.0943 | 1478867.319 | 3031747.1076 | 0 | 31882303.3388 | 41767982.8597 | 10000000 | 2.621 | 12163.9547 | 15935.6069 | 247.9787 | 324.8689
1 | 1900 | 707 | 0.04 | 15 | 15 | 7 | 1e-13 | 5spot_SharedNeighbor | Water | Porous | Wet | R245fa | MinimizeLCOE_Brownfield | IgnoreSilica | 0 | 0 | 0 | 0 | [6 empty] | 16.1286 | [19 empty] | 100 | 0
1 | 1900 | 707 | 0.04 | 15 | 15 | 7 | 1.3335e-13 | 5spot_SharedNeighbor | Water | Porous | Wet | R245fa | MinimizeLCOE_Brownfield | IgnoreSilica | 0 | 0 | 0 | 0 | [6 empty] | 20.867 | [19 empty] | 133.3521 | 0
1 | 1900 | 707 | 0.04 | 15 | 15 | 7 | 1.7783e-13 | 5spot_SharedNeighbor | Water | Porous | Wet | R245fa | MinimizeLCOE_Brownfield | IgnoreSilica | 0 | 0 | 0 | 0 | [6 empty] | 21.1702 | [19 empty] | 177.8279 | 0
1 | 1900 | 707 | 0.04 | 15 | 15 | 7 | 2.3714e-13 | 5spot_SharedNeighbor | Water | Porous | Wet | R245fa | MinimizeLCOE_Brownfield | IgnoreSilica | 0 | 0 | 0 | 0 | [6 empty] | 20.3451 | [19 empty] | 237.1374 | 0
1 | 1900 | 707 | 0.04 | 15 | 15 | 7 | 3.1623e-13 | 5spot_SharedNeighbor | Water | Porous | Wet | R245fa | MinimizeLCOE_Brownfield | IgnoreSilica | 0 | 0 | 0 | 0 | [6 empty] | 21.7784 | [19 empty] | 316.2278 | 0
1 | 1900 | 707 | 0.04 | 15 | 15 | 7 | 4.217e-13 | 5spot_SharedNeighbor | Water | Porous | Wet | R245fa | MinimizeLCOE_Brownfield | IgnoreSilica | 0 | 0 | 0 | 0 | [6 empty] | 21.9149 | [19 empty] | 421.6965 | 0
1 | 1900 | 707 | 0.04 | 15 | 15 | 7 | 5.6234e-13 | 5spot_SharedNeighbor | Water | Porous | Wet | R245fa | MinimizeLCOE_Brownfield | IgnoreSilica | 0 | 0 | 0 | 0 | [6 empty] | 24.1634 | [19 empty] | 562.3413 | 0
1 | 1900 | 707 | 0.04 | 15 | 15 | 7 | 7.4989e-13 | 5spot_SharedNeighbor | Water | Porous | Wet | R245fa | MinimizeLCOE_Brownfield | IgnoreSilica | 0.73307 | 0.064723 | 0.00028313 | 4 | 6295517.9155 | 15409494.56 | 128342.648 | 314143.3895 | 72.2251 | 0 | 79.1994 | 41058.1184 | 1164.7525 | 39550.3069 | 42741.3206 | 0 | 31005.0372 | 0 | 60652.6188 | 157805.6726 | 107705.6142 | 481683.4411 | 961560.8286 | 5686671.2401 | 5686671.2401 | 1478867.319 | 3156389.5659 | 0 | 7129915.5098 | 17451843.6348 | 749.8942 | 0.0011325 | 6295517.9155 | 15409494.56 | 128342.648 | 314143.3895
1 | 1900 | 707 | 0.04 | 15 | 15 | 7 | 1e-12 | 5spot_SharedNeighbor | Water | Porous | Wet | R245fa | MinimizeLCOE_Brownfield | IgnoreSilica | 1.0485 | 0.10416 | 0.001179 | 4 | 1547413.24 | 3736163.0832 | 31546.1119 | 76166.738 | 76.8769 | 0 | 173.8505 | 60017.0245 | 1772.6485 | 57637.5596 | 52369.1331 | 0 | 37813.8408 | 0 | 81747.9806 | 212691.4766 | 145166.3032 | 649215.967 | 961560.8286 | 5686671.2401 | 5686671.2401 | 1478867.319 | 3156389.5659 | 0 | 7297448.0357 | 17619376.1607 | 1000 | 0.0047159 | 1547413.24 | 3736163.0832 | 31546.1119 | 76166.738
1 | 1900 | 707 | 0.04 | 15 | 15 | 7 | 1.3335e-12 | 5spot_SharedNeighbor | Water | Porous | Wet | R245fa | MinimizeLCOE_Brownfield | IgnoreSilica | 1.4764 | 0.15887 | 0.0025454 | 4 | 737315.8466 | 1751081.6573 | 15031.1808 | 35698.1681 | 80.3092 | 0 | 252.4509 | 83124.0303 | 2527.809 | 80568.048 | 65270.3371 | 0 | 45835.0493 | 0 | 108156.8568 | 281401.9553 | 192062.6167 | 858946.7027 | 961560.8286 | 5686671.2401 | 5686671.2401 | 1478867.319 | 3156389.5659 | 0 | 7507178.7714 | 17829106.8964 | 1333.5214 | 0.010182 | 737315.8466 | 1751081.6573 | 15031.1808 | 35698.1681
1 | 1900 | 707 | 0.04 | 15 | 15 | 7 | 1.7783e-12 | 5spot_SharedNeighbor | Water | Porous | Wet | R245fa | MinimizeLCOE_Brownfield | IgnoreSilica | 1.982 | 0.22428 | 0.004482 | 4 | 431415.1714 | 1007159.6266 | 8794.9818 | 20532.3113 | 82.5886 | 0 | 350.5746 | 107749.3768 | 3340.291 | 105962.6947 | 80388.7091 | 0 | 53245.5124 | 0 | 136767.7678 | 355841.6768 | 242869.2562 | 1086165.2847 | 961560.8286 | 5686671.2401 | 5686671.2401 | 1478867.319 | 3156389.5659 | 0 | 7734397.3534 | 18056325.4784 | 1778.2794 | 0.017928 | 431415.1714 | 1007159.6266 | 8794.9818 | 20532.3113
1 | 1900 | 707 | 0.04 | 15 | 15 | 7 | 2.3714e-12 | 5spot_SharedNeighbor | Water | Porous | Wet | R245fa | MinimizeLCOE_Brownfield | IgnoreSilica | 2.6498 | 0.31165 | 0.0072022 | 4 | 278321.6891 | 636613.0756 | 5673.9641 | 12978.2186 | 84.3353 | 0 | 74.4779 | 137517.4829 | 4329.099 | 137665.5017 | 100849.8994 | 0 | 61923.0077 | 0 | 172491.1464 | 448786.5801 | 306306.0626 | 1369868.7799 | 961560.8286 | 5686671.2401 | 5686671.2401 | 1478867.319 | 3156389.5659 | 0 | 8018100.8486 | 18340028.9736 | 2371.3737 | 0.028809 | 278321.6891 | 636613.0756 | 5673.9641 | 12978.2186
1 | 1900 | 707 | 0.04 | 15 | 15 | 7 | 3.1623e-12 | 5spot_SharedNeighbor | Water | Porous | Wet | R245fa | MinimizeLCOE_Brownfield | IgnoreSilica | 3.5124 | 0.42448 | 0.010843 | 4 | 192723.3861 | 430713.4404 | 3928.9269 | 8780.6761 | 85.647 | 0 | 81.4259 | 172288.3182 | 5484.8446 | 176089.726 | 126700.486 | 0 | 71675.4533 | 0 | 215373.143 | 560356.7389 | 382454.9885 | 1710423.6986 | 961560.8286 | 5686671.2401 | 5686671.2401 | 1478867.319 | 3156389.5659 | 0 | 8358655.7673 | 18680583.8923 | 3162.2777 | 0.043371 | 192723.3861 | 430713.4404 | 3928.9269 | 8780.6761
1 | 1900 | 707 | 0.04 | 15 | 15 | 7 | 4.217e-12 | 5spot_SharedNeighbor | Water | Porous | Wet | R245fa | MinimizeLCOE_Brownfield | IgnoreSilica | 4.6307 | 0.57133 | 0.015756 | 4 | 139246.8661 | 303026.8162 | 2838.7357 | 6177.6115 | 86.6412 | 0 | 96.4593 | 213568.5085 | 6858.9402 | 223158.7502 | 160511.1666 | 0 | 82815.6647 | 0 | 267896.0818 | 697010.6518 | 475724.092 | 2127543.8558 | 961560.8286 | 5686671.2401 | 5686671.2401 | 1478867.319 | 3156389.5659 | 0 | 8775775.9245 | 19097704.0495 | 4216.965 | 0.063023 | 139246.8661 | 303026.8162 | 2838.7357 | 6177.6115
1 | 1900 | 707 | 0.04 | 15 | 15 | 7 | 5.6234e-12 | 5spot_SharedNeighbor | Water | Porous | Wet | R245fa | MinimizeLCOE_Brownfield | IgnoreSilica | 6.0138 | 0.75313 | 0.02224 | 4 | 104108.6095 | 220138.685 | 2122.3948 | 4487.8249 | 87.3627 | 0 | 112.006 | 260376.2468 | 8416.4917 | 278194.0258 | 202384.15 | 0 | 94335.7417 | 0 | 329045.5958 | 856109.1439 | 584312.082 | 2613173.4777 | 961560.8286 | 5686671.2401 | 5686671.2401 | 1478867.319 | 3156389.5659 | 0 | 9261405.5464 | 19583333.6714 | 5623.4133 | 0.088959 | 104108.6095 | 220138.685 | 2122.3948 | 4487.8249
1 | 1900 | 707 | 0.04 | 15 | 15 | 7 | 7.4989e-12 | 5spot_SharedNeighbor | Water | Porous | Wet | R245fa | MinimizeLCOE_Brownfield | IgnoreSilica | 7.6922 | 0.97298 | 0.030582 | 4 | 80245.1017 | 164625.3547 | 1635.9049 | 3356.1105 | 87.8509 | 0 | 112.7895 | 312456.8997 | 10145.2556 | 341324.763 | 253070.0286 | 0 | 105798.8926 | 0 | 398890.3774 | 1037830.9383 | 708340.9407 | 3167858.0958 | 961560.8286 | 5686671.2401 | 5686671.2401 | 1478867.319 | 3156389.5659 | 0 | 9816090.1645 | 20138018.2895 | 7498.9421 | 0.12233 | 80245.1017 | 164625.3547 | 1635.9049 | 3356.1105
1 | 1900 | 707 | 0.04 | 15 | 15 | 7 | 1e-11 | 5spot_SharedNeighbor | Water | Porous | Wet | R245fa | MinimizeLCOE_Brownfield | IgnoreSilica | 10.1017 | 1.2916 | 0.042183 | 4 | 62746.9691 | 123920.6306 | 1279.1818 | 2526.2897 | 88.3781 | 0 | 112.0015 | 382340.3067 | 12471.2993 | 427955.9441 | 326206.0322 | 0 | 122850.8263 | 0 | 496011.5194 | 1290520.2275 | 880806.5728 | 3939162.7285 | 961560.8286 | 5686671.2401 | 5686671.2401 | 1478867.319 | 3156389.5659 | 0 | 10587394.7972 | 20909322.9222 | 10000 | 0.16873 | 62746.9691 | 123920.6306 | 1279.1818 | 2526.2897
1 | 1900 | 707 | 0.04 | 15 | 15 | 7 | 1.3335e-11 | 5spot_SharedNeighbor | Water | Porous | Wet | R245fa | MinimizeLCOE_Brownfield | IgnoreSilica | 12.9593 | 1.6681 | 0.056904 | 4 | 50301.513 | 95649.7416 | 1025.4644 | 1949.9494 | 88.7085 | 0 | 84.6925 | 458337.9803 | 14993.3781 | 525012.8726 | 412835.3046 | 0 | 138947.6206 | 0 | 604549.591 | 1572914.0256 | 1073546.1426 | 4801136.9157 | 961560.8286 | 5686671.2401 | 5686671.2401 | 1478867.319 | 3156389.5659 | 0 | 11449368.9844 | 21771297.1094 | 13335.2143 | 0.22761 | 50301.513 | 95649.7416 | 1025.4644 | 1949.9494
1 | 1900 | 707 | 0.04 | 15 | 15 | 7 | 1.7783e-11 | 5spot_SharedNeighbor | Water | Porous | Wet | R245fa | MinimizeLCOE_Brownfield | IgnoreSilica | 16.5083 | 2.1359 | 0.075897 | 4 | 41078.6104 | 75078.1861 | 837.443 | 1530.5704 | 88.9613 | 0 | 120.7546 | 545894.5424 | 17894.9612 | 639678.5891 | 520435.234 | 0 | 156091.1075 | 0 | 733197.8294 | 1907630.3526 | 1301996.9135 | 5822819.5298 | 961560.8286 | 5686671.2401 | 5686671.2401 | 1478867.319 | 3156389.5659 | 0 | 12471051.5985 | 22792979.7235 | 17782.7941 | 0.30359 | 41078.6104 | 75078.1861 | 837.443 | 1530.5704
1 | 1900 | 707 | 0.04 | 15 | 15 | 7 | 2.3714e-11 | 5spot_SharedNeighbor | Water | Porous | Wet | R245fa | MinimizeLCOE_Brownfield | IgnoreSilica | 20.8936 | 2.7139 | 0.1002 | 4 | 34130.7647 | 59884.8722 | 695.8018 | 1220.8341 | 89.1562 | 0 | 97.799 | 646522.5858 | 21224.8201 | 774650.7785 | 653386.4467 | 0 | 174277.0809 | 0 | 885324.0677 | 2303431.6192 | 1572139.4109 | 7030956.8097 | 961560.8286 | 5686671.2401 | 5686671.2401 | 1478867.319 | 3156389.5659 | 0 | 13679188.8784 | 24001117.0034 | 23713.7371 | 0.40079 | 34130.7647 | 59884.8722 | 695.8018 | 1220.8341
1 | 1900 | 707 | 0.04 | 15 | 15 | 7 | 3.1623e-11 | 5spot_SharedNeighbor | Water | Porous | Wet | R245fa | MinimizeLCOE_Brownfield | IgnoreSilica | 26.2307 | 3.4174 | 0.13087 | 4 | 28825.9555 | 48544.3043 | 587.6561 | 989.6413 | 89.3066 | 0 | 130.3077 | 760761.8521 | 24999.1354 | 931410.7706 | 815203.8615 | 0 | 193019.0189 | 0 | 1062903.909 | 2765457.9397 | 1887481.8683 | 8441238.3555 | 961560.8286 | 5686671.2401 | 5686671.2401 | 1478867.319 | 3156389.5659 | 0 | 15089470.4242 | 25411398.5492 | 31622.7766 | 0.52347 | 28825.9555 | 48544.3043 | 587.6561 | 989.6413
1 | 1900 | 707 | 0.04 | 15 | 15 | 7 | 4.217e-11 | 5spot_SharedNeighbor | Water | Porous | Wet | R245fa | MinimizeLCOE_Brownfield | IgnoreSilica | 32.6567 | 4.2647 | 0.16904 | 4 | 24731.8856 | 39997.4622 | 504.1929 | 815.4024 | 89.4236 | 0 | 137.4071 | 889445.7262 | 29243.7404 | 1111851.0717 | 1010046.8336 | 0 | 212103.3976 | 0 | 1268549.4001 | 3300505.3239 | 2252662.7021 | 10074408.1957 | 961560.8286 | 5686671.2401 | 5686671.2401 | 1478867.319 | 3156389.5659 | 0 | 16722640.2644 | 27044568.3894 | 42169.6503 | 0.67616 | 24731.8856 | 39997.4622 | 504.1929 | 815.4024
1 | 1900 | 707 | 0.04 | 15 | 15 | 7 | 5.6234e-11 | 5spot_SharedNeighbor | Water | Porous | Wet | R245fa | MinimizeLCOE_Brownfield | IgnoreSilica | 39.546 | 5.173 | 0.21387 | 4 | 21506.7115 | 33572.28 | 438.4434 | 684.4163 | 89.5075 | 0 | 162.4149 | 1019274.0514 | 33519.1873 | 1297494.1023 | 1218942.4666 | 0 | 224603.6524 | 0 | 1479595.0494 | 3849602.8119 | 2627433.0205 | 11750464.3418 | 961560.8286 | 5686671.2401 | 5686671.2401 | 1478867.319 | 3156389.5659 | 0 | 18398696.4105 | 28720624.5355 | 56234.1325 | 0.85549 | 21506.7115 | 33572.28 | 438.4434 | 684.4163
1 | 1900 | 707 | 0.04 | 15 | 15 | 7 | 7.4989e-11 | 5spot_SharedNeighbor | Water | Porous | Wet | R245fa | MinimizeLCOE_Brownfield | IgnoreSilica | 48.8855 | 6.4042 | 0.27097 | 4 | 19028.1183 | 28551.1176 | 387.9139 | 582.0532 | 89.5812 | 0 | 116.2202 | 1184981.6373 | 38966.1773 | 1539058.4123 | 1502105.3727 | 0 | 247351.9018 | 0 | 1759860.7655 | 4578796.7148 | 3125122.8427 | 13976243.8242 | 961560.8286 | 5686671.2401 | 5686671.2401 | 1478867.319 | 3156389.5659 | 0 | 20624475.8929 | 30946404.018 | 74989.4209 | 1.0839 | 19028.1183 | 28551.1176 | 387.9139 | 582.0532
1 | 1900 | 707 | 0.04 | 15 | 15 | 7 | 1e-10 | 5spot_SharedNeighbor | Water | Porous | Wet | R245fa | MinimizeLCOE_Brownfield | IgnoreSilica | 58.0035 | 7.6048 | 0.33203 | 4 | 17098.2181 | 24870.0848 | 348.5703 | 507.0103 | 89.6213 | 0 | 109.3029 | 1337654.3368 | 43973.428 | 1765790.9472 | 1778411.3279 | 0 | 259459.8108 | 0 | 2022263.0418 | 5261513.6116 | 3591091.1532 | 16060157.6575 | 961560.8286 | 5686671.2401 | 5686671.2401 | 1478867.319 | 3156389.5659 | 0 | 22708389.7262 | 33030317.8512 | 100000 | 1.3281 | 17098.2181 | 24870.0848 | 348.5703 | 507.0103
1 | 1900 | 707 | 0.04 | 15 | 15 | 7 | 1.3335e-10 | 5spot_SharedNeighbor | Water | Porous | Wet | R245fa | MinimizeLCOE_Brownfield | IgnoreSilica | 67.1922 | 8.8117 | 0.39649 | 4 | 15600.7451 | 22109.0882 | 318.0423 | 450.7237 | 89.634 | 0 | 138.6647 | 1483958.7199 | 48759.2455 | 1986620.0969 | 2056557.2163 | 0 | 265996.6961 | 0 | 2278337.8701 | 5927767.7867 | 4045823.3179 | 18093820.9493 | 961560.8286 | 5686671.2401 | 5686671.2401 | 1478867.319 | 3156389.5659 | 0 | 24742053.018 | 35063981.143 | 133352.1432 | 1.586 | 15600.7451 | 22109.0882 | 318.0423 | 450.7237
1 | 1900 | 707 | 0.04 | 15 | 15 | 7 | 1.7783e-10 | 5spot_SharedNeighbor | Water | Porous | Wet | R245fa | MinimizeLCOE_Brownfield | IgnoreSilica | 75.9398 | 9.9564 | 0.46067 | 4 | 14446.7129 | 20048.3307 | 294.5158 | 408.7123 | 89.6217 | 0 | 146.6061 | 1617100.3455 | 53101.28 | 2190551.8167 | 2320906.6069 | 0 | 266723.6976 | 0 | 2514869.6612 | 6543174.9878 | 4465851.378 | 19972279.7736 | 961560.8286 | 5686671.2401 | 5686671.2401 | 1478867.319 | 3156389.5659 | 0 | 26620511.8423 | 36942439.9673 | 177827.941 | 1.8427 | 14446.7129 | 20048.3307 | 294.5158 | 408.7123
1 | 1900 | 707 | 0.04 | 15 | 15 | 7 | 2.3714e-10 | 5spot_SharedNeighbor | Water | Porous | Wet | R245fa | MinimizeLCOE_Brownfield | IgnoreSilica | 83.8593 | 10.988 | 0.52117 | 4 | 13563.1595 | 18514.4954 | 276.5034 | 377.443 | 89.591 | 0 | 157.7427 | 1732990.7943 | 56868.5108 | 2370371.0363 | 2559739.7092 | 0 | 262523.2607 | 0 | 2723172.3914 | 7085135.9631 | 4835750.8798 | 21626552.5457 | 961560.8286 | 5686671.2401 | 5686671.2401 | 1478867.319 | 3156389.5659 | 0 | 28274784.6144 | 38596712.7394 | 237137.3706 | 2.0847 | 13563.1595 | 18514.4954 | 276.5034 | 377.443
1 | 1900 | 707 | 0.04 | 15 | 15 | 7 | 3.1623e-10 | 5spot_SharedNeighbor | Water | Porous | Wet | R245fa | MinimizeLCOE_Brownfield | IgnoreSilica | 90.705 | 11.8754 | 0.57542 | 4 | 12890.3046 | 17374.8078 | 262.7863 | 354.209 | 89.5505 | 0 | 164.464 | 1829887.4718 | 60008.3343 | 2522392.1705 | 2765742.5794 | 0 | 254757.6333 | 0 | 2898787.3938 | 7542050.1757 | 5147604.2185 | 23021229.9773 | 961560.8286 | 5686671.2401 | 5686671.2401 | 1478867.319 | 3156389.5659 | 0 | 29669462.046 | 39991390.171 | 316227.766 | 2.3017 | 12890.3046 | 17374.8078 | 262.7863 | 354.209
1 | 1900 | 707 | 0.04 | 15 | 15 | 7 | 4.217e-10 | 5spot_SharedNeighbor | Water | Porous | Wet | R245fa | MinimizeLCOE_Brownfield | IgnoreSilica | 93.9782 | 12.298 | 0.61219 | 4 | 12361.244 | 16576.4421 | 252.0007 | 337.9332 | 89.5266 | 0 | 169.4025 | 1875197.7642 | 61473.1176 | 2594012.1 | 2864075.8352 | 0 | 231756.4111 | 0 | 2974340.939 | 7738625.0021 | 5281770.5767 | 23621251.746 | 961560.8286 | 5686671.2401 | 5686671.2401 | 1478867.319 | 3156389.5659 | 0 | 30269483.8147 | 40591411.9397 | 421696.5034 | 2.4487 | 12361.244 | 16576.4421 | 252.0007 | 337.9332
1 | 1900 | 707 | 0.04 | 15 | 15 | 7 | 5.6234e-10 | 5spot_SharedNeighbor | Water | Porous | Wet | R245fa | MinimizeLCOE_Brownfield | IgnoreSilica | 101.0897 | 13.2125 | 0.66122 | 4 | 11994.0157 | 15896.6492 | 244.5142 | 324.0747 | 89.4658 | 0 | 158.1543 | 1971484.1221 | 64578.1081 | 2747345.5021 | 3077321.7745 | 0 | 234922.7279 | 0 | 3157304.3715 | 8214658.3224 | 5606673.0994 | 25074288.028 | 961560.8286 | 5686671.2401 | 5686671.2401 | 1478867.319 | 3156389.5659 | 0 | 31722520.0967 | 42044448.2217 | 562341.3252 | 2.6449 | 11994.0157 | 15896.6492 | 244.5142 | 324.0747
1 | 1900 | 707 | 0.04 | 15 | 15 | 7 | 7.4989e-10 | 5spot_SharedNeighbor | Water | Porous | Wet | R245fa | MinimizeLCOE_Brownfield | IgnoreSilica | 104.7897 | 13.6861 | 0.69289 | 4 | 11702.7408 | 15426.9613 | 238.5762 | 314.4995 | 89.4293 | 0 | 174.1419 | 2020448.9058 | 66152.7507 | 2825928.0868 | 3188041.7216 | 0 | 225095.5711 | 0 | 3247010.144 | 8448054.3414 | 5765970.6782 | 25786702.1996 | 961560.8286 | 5686671.2401 | 5686671.2401 | 1478867.319 | 3156389.5659 | 0 | 32434934.2683 | 42756862.3933 | 749894.2093 | 2.7716 | 11702.7408 | 15426.9613 | 238.5762 | 314.4995
1 | 1900 | 707 | 0.04 | 15 | 15 | 7 | 1e-09 | 5spot_SharedNeighbor | Water | Porous | Wet | R245fa | MinimizeLCOE_Brownfield | IgnoreSilica | 107.701 | 14.0576 | 0.71819 | 4 | 11483.2442 | 15076.2999 | 234.1015 | 307.3508 | 89.3983 | 0 | 159.5832 | 2058449.472 | 67372.6694 | 2887201.3819 | 3275043.4973 | 0 | 216301.3509 | 0 | 3316703.6649 | 8629382.5865 | 5889730.9314 | 26340185.5542 | 961560.8286 | 5686671.2401 | 5686671.2401 | 1478867.319 | 3156389.5659 | 0 | 32988417.6229 | 43310345.7479 | 1000000 | 2.8727 | 11483.2442 | 15076.2999 | 234.1015 | 307.3508
1 | 1900 | 707 | 0.04 | 15 | 15 | 7 | 1.3335e-09 | 5spot_SharedNeighbor | Water | Porous | Wet | R245fa | MinimizeLCOE_Brownfield | IgnoreSilica | 109.9318 | 14.3416 | 0.73793 | 4 | 11318.0192 | 14814.9603 | 230.7331 | 302.023 | 89.3733 | 0 | 182.4023 | 2087261.0552 | 68296.3128 | 2933827.3726 | 3341640.1636 | 0 | 208625.5474 | 0 | 3369463.6762 | 8766653.3133 | 5983421.0231 | 26759188.4642 | 961560.8286 | 5686671.2401 | 5686671.2401 | 1478867.319 | 3156389.5659 | 0 | 33407420.5329 | 43729348.658 | 1333521.4322 | 2.9517 | 11318.0192 | 14814.9603 | 230.7331 | 302.023
1 | 1900 | 707 | 0.04 | 15 | 15 | 7 | 1.7783e-09 | 5spot_SharedNeighbor | Water | Porous | Wet | R245fa | MinimizeLCOE_Brownfield | IgnoreSilica | 111.6567 | 14.5608 | 0.7533 | 4 | 11193.7503 | 14619.3342 | 228.1997 | 298.0349 | 89.3533 | 0 | 193.6878 | 2109358.426 | 69003.9412 | 2969687.6298 | 3393090.4692 | 0 | 202296.2499 | 0 | 3409940.3193 | 8871965.2358 | 6055298.5741 | 27080640.8452 | 961560.8286 | 5686671.2401 | 5686671.2401 | 1478867.319 | 3156389.5659 | 0 | 33728872.9139 | 44050801.0389 | 1778279.41 | 3.0132 | 11193.7503 | 14619.3342 | 228.1997 | 298.0349
1 | 1900 | 707 | 0.04 | 15 | 15 | 7 | 2.3714e-09 | 5spot_SharedNeighbor | Water | Porous | Wet | R245fa | MinimizeLCOE_Brownfield | IgnoreSilica | 112.9649 | 14.7267 | 0.76508 | 4 | 11100.3454 | 14473.1568 | 226.2956 | 295.0549 | 89.3376 | 0 | 199.6433 | 2126013.3466 | 69536.8338 | 2996773.5372 | 3432084.6319 | 0 | 197125.9777 | 0 | 3440398.3876 | 8951210.8818 | 6109385.3558 | 27322528.9524 | 961560.8286 | 5686671.2401 | 5686671.2401 | 1478867.319 | 3156389.5659 | 0 | 33970761.0211 | 44292689.1461 | 2371373.7057 | 3.0603 | 11100.3454 | 14473.1568 | 226.2956 | 295.0549
1 | 1900 | 707 | 0.04 | 15 | 15 | 7 | 3.1623e-09 | 5spot_SharedNeighbor | Water | Porous | Wet | R245fa | MinimizeLCOE_Brownfield | IgnoreSilica | 113.964 | 14.8533 | 0.77412 | 4 | 11030.1749 | 14363.6237 | 224.865 | 292.8219 | 89.3254 | 0 | 184.907 | 2138673.3589 | 69941.6416 | 3017395.9689 | 3461850.2678 | 0 | 193034.6705 | 0 | 3463549.404 | 9011445.0775 | 6150496.4321 | 27506386.8213 | 961560.8286 | 5686671.2401 | 5686671.2401 | 1478867.319 | 3156389.5659 | 0 | 34154618.89 | 44476547.015 | 3162277.6602 | 3.0965 | 11030.1749 | 14363.6237 | 224.865 | 292.8219
1 | 1900 | 707 | 0.04 | 15 | 15 | 7 | 4.217e-09 | 5spot_SharedNeighbor | Water | Porous | Wet | R245fa | MinimizeLCOE_Brownfield | IgnoreSilica | 114.7165 | 14.9486 | 0.78097 | 4 | 10977.4804 | 14281.6745 | 223.7908 | 291.1513 | 89.316 | 0 | 189.0147 | 2148175.0507 | 70245.31 | 3032892.7588 | 3484261.3301 | 0 | 189808.0998 | 0 | 3480899.1943 | 9056585.673 | 6181305.816 | 27644173.2328 | 961560.8286 | 5686671.2401 | 5686671.2401 | 1478867.319 | 3156389.5659 | 0 | 34292405.3015 | 44614333.4265 | 4216965.0343 | 3.1239 | 10977.4804 | 14281.6745 | 223.7908 | 291.1513
1 | 1900 | 707 | 0.04 | 15 | 15 | 7 | 5.6234e-09 | 5spot_SharedNeighbor | Water | Porous | Wet | R245fa | MinimizeLCOE_Brownfield | IgnoreSilica | 115.287 | 15.0208 | 0.78618 | 4 | 10937.9221 | 14220.2393 | 222.9843 | 289.8988 | 89.3089 | 0 | 191.8246 | 2155358.8193 | 70474.8122 | 3044620.0274 | 3501245.8584 | 0 | 187313.8514 | 0 | 3494015.2138 | 9090710.8651 | 6204596.9609 | 27748336.4084 | 961560.8286 | 5686671.2401 | 5686671.2401 | 1478867.319 | 3156389.5659 | 0 | 34396568.4771 | 44718496.6021 | 5623413.2519 | 3.1447 | 10937.9221 | 14220.2393 | 222.9843 | 289.8988
1 | 1900 | 707 | 0.04 | 15 | 15 | 7 | 7.4989e-09 | 5spot_SharedNeighbor | Water | Porous | Wet | R245fa | MinimizeLCOE_Brownfield | IgnoreSilica | 115.6982 | 15.0728 | 0.79002 | 4 | 10908.2328 | 14174.5776 | 222.3791 | 288.9679 | 89.3037 | 0 | 174.8782 | 2160526.4061 | 70639.8558 | 3053061.7922 | 3513485.2961 | 0 | 185314.1081 | 0 | 3503380.7087 | 9115077.962 | 6221228.0052 | 27822714.1342 | 961560.8286 | 5686671.2401 | 5686671.2401 | 1478867.319 | 3156389.5659 | 0 | 34470946.2029 | 44792874.3279 | 7498942.0933 | 3.1601 | 10908.2328 | 14174.5776 | 222.3791 | 288.9679
1 | 1900 | 707 | 0.04 | 15 | 15 | 7 | 1e-08 | 5spot_SharedNeighbor | Water | Porous | Wet | R245fa | MinimizeLCOE_Brownfield | IgnoreSilica | 116.0271 | 15.1144 | 0.79301 | 4 | 10885.9547 | 14139.971 | 221.9249 | 288.2624 | 89.2995 | 0 | 177.0593 | 2164654.1812 | 70771.6621 | 3059808.4 | 3523274.9281 | 0 | 183868.5569 | 0 | 3510927.314 | 9134712.6808 | 6234629.1042 | 27882646.8273 | 961560.8286 | 5686671.2401 | 5686671.2401 | 1478867.319 | 3156389.5659 | 0 | 34530878.896 | 44852807.021 | 10000000 | 3.1721 | 10885.9547 | 14139.971 | 221.9249 | 288.2624
1 | 2000 | 707 | 0.04 | 15 | 15 | 7 | 1e-13 | 5spot_SharedNeighbor | Water | Porous | Wet | R245fa | MinimizeLCOE_Brownfield | IgnoreSilica | 0 | 0 | 0 | 0 | [6 empty] | 19.6415 | [19 empty] | 100 | 0
1 | 2000 | 707 | 0.04 | 15 | 15 | 7 | 1.3335e-13 | 5spot_SharedNeighbor | Water | Porous | Wet | R245fa | MinimizeLCOE_Brownfield | IgnoreSilica | 0 | 0 | 0 | 0 | [6 empty] | 22.4699 | [19 empty] | 133.3521 | 0
1 | 2000 | 707 | 0.04 | 15 | 15 | 7 | 1.7783e-13 | 5spot_SharedNeighbor | Water | Porous | Wet | R245fa | MinimizeLCOE_Brownfield | IgnoreSilica | 0 | 0 | 0 | 0 | [6 empty] | 22.0368 | [19 empty] | 177.8279 | 0
1 | 2000 | 707 | 0.04 | 15 | 15 | 7 | 2.3714e-13 | 5spot_SharedNeighbor | Water | Porous | Wet | R245fa | MinimizeLCOE_Brownfield | IgnoreSilica | 0 | 0 | 0 | 0 | [6 empty] | 22.0522 | [19 empty] | 237.1374 | 0
1 | 2000 | 707 | 0.04 | 15 | 15 | 7 | 3.1623e-13 | 5spot_SharedNeighbor | Water | Porous | Wet | R245fa | MinimizeLCOE_Brownfield | IgnoreSilica | 0 | 0 | 0 | 0 | [6 empty] | 22.5359 | [19 empty] | 316.2278 | 0
1 | 2000 | 707 | 0.04 | 15 | 15 | 7 | 4.217e-13 | 5spot_SharedNeighbor | Water | Porous | Wet | R245fa | MinimizeLCOE_Brownfield | IgnoreSilica | 0 | 0 | 0 | 0 | [6 empty] | 21.2146 | [19 empty] | 421.6965 | 0
1 | 2000 | 707 | 0.04 | 15 | 15 | 7 | 5.6234e-13 | 5spot_SharedNeighbor | Water | Porous | Wet | R245fa | MinimizeLCOE_Brownfield | IgnoreSilica | 0 | 0 | 0 | 0 | [6 empty] | 24.8931 | [19 empty] | 562.3413 | 0
1 | 2000 | 707 | 0.04 | 15 | 15 | 7 | 7.4989e-13 | 5spot_SharedNeighbor | Water | Porous | Wet | R245fa | MinimizeLCOE_Brownfield | IgnoreSilica | 0.91829 | 0.093195 | 0.00083641 | 4 | 2264638.012 | 5482663.4326 | 46167.709 | 111771.5099 | 77.7404 | 0 | 59.4547 | 56144.0262 | 1666.1523 | 52692.1381 | 49172.1358 | 0 | 37591.8332 | 0 | 76933.8514 | 200166.1 | 136617.4763 | 610983.7133 | 961560.8286 | 6004137.4768 | 6004137.4768 | 1478867.319 | 3283376.0606 | 0 | 7576682.0187 | 18343062.875 | 749.8942 | 0.0033456 | 2264638.012 | 5482663.4326 | 46167.709 | 111771.5099
1 | 2000 | 707 | 0.04 | 15 | 15 | 7 | 1e-12 | 5spot_SharedNeighbor | Water | Porous | Wet | R245fa | MinimizeLCOE_Brownfield | IgnoreSilica | 1.2819 | 0.14261 | 0.0021514 | 4 | 903015.5358 | 2154126.0223 | 18409.1931 | 43914.7726 | 81.8006 | 0 | 212.038 | 78301.1977 | 2402.4544 | 73810.7551 | 60306.8106 | 0 | 45139.8929 | 0 | 101384.8331 | 263782.5388 | 180037.0029 | 805165.4853 | 961560.8286 | 6004137.4768 | 6004137.4768 | 1478867.319 | 3283376.0606 | 0 | 7770863.7907 | 18537244.6471 | 1000 | 0.0086055 | 903015.5358 | 2154126.0223 | 18409.1931 | 43914.7726
1 | 2000 | 707 | 0.04 | 15 | 15 | 7 | 1.3335e-12 | 5spot_SharedNeighbor | Water | Porous | Wet | R245fa | MinimizeLCOE_Brownfield | IgnoreSilica | 1.7681 | 0.21012 | 0.0041115 | 4 | 487266.5006 | 1141916.5081 | 9933.5867 | 23279.5126 | 84.8356 | 0 | 309.3283 | 105218.5847 | 3310.7373 | 100392.8644 | 75458.0519 | 0 | 53949.064 | 0 | 131948.4279 | 343302.7431 | 234311.1763 | 1047891.6496 | 961560.8286 | 6004137.4768 | 6004137.4768 | 1478867.319 | 3283376.0606 | 0 | 8013589.955 | 18779970.8114 | 1333.5214 | 0.016446 | 487266.5006 | 1141916.5081 | 9933.5867 | 23279.5126
1 | 2000 | 707 | 0.04 | 15 | 15 | 7 | 1.7783e-12 | 5spot_SharedNeighbor | Water | Porous | Wet | R245fa | MinimizeLCOE_Brownfield | IgnoreSilica | 2.3904 | 0.29732 | 0.006854 | 4 | 302795.1686 | 695497.5778 | 6172.8891 | 14178.6589 | 87.0285 | 0 | 431.0588 | 136335.4781 | 4368.4622 | 132294.8799 | 94757.0057 | 0 | 63521.0403 | 0 | 168197.9778 | 437616.6361 | 298682.3462 | 1335773.8262 | 961560.8286 | 6004137.4768 | 6004137.4768 | 1478867.319 | 3283376.0606 | 0 | 8301472.1316 | 19067852.988 | 1778.2794 | 0.027416 | 302795.1686 | 695497.5778 | 6172.8891 | 14178.6589
1 | 2000 | 707 | 0.04 | 15 | 15 | 7 | 2.3714e-12 | 5spot_SharedNeighbor | Water | Porous | Wet | R245fa | MinimizeLCOE_Brownfield | IgnoreSilica | 3.1808 | 0.40881 | 0.010617 | 4 | 203527.0827 | 457044.5076 | 4149.1749 | 9317.4705 | 88.633 | 0 | 101.9508 | 172310.8928 | 5596.2484 | 170462.0117 | 119430.9556 | 0 | 73870.7871 | 0 | 211251.6493 | 549633.4579 | 375136.1288 | 1677692.1318 | 961560.8286 | 6004137.4768 | 6004137.4768 | 1478867.319 | 3283376.0606 | 0 | 8643390.4372 | 19409771.2935 | 2371.3737 | 0.042468 | 203527.0827 | 457044.5076 | 4149.1749 | 9317.4705
1 | 2000 | 707 | 0.04 | 15 | 15 | 7 | 3.1623e-12 | 5spot_SharedNeighbor | Water | Porous | Wet | R245fa | MinimizeLCOE_Brownfield | IgnoreSilica | 4.1897 | 0.55162 | 0.015694 | 4 | 144219.3957 | 315727.6552 | 2940.1075 | 6436.5353 | 89.8317 | 0 | 91.3149 | 214257.7252 | 7030.2956 | 216425.3662 | 151033.2645 | 0 | 85280.2036 | 0 | 262870.4735 | 683935.05 | 466799.7251 | 2087632.1038 | 961560.8286 | 6004137.4768 | 6004137.4768 | 1478867.319 | 3283376.0606 | 0 | 9053330.4092 | 19819711.2656 | 3162.2777 | 0.062775 | 144219.3957 | 315727.6552 | 2940.1075 | 6436.5353
1 | 2000 | 707 | 0.04 | 15 | 15 | 7 | 4.217e-12 | 5spot_SharedNeighbor | Water | Porous | Wet | R245fa | MinimizeLCOE_Brownfield | IgnoreSilica | 5.4607 | 0.7318 | 0.022431 | 4 | 106315.8618 | 226311.5327 | 2167.3926 | 4613.6667 | 90.7242 | 0 | 102.018 | 262644.7238 | 8683.8171 | 271148.2339 | 190769.1328 | 0 | 97583.0511 | 0 | 324023.2939 | 843042.1445 | 575393.5864 | 2573287.9837 | 961560.8286 | 6004137.4768 | 6004137.4768 | 1478867.319 | 3283376.0606 | 0 | 9538986.2891 | 20305367.1454 | 4216.965 | 0.089723 | 106315.8618 | 226311.5327 | 2167.3926 | 4613.6667
1 | 2000 | 707 | 0.04 | 15 | 15 | 7 | 5.6234e-12 | 5spot_SharedNeighbor | Water | Porous | Wet | R245fa | MinimizeLCOE_Brownfield | IgnoreSilica | 7.0271 | 0.95359 | 0.031216 | 4 | 80910.6566 | 167134.8287 | 1649.4732 | 3407.2695 | 91.3615 | 0 | 99.9082 | 317390.4613 | 10551.8924 | 334939.5272 | 239748.0743 | 0 | 110270.7874 | 0 | 395031.2896 | 1027790.3836 | 701488.0558 | 3137210.4716 | 961560.8286 | 6004137.4768 | 6004137.4768 | 1478867.319 | 3283376.0606 | 0 | 10102908.777 | 20869289.6333 | 5623.4133 | 0.12486 | 80910.6566 | 167134.8287 | 1649.4732 | 3407.2695
1 | 2000 | 707 | 0.04 | 15 | 15 | 7 | 7.4989e-12 | 5spot_SharedNeighbor | Water | Porous | Wet | R245fa | MinimizeLCOE_Brownfield | IgnoreSilica | 9.3512 | 1.2844 | 0.04339 | 4 | 62859.018 | 124892.2358 | 1281.4661 | 2546.0972 | 91.9777 | 0 | 97.7262 | 392522.0394 | 13117.8395 | 424830.9107 | 312638.3655 | 0 | 130279.328 | 0 | 496621.5084 | 1292107.2938 | 881889.7782 | 3944007.0634 | 961560.8286 | 6004137.4768 | 6004137.4768 | 1478867.319 | 3283376.0606 | 0 | 10909705.3688 | 21676086.2252 | 7498.9421 | 0.17356 | 62859.018 | 124892.2358 | 1281.4661 | 2546.0972
1 | 2000 | 707 | 0.04 | 15 | 15 | 7 | 1e-11 | 5spot_SharedNeighbor | Water | Porous | Wet | R245fa | MinimizeLCOE_Brownfield | IgnoreSilica | 11.7996 | 1.6324 | 0.058528 | 4 | 49983.1013 | 95971.1855 | 1018.9731 | 1956.5024 | 92.3521 | 0 | 101.691 | 465388.8521 | 15601.0899 | 514514.3706 | 389275.5968 | 0 | 144305.5948 | 0 | 596343.3466 | 1551563.0611 | 1058973.6706 | 4735965.5825 | 961560.8286 | 6004137.4768 | 6004137.4768 | 1478867.319 | 3283376.0606 | 0 | 11701663.8879 | 22468044.7443 | 10000 | 0.23411 | 49983.1013 | 95971.1855 | 1018.9731 | 1956.5024
1 | 2000 | 707 | 0.04 | 15 | 15 | 7 | 1.3335e-11 | 5spot_SharedNeighbor | Water | Porous | Wet | R245fa | MinimizeLCOE_Brownfield | IgnoreSilica | 15.0929 | 2.1005 | 0.078601 | 4 | 40473.4103 | 74717.171 | 825.1052 | 1523.2106 | 92.6628 | 0 | 57.3883 | 556393.6491 | 18697.4711 | 629345.243 | 492346.7068 | 0 | 162706.3619 | 0 | 725200.8784 | 1886823.9265 | 1287796.1002 | 5759310.3369 | 961560.8286 | 6004137.4768 | 6004137.4768 | 1478867.319 | 3283376.0606 | 0 | 12725008.6422 | 23491389.4986 | 13335.2143 | 0.3144 | 40473.4103 | 74717.171 | 825.1052 | 1523.2106
1 | 2000 | 707 | 0.04 | 15 | 15 | 7 | 1.7783e-11 | 5spot_SharedNeighbor | Water | Porous | Wet | R245fa | MinimizeLCOE_Brownfield | IgnoreSilica | 19.1466 | 2.6768 | 0.10417 | 4 | 33428.8767 | 59268.4816 | 681.4929 | 1208.2682 | 92.9 | 0 | 61.2682 | 660468.3642 | 22232.8065 | 763909.1284 | 619224.5638 | 0 | 182235.3535 | 0 | 876747.3844 | 2281116.8485 | 1556909.1214 | 6962843.5706 | 961560.8286 | 6004137.4768 | 6004137.4768 | 1478867.319 | 3283376.0606 | 0 | 13928541.876 | 24694922.7324 | 17782.7941 | 0.41666 | 33428.8767 | 59268.4816 | 681.4929 | 1208.2682
1 | 2000 | 707 | 0.04 | 15 | 15 | 7 | 2.3714e-11 | 5spot_SharedNeighbor | Water | Porous | Wet | R245fa | MinimizeLCOE_Brownfield | IgnoreSilica | 24.1501 | 3.3883 | 0.13675 | 4 | 28067.3259 | 47750.4339 | 572.1904 | 973.4572 | 93.0842 | 0 | 75.7049 | 780182.894 | 26292.8578 | 922314.6692 | 775984.6673 | 0 | 203020.8697 | 0 | 1056040.4236 | 2747600.5586 | 1875293.8388 | 8386730.7789 | 961560.8286 | 6004137.4768 | 6004137.4768 | 1478867.319 | 3283376.0606 | 0 | 15352429.0843 | 26118809.9407 | 23713.7371 | 0.54699 | 28067.3259 | 47750.4339 | 572.1904 | 973.4572
1 | 2000 | 707 | 0.04 | 15 | 15 | 7 | 3.1623e-11 | 5spot_SharedNeighbor | Water | Porous | Wet | R245fa | MinimizeLCOE_Brownfield | IgnoreSilica | 30.1749 | 4.2454 | 0.17752 | 4 | 23938.6312 | 39101.0398 | 488.0214 | 797.1276 | 93.2261 | 0 | 58.2002 | 914896.4427 | 30853.9662 | 1104528.145 | 964914.5203 | 0 | 223941.2031 | 0 | 1263262.3682 | 3286749.5512 | 2243274.1047 | 10032420.3014 | 961560.8286 | 6004137.4768 | 6004137.4768 | 1478867.319 | 3283376.0606 | 0 | 16998118.6068 | 27764499.4631 | 31622.7766 | 0.71007 | 23938.6312 | 39101.0398 | 488.0214 | 797.1276
1 | 2000 | 707 | 0.04 | 15 | 15 | 7 | 4.217e-11 | 5spot_SharedNeighbor | Water | Porous | Wet | R245fa | MinimizeLCOE_Brownfield | IgnoreSilica | 37.3561 | 5.2671 | 0.22775 | 4 | 20731.242 | 32549.5197 | 422.6344 | 663.566 | 93.3366 | 0 | 67.8952 | 1065395.5236 | 35940.4251 | 1312385.3117 | 1190120.8754 | 0 | 244838.5058 | 0 | 1500985.4502 | 3905256.2471 | 2665417.6336 | 11920339.9725 | 961560.8286 | 6004137.4768 | 6004137.4768 | 1478867.319 | 3283376.0606 | 0 | 18886038.2779 | 29652419.1343 | 42169.6503 | 0.91099 | 20731.242 | 32549.5197 | 422.6344 | 663.566
1 | 2000 | 707 | 0.04 | 15 | 15 | 7 | 5.6234e-11 | 5spot_SharedNeighbor | Water | Porous | Wet | R245fa | MinimizeLCOE_Brownfield | IgnoreSilica | 45.6387 | 6.4454 | 0.28787 | 4 | 18224.8723 | 27574.9731 | 371.5387 | 562.1531 | 93.42 | 0 | 77.9652 | 1228649.3185 | 41447.5636 | 1542328.4098 | 1449859.7297 | 0 | 264220.3732 | 0 | 1765337.104 | 4593045.0241 | 3134847.6066 | 14019735.1294 | 961560.8286 | 6004137.4768 | 6004137.4768 | 1478867.319 | 3283376.0606 | 0 | 20985433.4348 | 31751814.2912 | 56234.1325 | 1.1515 | 18224.8723 | 27574.9731 | 371.5387 | 562.1531
1 | 2000 | 707 | 0.04 | 15 | 15 | 7 | 7.4989e-11 | 5spot_SharedNeighbor | Water | Porous | Wet | R245fa | MinimizeLCOE_Brownfield | IgnoreSilica | 54.7561 | 7.7415 | 0.35687 | 4 | 16263.86 | 23806.0064 | 331.5608 | 485.3176 | 93.476 | 0 | 86.7031 | 1398316.4329 | 47158.6577 | 1785730.6063 | 1735657.6864 | 0 | 280007.7353 | 0 | 2046279.7362 | 5324000.124 | 3633739.4819 | 16250890.4606 | 961560.8286 | 6004137.4768 | 6004137.4768 | 1478867.319 | 3283376.0606 | 0 | 23216588.766 | 33982969.6224 | 74989.4209 | 1.4275 | 16263.86 | 23806.0064 | 331.5608 | 485.3176
1 | 2000 | 707 | 0.04 | 15 | 15 | 7 | 1e-10 | 5spot_SharedNeighbor | Water | Porous | Wet | R245fa | MinimizeLCOE_Brownfield | IgnoreSilica | 64.5346 | 9.1285 | 0.43383 | 4 | 14712.5791 | 20916.8467 | 299.9358 | 426.4182 | 93.5016 | 0 | 77.1512 | 1570709.5541 | 52945.7502 | 2037365.5269 | 2041838.4185 | 0 | 291261.8814 | 0 | 2337707.2411 | 6082234.7117 | 4151250.1681 | 18565313.2519 | 961560.8286 | 6004137.4768 | 6004137.4768 | 1478867.319 | 3283376.0606 | 0 | 25531011.5573 | 36297392.4137 | 100000 | 1.7353 | 14712.5791 | 20916.8467 | 299.9358 | 426.4182
1 | 2000 | 707 | 0.04 | 15 | 15 | 7 | 1.3335e-10 | 5spot_SharedNeighbor | Water | Porous | Wet | R245fa | MinimizeLCOE_Brownfield | IgnoreSilica | 73.8593 | 10.4463 | 0.51101 | 4 | 13534.415 | 18801.6591 | 275.9174 | 383.2973 | 93.4954 | 0 | 85.0847 | 1727188.0286 | 58181.3008 | 2269443.0702 | 2333243.9252 | 0 | 294957.9548 | 0 | 2606375.569 | 6781254.5895 | 4628345.5982 | 20698990.0362 | 961560.8286 | 6004137.4768 | 6004137.4768 | 1478867.319 | 3283376.0606 | 0 | 27664688.3416 | 38431069.198 | 133352.1432 | 2.044 | 13534.415 | 18801.6591 | 275.9174 | 383.2973
1 | 2000 | 707 | 0.04 | 15 | 15 | 7 | 1.7783e-10 | 5spot_SharedNeighbor | Water | Porous | Wet | R245fa | MinimizeLCOE_Brownfield | IgnoreSilica | 82.5124 | 11.6631 | 0.5857 | 4 | 12628.1803 | 17223.6973 | 257.4425 | 351.1284 | 93.4645 | 0 | 75.3111 | 1866255.729 | 62817.4778 | 2478630.151 | 2602973.6454 | 0 | 292442.201 | 0 | 2848216.4897 | 7410475.0565 | 5057801.4961 | 22619612.2465 | 961560.8286 | 6004137.4768 | 6004137.4768 | 1478867.319 | 3283376.0606 | 0 | 29585310.5519 | 40351691.4083 | 177827.941 | 2.3428 | 12628.1803 | 17223.6973 | 257.4425 | 351.1284
1 | 2000 | 707 | 0.04 | 15 | 15 | 7 | 2.3714e-10 | 5spot_SharedNeighbor | Water | Porous | Wet | R245fa | MinimizeLCOE_Brownfield | IgnoreSilica | 90.1734 | 12.7345 | 0.65434 | 4 | 11935.3693 | 16048.8091 | 243.3186 | 327.1767 | 93.4183 | 0 | 87.4712 | 1984872.3661 | 66757.285 | 2659264.3271 | 2841101.3735 | 0 | 285122.452 | 0 | 3056475.9434 | 7952323.4353 | 5427624.1485 | 24273541.3309 | 961560.8286 | 6004137.4768 | 6004137.4768 | 1478867.319 | 3283376.0606 | 0 | 31239239.6363 | 42005620.4927 | 237137.3706 | 2.6174 | 11935.3693 | 16048.8091 | 243.3186 | 327.1767
1 | 2000 | 707 | 0.04 | 15 | 15 | 7 | 3.1623e-10 | 5spot_SharedNeighbor | Water | Porous | Wet | R245fa | MinimizeLCOE_Brownfield | IgnoreSilica | 96.7117 | 13.6438 | 0.71476 | 4 | 11408.2736 | 15174.005 | 232.5731 | 309.3426 | 93.3657 | 0 | 91.1344 | 2082982.5286 | 70004.5886 | 2810237.3312 | 3043752.5157 | 0 | 274884.1855 | 0 | 3229925.8484 | 8403604.5086 | 5735632.7539 | 25651024.2606 | 961560.8286 | 6004137.4768 | 6004137.4768 | 1478867.319 | 3283376.0606 | 0 | 32616722.566 | 43383103.4224 | 316227.766 | 2.859 | 11408.2736 | 15174.005 | 232.5731 | 309.3426
1 | 2000 | 707 | 0.04 | 15 | 15 | 7 | 4.217e-10 | 5spot_SharedNeighbor | Water | Porous | Wet | R245fa | MinimizeLCOE_Brownfield | IgnoreSilica | 102.0855 | 14.3873 | 0.76586 | 4 | 11008.6992 | 14523.1825 | 224.4272 | 296.0747 | 93.3139 | 0 | 85.1445 | 2161579.1051 | 72597.8984 | 2932227.3068 | 3209875.7258 | 0 | 263214.0671 | 0 | 3369402.7002 | 8766494.6664 | 5983312.7433 | 26758704.2129 | 961560.8286 | 6004137.4768 | 6004137.4768 | 1478867.319 | 3283376.0606 | 0 | 33724402.5183 | 44490783.3747 | 421696.5034 | 3.0634 | 11008.6992 | 14523.1825 | 224.4272 | 296.0747
1 | 2000 | 707 | 0.04 | 15 | 15 | 7 | 5.6234e-10 | 5spot_SharedNeighbor | Water | Porous | Wet | R245fa | MinimizeLCOE_Brownfield | IgnoreSilica | 108.5 | 15.2701 | 0.8197 | 4 | 10694.1148 | 13977.7352 | 218.014 | 284.955 | 93.2428 | 0 | 83.2943 | 2253099.92 | 75607.8926 | 3075470.7391 | 3407620.6987 | 0 | 260211.1341 | 0 | 3538084.05 | 9205368.9372 | 6282853.451 | 28098316.8227 | 961560.8286 | 6004137.4768 | 6004137.4768 | 1478867.319 | 3283376.0606 | 0 | 35064015.1281 | 45830395.9844 | 562341.3252 | 3.2788 | 10694.1148 | 13977.7352 | 218.014 | 284.955
1 | 2000 | 707 | 0.04 | 15 | 15 | 7 | 7.4989e-10 | 5spot_SharedNeighbor | Water | Porous | Wet | R245fa | MinimizeLCOE_Brownfield | IgnoreSilica | 109.8197 | 15.451 | 0.84169 | 4 | 10478.6035 | 13676.4549 | 213.6205 | 278.813 | 93.2268 | 0 | 96.1781 | 2271621.5154 | 76215.6162 | 3104623.7374 | 3448222.7637 | 0 | 240701.519 | 0 | 3565140.2091 | 9275763.5133 | 6330899.1957 | 28313188.0696 | 961560.8286 | 6004137.4768 | 6004137.4768 | 1478867.319 | 3283376.0606 | 0 | 35278886.375 | 46045267.2314 | 749894.2093 | 3.3668 | 10478.6035 | 13676.4549 | 213.6205 | 278.813
1 | 2000 | 707 | 0.04 | 15 | 15 | 7 | 1e-09 | 5spot_SharedNeighbor | Water | Porous | Wet | R245fa | MinimizeLCOE_Brownfield | IgnoreSilica | 112.4728 | 15.814 | 0.86837 | 4 | 10306.7979 | 13406.3764 | 210.118 | 273.3071 | 93.1937 | 0 | 95.79 | 2308562.5713 | 77426.4228 | 3162924.3221 | 3529769.1988 | 0 | 231161.3641 | 0 | 3630839.1128 | 9446698.5841 | 6447565.8939 | 28834947.4699 | 961560.8286 | 6004137.4768 | 6004137.4768 | 1478867.319 | 3283376.0606 | 0 | 35800645.7753 | 46567026.6316 | 1000000 | 3.4735 | 10306.7979 | 13406.3764 | 210.118 | 273.3071
1 | 2000 | 707 | 0.04 | 15 | 15 | 7 | 1.3335e-09 | 5spot_SharedNeighbor | Water | Porous | Wet | R245fa | MinimizeLCOE_Brownfield | IgnoreSilica | 114.5191 | 16.0934 | 0.88919 | 4 | 10177.4659 | 13204.4773 | 207.4814 | 269.1911 | 93.167 | 0 | 99.3866 | 2336781.0178 | 78350.0351 | 3207606.2258 | 3592588.1573 | 0 | 223100.9122 | 0 | 3680986.2758 | 9577171.2155 | 6536616.1457 | 29233199.9852 | 961560.8286 | 6004137.4768 | 6004137.4768 | 1478867.319 | 3283376.0606 | 0 | 36198898.2905 | 46965279.1469 | 1333521.4322 | 3.5568 | 10177.4659 | 13204.4773 | 207.4814 | 269.1911
1 | 2000 | 707 | 0.04 | 15 | 15 | 7 | 1.7783e-09 | 5spot_SharedNeighbor | Water | Porous | Wet | R245fa | MinimizeLCOE_Brownfield | IgnoreSilica | 116.0855 | 16.3068 | 0.90527 | 4 | 10080.1876 | 13053.4364 | 205.4983 | 266.112 | 93.146 | 0 | 97.7787 | 2358222.5207 | 79051.065 | 3241643.5057 | 3640628.4978 | 0 | 216482.424 | 0 | 3719050.9251 | 9676207.6249 | 6604210.5302 | 29535497.0934 | 961560.8286 | 6004137.4768 | 6004137.4768 | 1478867.319 | 3283376.0606 | 0 | 36501195.3988 | 47267576.2552 | 1778279.41 | 3.6211 | 10080.1876 | 13053.4364 | 205.4983 | 266.112
1 | 2000 | 707 | 0.04 | 15 | 15 | 7 | 2.3714e-09 | 5spot_SharedNeighbor | Water | Porous | Wet | R245fa | MinimizeLCOE_Brownfield | IgnoreSilica | 117.2593 | 16.4665 | 0.91749 | 4 | 10007.0662 | 12940.7039 | 204.0076 | 263.8138 | 93.1299 | 0 | 98.5066 | 2374200.6659 | 79573.0315 | 3267056.7839 | 3676602.1677 | 0 | 211078.9263 | 0 | 3747319.5144 | 9749756.6954 | 6654409.2821 | 29759997.0672 | 961560.8286 | 6004137.4768 | 6004137.4768 | 1478867.319 | 3283376.0606 | 0 | 36725695.3726 | 47492076.2289 | 2371373.7057 | 3.67 | 10007.0662 | 12940.7039 | 204.0076 | 263.8138
1 | 2000 | 707 | 0.04 | 15 | 15 | 7 | 3.1623e-09 | 5spot_SharedNeighbor | Water | Porous | Wet | R245fa | MinimizeLCOE_Brownfield | IgnoreSilica | 118.1607 | 16.589 | 0.92687 | 4 | 9952.1315 | 12856.0785 | 202.8877 | 262.0885 | 93.1173 | 0 | 105.7235 | 2386419.583 | 79971.9378 | 3286519.2481 | 3704212.9733 | 0 | 206864.0433 | 0 | 3768955.2363 | 9806048.4058 | 6692829.5311 | 29931820.9587 | 961560.8286 | 6004137.4768 | 6004137.4768 | 1478867.319 | 3283376.0606 | 0 | 36897519.2641 | 47663900.1204 | 3162277.6602 | 3.7075 | 9952.1315 | 12856.0785 | 202.8877 | 262.0885
1 | 2000 | 707 | 0.04 | 15 | 15 | 7 | 4.217e-09 | 5spot_SharedNeighbor | Water | Porous | Wet | R245fa | MinimizeLCOE_Brownfield | IgnoreSilica | 118.8381 | 16.6809 | 0.93397 | 4 | 9910.8772 | 12792.7538 | 202.0466 | 260.7976 | 93.1077 | 0 | 108.5806 | 2395571.2325 | 80270.5614 | 3301112.2514 | 3724950.2172 | 0 | 203556.0845 | 0 | 3785129.5353 | 9848130.6141 | 6721551.5029 | 30060271.9992 | 961560.8286 | 6004137.4768 | 6004137.4768 | 1478867.319 | 3283376.0606 | 0 | 37025970.3046 | 47792351.161 | 4216965.0343 | 3.7359 | 9910.8772 | 12792.7538 | 202.0466 | 260.7976
1 | 2000 | 707 | 0.04 | 15 | 15 | 7 | 5.6234e-09 | 5spot_SharedNeighbor | Water | Porous | Wet | R245fa | MinimizeLCOE_Brownfield | IgnoreSilica | 119.3445 | 16.7497 | 0.93932 | 4 | 9879.9065 | 12745.3795 | 201.4153 | 259.8318 | 93.1005 | 0 | 107.1219 | 2402396.963 | 80493.2063 | 3312005.4277 | 3740449.1829 | 0 | 200979.1406 | 0 | 3797166.329 | 9879447.8822 | 6742926.182 | 30155864.3138 | 961560.8286 | 6004137.4768 | 6004137.4768 | 1478867.319 | 3283376.0606 | 0 | 37121562.6192 | 47887943.4756 | 5623413.2519 | 3.7573 | 9879.9065 | 12745.3795 | 201.4153 | 259.8318
1 | 2000 | 707 | 0.04 | 15 | 15 | 7 | 7.4989e-09 | 5spot_SharedNeighbor | Water | Porous | Wet | R245fa | MinimizeLCOE_Brownfield | IgnoreSilica | 119.7271 | 16.8015 | 0.94336 | 4 | 9856.662 | 12709.8524 | 200.9414 | 259.1075 | 93.095 | 0 | 101.2974 | 2407545.4389 | 80661.095 | 3320226.9851 | 3752157.8623 | 0 | 199008.2766 | 0 | 3806243.8666 | 9903065.7728 | 6759045.8776 | 30227955.1749 | 961560.8286 | 6004137.4768 | 6004137.4768 | 1478867.319 | 3283376.0606 | 0 | 37193653.4803 | 47960034.3366 | 7498942.0933 | 3.7735 | 9856.662 | 12709.8524 | 200.9414 | 259.1075
1 | 2000 | 707 | 0.04 | 15 | 15 | 7 | 1e-08 | 5spot_SharedNeighbor | Water | Porous | Wet | R245fa | MinimizeLCOE_Brownfield | IgnoreSilica | 120.0218 | 16.8415 | 0.94645 | 4 | 9839.2197 | 12683.1087 | 200.5858 | 258.5623 | 93.0908 | 0 | 113.2323 | 2411504.766 | 80790.179 | 3326552.5845 | 3761172.8142 | 0 | 197535.7554 | 0 | 3813246.8786 | 9921286.1737 | 6771481.6756 | 30283570.8269 | 961560.8286 | 6004137.4768 | 6004137.4768 | 1478867.319 | 3283376.0606 | 0 | 37249269.1323 | 48015649.9887 | 10000000 | 3.7858 | 9839.2197 | 12683.1087 | 200.5858 | 258.5623
1 | 2100 | 707 | 0.04 | 15 | 15 | 7 | 1e-13 | 5spot_SharedNeighbor | Water | Porous | Wet | R245fa | MinimizeLCOE_Brownfield | IgnoreSilica | 0 | 0 | 0 | 0 | [6 empty] | 19.8592 | [19 empty] | 100 | 0
1 | 2100 | 707 | 0.04 | 15 | 15 | 7 | 1.3335e-13 | 5spot_SharedNeighbor | Water | Porous | Wet | R245fa | MinimizeLCOE_Brownfield | IgnoreSilica | 0 | 0 | 0 | 0 | [6 empty] | 701.6989 | [19 empty] | 133.3521 | 0
1 | 2100 | 707 | 0.04 | 15 | 15 | 7 | 1.7783e-13 | 5spot_SharedNeighbor | Water | Porous | Wet | R245fa | MinimizeLCOE_Brownfield | IgnoreSilica | 0 | 0 | 0 | 0 | [6 empty] | 21.9626 | [19 empty] | 177.8279 | 0
1 | 2100 | 707 | 0.04 | 15 | 15 | 7 | 2.3714e-13 | 5spot_SharedNeighbor | Water | Porous | Wet | R245fa | MinimizeLCOE_Brownfield | IgnoreSilica | 0 | 0 | 0 | 0 | [6 empty] | 22.6818 | [19 empty] | 237.1374 | 0
1 | 2100 | 707 | 0.04 | 15 | 15 | 7 | 3.1623e-13 | 5spot_SharedNeighbor | Water | Porous | Wet | R245fa | MinimizeLCOE_Brownfield | IgnoreSilica | 0 | 0 | 0 | 0 | [6 empty] | 22.4211 | [19 empty] | 316.2278 | 0
1 | 2100 | 707 | 0.04 | 15 | 15 | 7 | 4.217e-13 | 5spot_SharedNeighbor | Water | Porous | Wet | R245fa | MinimizeLCOE_Brownfield | IgnoreSilica | 0 | 0 | 0 | 0 | [6 empty] | 21.7519 | [19 empty] | 421.6965 | 0
1 | 2100 | 707 | 0.04 | 15 | 15 | 7 | 5.6234e-13 | 5spot_SharedNeighbor | Water | Porous | Wet | R245fa | MinimizeLCOE_Brownfield | IgnoreSilica | 0.76734 | 0.077021 | 0.00042196 | 4 | 4642140.7802 | 11289195.5282 | 94636.3188 | 230145.5206 | 77.2987 | 0 | 68.8905 | 49024.2607 | 1446.1399 | 45257.0701 | 44900.6106 | 0 | 35682.1338 | 0 | 68760.9839 | 178901.9753 | 122104.2742 | 546077.4485 | 961560.8286 | 6327463.8043 | 6327463.8043 | 1478867.319 | 3412706.5916 | 0 | 7835102.0814 | 19054139.7964 | 562.3413 | 0.0016878 | 4642140.7802 | 11289195.5282 | 94636.3188 | 230145.5206
1 | 2100 | 707 | 0.04 | 15 | 15 | 7 | 7.4989e-13 | 5spot_SharedNeighbor | Water | Porous | Wet | R245fa | MinimizeLCOE_Brownfield | IgnoreSilica | 1.1069 | 0.12565 | 0.0016336 | 4 | 1229760.0061 | 2946678.8219 | 25070.3211 | 60072.0335 | 82.7375 | 0 | 180.3945 | 72401.101 | 2231.9434 | 66650.0536 | 55557.5712 | 0 | 44250.8545 | 0 | 94025.6942 | 244635.5691 | 166968.8027 | 746721.5898 | 961560.8286 | 6327463.8043 | 6327463.8043 | 1478867.319 | 3412706.5916 | 0 | 8035746.2227 | 19254783.9376 | 749.8942 | 0.0065344 | 1229760.0061 | 2946678.8219 | 25070.3211 | 60072.0335
1 | 2100 | 707 | 0.04 | 15 | 15 | 7 | 1e-12 | 5spot_SharedNeighbor | Water | Porous | Wet | R245fa | MinimizeLCOE_Brownfield | IgnoreSilica | 1.5542 | 0.19172 | 0.0035293 | 4 | 586620.7926 | 1381319.2362 | 11959.0583 | 28160.061 | 86.6337 | 0 | 270.1971 | 100362.115 | 3193.4203 | 93163.4222 | 69864.542 | 0 | 53864.1462 | 0 | 124974.5818 | 325158.2262 | 221927.1707 | 992507.6245 | 961560.8286 | 6327463.8043 | 6327463.8043 | 1478867.319 | 3412706.5916 | 0 | 8281532.2574 | 19500569.9723 | 1000 | 0.014117 | 586620.7926 | 1381319.2362 | 11959.0583 | 28160.061
1 | 2100 | 707 | 0.04 | 15 | 15 | 7 | 1.3335e-12 | 5spot_SharedNeighbor | Water | Porous | Wet | R245fa | MinimizeLCOE_Brownfield | IgnoreSilica | 2.1182 | 0.27632 | 0.006257 | 4 | 342351.0715 | 790613.1281 | 6979.2897 | 16117.718 | 89.37 | 0 | 381.9602 | 132243.3912 | 4302.6988 | 124532.3563 | 87998.0015 | 0 | 63963.1287 | 0 | 161085.4349 | 419111.2583 | 286052.0457 | 1279288.3154 | 961560.8286 | 6327463.8043 | 6327463.8043 | 1478867.319 | 3412706.5916 | 0 | 8568312.9484 | 19787350.6633 | 1333.5214 | 0.025028 | 342351.0715 | 790613.1281 | 6979.2897 | 16117.718
1 | 2100 | 707 | 0.04 | 15 | 15 | 7 | 1.7783e-12 | 5spot_SharedNeighbor | Water | Porous | Wet | R245fa | MinimizeLCOE_Brownfield | IgnoreSilica | 2.8324 | 0.38432 | 0.010033 | 4 | 221934.3478 | 501500.0763 | 4524.4319 | 10223.7574 | 91.3556 | 0 | 88.713 | 168891.7582 | 5584.9885 | 161894.3468 | 111002.8152 | 0 | 74783.0019 | 0 | 203641.1951 | 529832.617 | 361621.6481 | 1617252.3707 | 961560.8286 | 6327463.8043 | 6327463.8043 | 1478867.319 | 3412706.5916 | 0 | 8906277.0036 | 20125314.7186 | 1778.2794 | 0.04013 | 221934.3478 | 501500.0763 | 4524.4319 | 10223.7574
1 | 2100 | 707 | 0.04 | 15 | 15 | 7 | 2.3714e-12 | 5spot_SharedNeighbor | Water | Porous | Wet | R245fa | MinimizeLCOE_Brownfield | IgnoreSilica | 3.7144 | 0.51826 | 0.015168 | 4 | 153208.6605 | 338120.1291 | 3123.3658 | 6893.0362 | 92.7969 | 0 | 65.8533 | 210201.8936 | 7033.9453 | 205414.2292 | 139441.5216 | 0 | 85748.4926 | 0 | 252657.6321 | 657363.3315 | 448663.9812 | 2006525.0271 | 961560.8286 | 6327463.8043 | 6327463.8043 | 1478867.319 | 3412706.5916 | 0 | 9295549.6601 | 20514587.375 | 2371.3737 | 0.060672 | 153208.6605 | 338120.1291 | 3123.3658 | 6893.0362
1 | 2100 | 707 | 0.04 | 15 | 15 | 7 | 3.1623e-12 | 5spot_SharedNeighbor | Water | Porous | Wet | R245fa | MinimizeLCOE_Brownfield | IgnoreSilica | 4.8929 | 0.69797 | 0.02202 | 4 | 111144.1335 | 238519.8734 | 2265.8235 | 4862.5502 | 93.9353 | 0 | 72.3991 | 260818.3996 | 8811.102 | 260416.9758 | 177729.178 | 0 | 99507.5794 | 0 | 314840.4616 | 819150.2983 | 559086.9104 | 2500360.9051 | 961560.8286 | 6327463.8043 | 6327463.8043 | 1478867.319 | 3412706.5916 | 0 | 9789385.538 | 21008423.2529 | 3162.2777 | 0.088078 | 111144.1335 | 238519.8734 | 2265.8235 | 4862.5502
1 | 2100 | 707 | 0.04 | 15 | 15 | 7 | 4.217e-12 | 5spot_SharedNeighbor | Water | Porous | Wet | R245fa | MinimizeLCOE_Brownfield | IgnoreSilica | 6.3233 | 0.916 | 0.030992 | 4 | 83496.1786 | 173995.4438 | 1702.1825 | 3547.1325 | 94.7466 | 0 | 69.6269 | 317098.1316 | 10785.1454 | 323475.0411 | 224056.6073 | 0 | 113155.2423 | 0 | 385542.3654 | 1003102.1491 | 684637.8285 | 3061852.5106 | 961560.8286 | 6327463.8043 | 6327463.8043 | 1478867.319 | 3412706.5916 | 0 | 10350877.1436 | 21569914.8585 | 4216.965 | 0.12397 | 83496.1786 | 173995.4438 | 1702.1825 | 3547.1325
1 | 2100 | 707 | 0.04 | 15 | 15 | 7 | 5.6234e-12 | 5spot_SharedNeighbor | Water | Porous | Wet | R245fa | MinimizeLCOE_Brownfield | IgnoreSilica | 8.0601 | 1.1794 | 0.042582 | 4 | 64526.2401 | 130394.1174 | 1315.4547 | 2658.2605 | 95.2851 | 0 | 114.7248 | 379702.5281 | 12973.0722 | 395802.9549 | 280101.5071 | 0 | 126509.9602 | 0 | 466085.1088 | 1212657.8459 | 827663.8974 | 3701496.8746 | 961560.8286 | 6327463.8043 | 6327463.8043 | 1478867.319 | 3412706.5916 | 0 | 10990521.5076 | 22209559.2225 | 5623.4133 | 0.17033 | 64526.2401 | 130394.1174 | 1315.4547 | 2658.2605
1 | 2100 | 707 | 0.04 | 15 | 15 | 7 | 7.4989e-12 | 5spot_SharedNeighbor | Water | Porous | Wet | R245fa | MinimizeLCOE_Brownfield | IgnoreSilica | 10.6593 | 1.5786 | 0.058963 | 4 | 50553.1136 | 98121.1944 | 1030.5936 | 2000.3333 | 95.9329 | 0 | 124.0382 | 467610.3134 | 16057.5629 | 499512.6462 | 364359.4452 | 0 | 148637.0663 | 0 | 583509.0432 | 1518170.8364 | 1036182.7911 | 4634039.7047 | 961560.8286 | 6327463.8043 | 6327463.8043 | 1478867.319 | 3412706.5916 | 0 | 11923064.3376 | 23142102.0525 | 7498.9421 | 0.23585 | 50553.1136 | 98121.1944 | 1030.5936 | 2000.3333
1 | 2100 | 707 | 0.04 | 15 | 15 | 7 | 1e-11 | 5spot_SharedNeighbor | Water | Porous | Wet | R245fa | MinimizeLCOE_Brownfield | IgnoreSilica | 13.6413 | 2.0345 | 0.079448 | 4 | 40672.2318 | 75975.3553 | 829.1585 | 1548.8604 | 96.3108 | 0 | 128.0036 | 559875.3904 | 19281.686 | 611733.7904 | 460916.3858 | 0 | 167956.828 | 0 | 709707.9914 | 1846514.6126 | 1260284.1652 | 5636270.8499 | 961560.8286 | 6327463.8043 | 6327463.8043 | 1478867.319 | 3412706.5916 | 0 | 12925295.4828 | 24144333.1978 | 10000 | 0.31779 | 40672.2318 | 75975.3553 | 829.1585 | 1548.8604
1 | 2100 | 707 | 0.04 | 15 | 15 | 7 | 1.3335e-11 | 5spot_SharedNeighbor | Water | Porous | Wet | R245fa | MinimizeLCOE_Brownfield | IgnoreSilica | 17.3561 | 2.6025 | 0.10588 | 4 | 33331.8206 | 59822.4942 | 679.5142 | 1219.5625 | 96.6018 | 0 | 124.0306 | 666579.4357 | 23003.9888 | 744764.8583 | 581231.6523 | 0 | 188727.8268 | 0 | 859680.0272 | 2236711.086 | 1526601.276 | 6827300.1512 | 961560.8286 | 6327463.8043 | 6327463.8043 | 1478867.319 | 3412706.5916 | 0 | 14116324.7841 | 25335362.4991 | 13335.2143 | 0.42351 | 33331.8206 | 59822.4942 | 679.5142 | 1219.5625
1 | 2100 | 707 | 0.04 | 15 | 15 | 7 | 1.7783e-11 | 5spot_SharedNeighbor | Water | Porous | Wet | R245fa | MinimizeLCOE_Brownfield | IgnoreSilica | 21.9434 | 3.3041 | 0.13966 | 4 | 27787.1286 | 47870.4699 | 566.4782 | 975.9043 | 96.8266 | 0 | 133.3568 | 789208.2718 | 27274.0962 | 901304.417 | 729814.1601 | 0 | 210732.9057 | 0 | 1036750.2018 | 2697411.3585 | 1841038.6784 | 8233534.0896 | 961560.8286 | 6327463.8043 | 6327463.8043 | 1478867.319 | 3412706.5916 | 0 | 15522558.7225 | 26741596.4375 | 17782.7941 | 0.55862 | 27787.1286 | 47870.4699 | 566.4782 | 975.9043
1 | 2100 | 707 | 0.04 | 15 | 15 | 7 | 2.3714e-11 | 5spot_SharedNeighbor | Water | Porous | Wet | R245fa | MinimizeLCOE_Brownfield | IgnoreSilica | 27.5607 | 4.1633 | 0.18238 | 4 | 23540.5902 | 38919.3986 | 479.9068 | 793.4246 | 97.0013 | 0 | 123.7789 | 929317.6855 | 32143.8162 | 1084238.471 | 911770.765 | 0 | 233787.9582 | 0 | 1244590.8914 | 3238170.1987 | 2210117.6983 | 9884137.4842 | 961560.8286 | 6327463.8043 | 6327463.8043 | 1478867.319 | 3412706.5916 | 0 | 17173162.1172 | 28392199.8321 | 23713.7371 | 0.72951 | 23540.5902 | 38919.3986 | 479.9068 | 793.4246
1 | 2100 | 707 | 0.04 | 15 | 15 | 7 | 3.1623e-11 | 5spot_SharedNeighbor | Water | Porous | Wet | R245fa | MinimizeLCOE_Brownfield | IgnoreSilica | 34.3035 | 5.1946 | 0.23546 | 4 | 20252.8371 | 32164.5887 | 412.8815 | 655.7186 | 97.1367 | 0 | 107.7953 | 1086638.6834 | 37600.965 | 1294112.4789 | 1129995.825 | 0 | 256969.3363 | 0 | 1484073.7425 | 3861255.4527 | 2635386.1873 | 11786032.671 | 961560.8286 | 6327463.8043 | 6327463.8043 | 1478867.319 | 3412706.5916 | 0 | 19075057.304 | 30294095.0189 | 31622.7766 | 0.94185 | 20252.8371 | 32164.5887 | 412.8815 | 655.7186
1 | 2100 | 707 | 0.04 | 15 | 15 | 7 | 4.217e-11 | 5spot_SharedNeighbor | Water | Porous | Wet | R245fa | MinimizeLCOE_Brownfield | IgnoreSilica | 42.2398 | 6.4085 | 0.3001 | 4 | 17685.8127 | 27031.8072 | 360.5492 | 551.08 | 97.2411 | 0 | 155.1731 | 1260463.1685 | 43618.8358 | 1530739.517 | 1386852.2009 | 0 | 279483.4521 | 0 | 1755451.298 | 4567324.1848 | 3117292.6052 | 13941225.2623 | 961560.8286 | 6327463.8043 | 6327463.8043 | 1478867.319 | 3412706.5916 | 0 | 21230249.8952 | 32449287.6102 | 42169.6503 | 1.2004 | 17685.8127 | 27031.8072 | 360.5492 | 551.08
1 | 2100 | 707 | 0.04 | 15 | 15 | 7 | 5.6234e-11 | 5spot_SharedNeighbor | Water | Porous | Wet | R245fa | MinimizeLCOE_Brownfield | IgnoreSilica | 51.207 | 7.7795 | 0.37607 | 4 | 15673.9899 | 23132.1007 | 319.5355 | 471.5792 | 97.3157 | 0 | 160.0411 | 1445486.1987 | 50010.6081 | 1787444.3154 | 1677024.6815 | 0 | 299190.6535 | 0 | 2051071.0183 | 5336466.0571 | 3642247.7374 | 16288941.27 | 961560.8286 | 6327463.8043 | 6327463.8043 | 1478867.319 | 3412706.5916 | 0 | 23577965.9029 | 34797003.6178 | 56234.1325 | 1.5043 | 15673.9899 | 23132.1007 | 319.5355 | 471.5792
1 | 2100 | 707 | 0.04 | 15 | 15 | 7 | 7.4989e-11 | 5spot_SharedNeighbor | Water | Porous | Wet | R245fa | MinimizeLCOE_Brownfield | IgnoreSilica | 60.8392 | 9.2499 | 0.46123 | 4 | 14099.331 | 20180.3374 | 287.4339 | 411.4035 | 97.3574 | 0 | 150.6632 | 1633425.4731 | 56486.0834 | 2052882.5479 | 1988522.0532 | 0 | 313803.7008 | 0 | 2357596.7448 | 6133983.1203 | 4186569.5204 | 18723269.2439 | 961560.8286 | 6327463.8043 | 6327463.8043 | 1478867.319 | 3412706.5916 | 0 | 26012293.8768 | 37231331.5918 | 74989.4209 | 1.8449 | 14099.331 | 20180.3374 | 287.4339 | 411.4035
1 | 2100 | 707 | 0.04 | 15 | 15 | 7 | 1e-10 | 5spot_SharedNeighbor | Water | Porous | Wet | R245fa | MinimizeLCOE_Brownfield | IgnoreSilica | 70.6 | 10.735 | 0.55146 | 4 | 12873.3494 | 17959.4459 | 262.4406 | 366.1276 | 97.3634 | 0 | 194.0688 | 1814272.3568 | 62696.8188 | 2312580.1884 | 2303785.8539 | 0 | 321517.9445 | 0 | 2657792.7333 | 6915031.5039 | 4719651.0911 | 21107328.4908 | 961560.8286 | 6327463.8043 | 6327463.8043 | 1478867.319 | 3412706.5916 | 0 | 28396353.1237 | 39615390.8386 | 100000 | 2.2058 | 12873.3494 | 17959.4459 | 262.4406 | 366.1276
1 | 2100 | 707 | 0.04 | 15 | 15 | 7 | 1.3335e-10 | 5spot_SharedNeighbor | Water | Porous | Wet | R245fa | MinimizeLCOE_Brownfield | IgnoreSilica | 80.2271 | 12.1928 | 0.64384 | 4 | 11910.7481 | 16267.0659 | 242.8167 | 331.6261 | 97.3358 | 0 | 168.1031 | 1984362.6656 | 68515.4712 | 2560623.6159 | 2614150.086 | 0 | 322684.5137 | 0 | 2944631.1774 | 7661326.2967 | 5229012.622 | 23385306.4486 | 961560.8286 | 6327463.8043 | 6327463.8043 | 1478867.319 | 3412706.5916 | 0 | 30674331.0815 | 41893368.7965 | 133352.1432 | 2.5753 | 11910.7481 | 16267.0659 | 242.8167 | 331.6261
1 | 2100 | 707 | 0.04 | 15 | 15 | 7 | 1.7783e-10 | 5spot_SharedNeighbor | Water | Porous | Wet | R245fa | MinimizeLCOE_Brownfield | IgnoreSilica | 88.7191 | 13.4712 | 0.72901 | 4 | 11187.0606 | 15034.4373 | 228.0634 | 306.4973 | 97.2857 | 0 | 181.5264 | 2128239.219 | 73416.8733 | 2773340.6786 | 2887299.1041 | 0 | 316788.4804 | 0 | 3189842.8986 | 8299316.8953 | 5664454.315 | 25332698.4641 | 961560.8286 | 6327463.8043 | 6327463.8043 | 1478867.319 | 3412706.5916 | 0 | 32621723.0971 | 43840760.812 | 177827.941 | 2.916 | 11187.0606 | 15034.4373 | 228.0634 | 306.4973
1 | 2100 | 707 | 0.04 | 15 | 15 | 7 | 2.3714e-10 | 5spot_SharedNeighbor | Water | Porous | Wet | R245fa | MinimizeLCOE_Brownfield | IgnoreSilica | 96.0855 | 14.5734 | 0.80554 | 4 | 10634.3693 | 14116.2178 | 216.796 | 287.7782 | 97.2238 | 0 | 183.1118 | 2248729.8208 | 77505.0354 | 2953569.2359 | 3123690.6439 | 0 | 306320.6643 | 0 | 3396828.0061 | 8837849.6867 | 6032014.0109 | 26976507.1041 | 961560.8286 | 6327463.8043 | 6327463.8043 | 1478867.319 | 3412706.5916 | 0 | 34265531.737 | 45484569.452 | 237137.3706 | 3.2221 | 10634.3693 | 14116.2178 | 216.796 | 287.7782
1 | 2100 | 707 | 0.04 | 15 | 15 | 7 | 3.1623e-10 | 5spot_SharedNeighbor | Water | Porous | Wet | R245fa | MinimizeLCOE_Brownfield | IgnoreSilica | 102.283 | 15.4953 | 0.87174 | 4 | 10214.0801 | 13431.4915 | 208.2278 | 273.8191 | 97.1595 | 0 | 185.3289 | 2347177.4005 | 80832.8689 | 3102271.5642 | 3322127.3003 | 0 | 293510.4226 | 0 | 3566908.627 | 9280364.5739 | 6334039.5141 | 28327232.2715 | 961560.8286 | 6327463.8043 | 6327463.8043 | 1478867.319 | 3412706.5916 | 0 | 35616256.9044 | 46835294.6194 | 316227.766 | 3.487 | 10214.0801 | 13431.4915 | 208.2278 | 273.8191
1 | 2100 | 707 | 0.04 | 15 | 15 | 7 | 4.217e-10 | 5spot_SharedNeighbor | Water | Porous | Wet | R245fa | MinimizeLCOE_Brownfield | IgnoreSilica | 107.3307 | 16.2422 | 0.92703 | 4 | 9895.5051 | 12921.0393 | 201.7333 | 263.4129 | 97.0993 | 0 | 180.1621 | 2425475.8339 | 83470.9574 | 3221489.3722 | 3483427.2286 | 0 | 279926.9946 | 0 | 3702578.2508 | 9633349.1053 | 6574958.7099 | 29404676.4526 | 961560.8286 | 6327463.8043 | 6327463.8043 | 1478867.319 | 3412706.5916 | 0 | 36693701.0855 | 47912738.8005 | 421696.5034 | 3.7081 | 9895.5051 | 12921.0393 | 201.7333 | 263.4129
1 | 2100 | 707 | 0.04 | 15 | 15 | 7 | 5.6234e-10 | 5spot_SharedNeighbor | Water | Porous | Wet | R245fa | MinimizeLCOE_Brownfield | IgnoreSilica | 111.3519 | 16.8346 | 0.97199 | 4 | 9654.6074 | 12540.1822 | 196.8222 | 255.6486 | 97.0465 | 0 | 197.8724 | 2486680.5925 | 85527.4409 | 3315279.3632 | 3611704.4612 | 0 | 266825.2888 | 0 | 3808746.6872 | 9909577.5987 | 6763490.3326 | 30247831.7651 | 961560.8286 | 6327463.8043 | 6327463.8043 | 1478867.319 | 3412706.5916 | 0 | 37536856.398 | 48755894.113 | 562341.3252 | 3.888 | 9654.6074 | 12540.1822 | 196.8222 | 255.6486
1 | 2100 | 707 | 0.04 | 15 | 15 | 7 | 7.4989e-10 | 5spot_SharedNeighbor | Water | Porous | Wet | R245fa | MinimizeLCOE_Brownfield | IgnoreSilica | 114.5004 | 17.2967 | 1.0078 | 4 | 9472.7753 | 12255.7927 | 193.1153 | 249.8509 | 97.0023 | 0 | 316.6794 | 2533896.5091 | 87110.3324 | 3387998.9243 | 3712001.0995 | 0 | 254959.139 | 0 | 3890626.7417 | 10122612.7045 | 6908891.1697 | 30898096.6202 | 961560.8286 | 6327463.8043 | 6327463.8043 | 1478867.319 | 3412706.5916 | 0 | 38187121.2532 | 49406158.9681 | 749894.2093 | 4.0312 | 9472.7753 | 12255.7927 | 193.1153 | 249.8509
1 | 2100 | 707 | 0.04 | 15 | 15 | 7 | 1e-09 | 5spot_SharedNeighbor | Water | Porous | Wet | R245fa | MinimizeLCOE_Brownfield | IgnoreSilica | 116.9427 | 17.654 | 1.0359 | 4 | 9335.719 | 12043.1885 | 190.3213 | 245.5167 | 96.9663 | 0 | 209.8977 | 2570077.5545 | 88320.8386 | 3443956.7804 | 3789547.8615 | 0 | 244731.0171 | 0 | 3953287.2803 | 10285642.5727 | 7020162.4047 | 31395726.3099 | 961560.8286 | 6327463.8043 | 6327463.8043 | 1478867.319 | 3412706.5916 | 0 | 38684750.9428 | 49903788.6578 | 1000000 | 4.1437 | 9335.719 | 12043.1885 | 190.3213 | 245.5167
1 | 2100 | 707 | 0.04 | 15 | 15 | 7 | 1.3335e-09 | 5spot_SharedNeighbor | Water | Porous | Wet | R245fa | MinimizeLCOE_Brownfield | IgnoreSilica | 118.8233 | 17.9283 | 1.0578 | 4 | 9232.5177 | 11884.0554 | 188.2174 | 242.2725 | 96.9376 | 0 | 244.1057 | 2597686.4362 | 89243.2074 | 3486788.1751 | 3849182.5905 | 0 | 236216.974 | 0 | 4001055.7794 | 10409926.4087 | 7104988.6765 | 31775088.2478 | 961560.8286 | 6327463.8043 | 6327463.8043 | 1478867.319 | 3412706.5916 | 0 | 39064112.8808 | 50283150.5957 | 1333521.4322 | 4.2311 | 9232.5177 | 11884.0554 | 188.2174 | 242.2725
1 | 2100 | 707 | 0.04 | 15 | 15 | 7 | 1.7783e-09 | 5spot_SharedNeighbor | Water | Porous | Wet | R245fa | MinimizeLCOE_Brownfield | IgnoreSilica | 120.2413 | 18.1349 | 1.0745 | 4 | 9154.8757 | 11765.1898 | 186.6345 | 239.8493 | 96.9153 | 0 | 199.0847 | 2618364.5867 | 89933.2626 | 3518942.3452 | 3894114.0265 | 0 | 229205.0263 | 0 | 4036718.1064 | 10502712.4681 | 7168317.0687 | 32058306.8904 | 961560.8286 | 6327463.8043 | 6327463.8043 | 1478867.319 | 3412706.5916 | 0 | 39347331.5234 | 50566369.2383 | 1778279.41 | 4.298 | 9154.8757 | 11765.1898 | 186.6345 | 239.8493
1 | 2100 | 707 | 0.04 | 15 | 15 | 7 | 2.3714e-09 | 5spot_SharedNeighbor | Water | Porous | Wet | R245fa | MinimizeLCOE_Brownfield | IgnoreSilica | 121.3324 | 18.2935 | 1.0873 | 4 | 9096.5032 | 11675.9521 | 185.4445 | 238.0301 | 96.8979 | 0 | 198.9909 | 2634193.8869 | 90461.0543 | 3543600.2658 | 3928664.9767 | 0 | 223680.9632 | 0 | 4064034.4472 | 10573783.9836 | 7216824.8384 | 32275244.416 | 961560.8286 | 6327463.8043 | 6327463.8043 | 1478867.319 | 3412706.5916 | 0 | 39564269.049 | 50783306.7639 | 2371373.7057 | 4.3494 | 9096.5032 | 11675.9521 | 185.4445 | 238.0301
1 | 2100 | 707 | 0.04 | 15 | 15 | 7 | 3.1623e-09 | 5spot_SharedNeighbor | Water | Porous | Wet | R245fa | MinimizeLCOE_Brownfield | IgnoreSilica | 122.1561 | 18.4132 | 1.0971 | 4 | 9052.6424 | 11609.1313 | 184.5504 | 236.6678 | 96.8846 | 0 | 194.1885 | 2646096.0881 | 90857.6445 | 3562165.8926 | 3954733.5868 | 0 | 219326.0794 | 0 | 4084539.9236 | 10627135.0269 | 7253238.0216 | 32438092.2635 | 961560.8286 | 6327463.8043 | 6327463.8043 | 1478867.319 | 3412706.5916 | 0 | 39727116.8964 | 50946154.6114 | 3162277.6602 | 4.3885 | 9052.6424 | 11609.1313 | 184.5504 | 236.6678
1 | 2100 | 707 | 0.04 | 15 | 15 | 7 | 4.217e-09 | 5spot_SharedNeighbor | Water | Porous | Wet | R245fa | MinimizeLCOE_Brownfield | IgnoreSilica | 122.7675 | 18.5019 | 1.1044 | 4 | 9019.7002 | 11559.2113 | 183.8788 | 235.6502 | 96.8746 | 0 | 209.4129 | 2654905.1493 | 91151.0226 | 3575920.6564 | 3974077.2009 | 0 | 215889.9078 | 0 | 4099658.1355 | 10666469.513 | 7280084.6167 | 32558156.2023 | 961560.8286 | 6327463.8043 | 6327463.8043 | 1478867.319 | 3412706.5916 | 0 | 39847180.8353 | 51066218.5502 | 4216965.0343 | 4.4178 | 9019.7002 | 11559.2113 | 183.8788 | 235.6502
1 | 2100 | 707 | 0.04 | 15 | 15 | 7 | 5.6234e-09 | 5spot_SharedNeighbor | Water | Porous | Wet | R245fa | MinimizeLCOE_Brownfield | IgnoreSilica | 123.2233 | 18.568 | 1.11 | 4 | 8994.9675 | 11521.8668 | 183.3746 | 234.8888 | 96.8671 | 0 | 196.1263 | 2661458.1929 | 91369.1848 | 3586160.5317 | 3988494.3944 | 0 | 213218.7775 | 0 | 4110873.4217 | 10695649.3872 | 7300000.4804 | 32647224.3707 | 961560.8286 | 6327463.8043 | 6327463.8043 | 1478867.319 | 3412706.5916 | 0 | 39936249.0037 | 51155286.7186 | 5623413.2519 | 4.4398 | 8994.9675 | 11521.8668 | 183.3746 | 234.8888
1 | 2100 | 707 | 0.04 | 15 | 15 | 7 | 7.4989e-09 | 5spot_SharedNeighbor | Water | Porous | Wet | R245fa | MinimizeLCOE_Brownfield | IgnoreSilica | 123.5787 | 18.6196 | 1.1142 | 4 | 8976.4035 | 11493.6944 | 182.9961 | 234.3145 | 96.8612 | 0 | 180.2871 | 2666559.8443 | 91538.98 | 3594136.9853 | 3999734.6176 | 0 | 211234.453 | 0 | 4119649.9033 | 10718483.992 | 7315585.5673 | 32716924.3428 | 961560.8286 | 6327463.8043 | 6327463.8043 | 1478867.319 | 3412706.5916 | 0 | 40005948.9758 | 51224986.6907 | 7498942.0933 | 4.4568 | 8976.4035 | 11493.6944 | 182.9961 | 234.3145
1 | 2100 | 707 | 0.04 | 15 | 15 | 7 | 1e-08 | 5spot_SharedNeighbor | Water | Porous | Wet | R245fa | MinimizeLCOE_Brownfield | IgnoreSilica | 123.8487 | 18.6587 | 1.1174 | 4 | 8962.4728 | 11472.5365 | 182.7121 | 233.8832 | 96.8567 | 0 | 217.6759 | 2670429.3021 | 91667.7368 | 3600189.5684 | 4008269.5136 | 0 | 209735.7039 | 0 | 4126313.8117 | 10735822.1147 | 7327419.1923 | 32769846.9436 | 961560.8286 | 6327463.8043 | 6327463.8043 | 1478867.319 | 3412706.5916 | 0 | 40058871.5765 | 51277909.2914 | 10000000 | 4.4696 | 8962.4728 | 11472.5365 | 182.7121 | 233.8832
1 | 2200 | 707 | 0.04 | 15 | 15 | 7 | 1e-13 | 5spot_SharedNeighbor | Water | Porous | Wet | R245fa | MinimizeLCOE_Brownfield | IgnoreSilica | 0 | 0 | 0 | 0 | [6 empty] | 19.1849 | [19 empty] | 100 | 0
1 | 2200 | 707 | 0.04 | 15 | 15 | 7 | 1.3335e-13 | 5spot_SharedNeighbor | Water | Porous | Wet | R245fa | MinimizeLCOE_Brownfield | IgnoreSilica | 0 | 0 | 0 | 0 | [6 empty] | 21.6514 | [19 empty] | 133.3521 | 0
1 | 2200 | 707 | 0.04 | 15 | 15 | 7 | 1.7783e-13 | 5spot_SharedNeighbor | Water | Porous | Wet | R245fa | MinimizeLCOE_Brownfield | IgnoreSilica | 0 | 0 | 0 | 0 | [6 empty] | 21.5532 | [19 empty] | 177.8279 | 0
1 | 2200 | 707 | 0.04 | 15 | 15 | 7 | 2.3714e-13 | 5spot_SharedNeighbor | Water | Porous | Wet | R245fa | MinimizeLCOE_Brownfield | IgnoreSilica | 0 | 0 | 0 | 0 | [6 empty] | 22.8115 | [19 empty] | 237.1374 | 0
1 | 2200 | 707 | 0.04 | 15 | 15 | 7 | 3.1623e-13 | 5spot_SharedNeighbor | Water | Porous | Wet | R245fa | MinimizeLCOE_Brownfield | IgnoreSilica | 0 | 0 | 0 | 0 | [6 empty] | 22.275 | [19 empty] | 316.2278 | 0
1 | 2200 | 707 | 0.04 | 15 | 15 | 7 | 4.217e-13 | 5spot_SharedNeighbor | Water | Porous | Wet | R245fa | MinimizeLCOE_Brownfield | IgnoreSilica | 0 | 0 | 0 | 0 | [6 empty] | 22.188 | [19 empty] | 421.6965 | 0
1 | 2200 | 707 | 0.04 | 15 | 15 | 7 | 5.6234e-13 | 5spot_SharedNeighbor | Water | Porous | Wet | R245fa | MinimizeLCOE_Brownfield | IgnoreSilica | 0.91829 | 0.10365 | 0.0010403 | 4 | 1990206.3315 | 4797096.0834 | 40573.048 | 97795.2922 | 82.4708 | 0 | 59.3881 | 63274.3039 | 1942.2285 | 57149.1192 | 50144.9526 | 0 | 41660.653 | 0 | 83526.7903 | 217319.5746 | 148325.0751 | 663342.6971 | 961560.8286 | 6656650.2227 | 6656650.2227 | 1478867.319 | 3544381.159 | 0 | 8281553.7484 | 19961452.4491 | 562.3413 | 0.0041612 | 1990206.3315 | 4797096.0834 | 40573.048 | 97795.2922
1 | 2200 | 707 | 0.04 | 15 | 15 | 7 | 7.4989e-13 | 5spot_SharedNeighbor | Water | Porous | Wet | R245fa | MinimizeLCOE_Brownfield | IgnoreSilica | 1.3402 | 0.16936 | 0.0027987 | 4 | 762700.9625 | 1806038.8691 | 15548.6908 | 36818.5452 | 87.8018 | 0 | 225.2101 | 93080.7573 | 2981.4119 | 84283.2305 | 63959.0274 | 0 | 52742.4339 | 0 | 115848.2758 | 301413.4498 | 205720.8729 | 920029.4596 | 961560.8286 | 6656650.2227 | 6656650.2227 | 1478867.319 | 3544381.159 | 0 | 8538240.5109 | 20218139.2117 | 749.8942 | 0.011195 | 762700.9625 | 1806038.8691 | 15548.6908 | 36818.5452
1 | 2200 | 707 | 0.04 | 15 | 15 | 7 | 1e-12 | 5spot_SharedNeighbor | Water | Porous | Wet | R245fa | MinimizeLCOE_Brownfield | IgnoreSilica | 1.8459 | 0.24999 | 0.0054217 | 4 | 406729.4217 | 945301.6952 | 8291.7294 | 19271.2537 | 91.2591 | 0 | 325.0728 | 125345.5283 | 4127.155 | 114774.5665 | 80678.5507 | 0 | 63302.2274 | 0 | 151408.9309 | 393934.9799 | 268868.7183 | 1202440.6569 | 961560.8286 | 6656650.2227 | 6656650.2227 | 1478867.319 | 3544381.159 | 0 | 8820651.7083 | 20500550.409 | 1000 | 0.021687 | 406729.4217 | 945301.6952 | 8291.7294 | 19271.2537
1 | 2200 | 707 | 0.04 | 15 | 15 | 7 | 1.3335e-12 | 5spot_SharedNeighbor | Water | Porous | Wet | R245fa | MinimizeLCOE_Brownfield | IgnoreSilica | 2.4682 | 0.35046 | 0.00912 | 4 | 250630.7129 | 570803.7481 | 5109.4461 | 11636.6065 | 93.6953 | 0 | 410.5589 | 161443.077 | 5420.5505 | 150102.7771 | 101400.616 | 0 | 73935.8022 | 0 | 191998.1009 | 499539.6743 | 340946.0922 | 1524786.6903 | 961560.8286 | 6656650.2227 | 6656650.2227 | 1478867.319 | 3544381.159 | 0 | 9142997.7416 | 20822896.4423 | 1333.5214 | 0.03648 | 250630.7129 | 570803.7481 | 5109.4461 | 11636.6065
1 | 2200 | 707 | 0.04 | 15 | 15 | 7 | 1.7783e-12 | 5spot_SharedNeighbor | Water | Porous | Wet | R245fa | MinimizeLCOE_Brownfield | IgnoreSilica | 3.3077 | 0.48684 | 0.01421 | 4 | 168043.2646 | 373535.108 | 3425.7892 | 7615.0184 | 95.5989 | 0 | 78.6348 | 205738.4027 | 7014.414 | 194960.5625 | 129398.7798 | 0 | 87039.9568 | 0 | 243419.3252 | 633327.1519 | 432258.7947 | 1933157.3876 | 961560.8286 | 6656650.2227 | 6656650.2227 | 1478867.319 | 3544381.159 | 0 | 9551368.4389 | 21231267.1396 | 1778.2794 | 0.056839 | 168043.2646 | 373535.108 | 3425.7892 | 7615.0184
1 | 2200 | 707 | 0.04 | 15 | 15 | 7 | 2.3714e-12 | 5spot_SharedNeighbor | Water | Porous | Wet | R245fa | MinimizeLCOE_Brownfield | IgnoreSilica | 4.3601 | 0.65846 | 0.021059 | 4 | 119064.1628 | 257718.1693 | 2427.284 | 5253.9335 | 96.9872 | 0 | 102.7574 | 256368.4351 | 8838.4314 | 247972.0714 | 164493.2246 | 0 | 100915.5832 | 0 | 303649.2208 | 790032.9855 | 539213.7462 | 2411483.6982 | 961560.8286 | 6656650.2227 | 6656650.2227 | 1478867.319 | 3544381.159 | 0 | 10029694.7496 | 21709593.4503 | 2371.3737 | 0.084238 | 119064.1628 | 257718.1693 | 2427.284 | 5253.9335
1 | 2200 | 707 | 0.04 | 15 | 15 | 7 | 3.1623e-12 | 5spot_SharedNeighbor | Water | Porous | Wet | R245fa | MinimizeLCOE_Brownfield | IgnoreSilica | 5.6628 | 0.87108 | 0.030112 | 4 | 87874.1086 | 184844.0876 | 1791.4326 | 3768.2967 | 98.005 | 0 | 130.4876 | 313743.3185 | 10904.1328 | 309948.7431 | 207756.7554 | 0 | 115302.812 | 0 | 373485.7471 | 971733.3016 | 663227.9455 | 2966102.7561 | 961560.8286 | 6656650.2227 | 6656650.2227 | 1478867.319 | 3544381.159 | 0 | 10584313.8074 | 22264212.5081 | 3162.2777 | 0.12045 | 87874.1086 | 184844.0876 | 1791.4326 | 3768.2967
1 | 2200 | 707 | 0.04 | 15 | 15 | 7 | 4.217e-12 | 5spot_SharedNeighbor | Water | Porous | Wet | R245fa | MinimizeLCOE_Brownfield | IgnoreSilica | 7.2855 | 1.1356 | 0.041927 | 4 | 66997.0325 | 136641.3695 | 1365.8251 | 2785.6191 | 98.7352 | 0 | 88.7115 | 379400.3606 | 13263.8493 | 382987.9011 | 261815.2421 | 0 | 130571.9831 | 0 | 455535.3411 | 1185209.5144 | 808929.8472 | 3617714.0389 | 961560.8286 | 6656650.2227 | 6656650.2227 | 1478867.319 | 3544381.159 | 0 | 11235925.0902 | 22915823.7909 | 4216.965 | 0.16771 | 66997.0325 | 136641.3695 | 1365.8251 | 2785.6191
1 | 2200 | 707 | 0.04 | 15 | 15 | 7 | 5.6234e-12 | 5spot_SharedNeighbor | Water | Porous | Wet | R245fa | MinimizeLCOE_Brownfield | IgnoreSilica | 9.5487 | 1.5071 | 0.058114 | 4 | 52091.84 | 102337.6853 | 1061.9626 | 2086.2921 | 99.434 | 0 | 109.4618 | 464520.1003 | 16327.3057 | 480047.7863 | 337333.2274 | 0 | 151700.7613 | 0 | 565472.3806 | 1471243.14 | 1004153.674 | 4490798.3756 | 961560.8286 | 6656650.2227 | 6656650.2227 | 1478867.319 | 3544381.159 | 0 | 12109009.427 | 23788908.1277 | 5623.4133 | 0.23246 | 52091.84 | 102337.6853 | 1061.9626 | 2086.2921
1 | 2200 | 707 | 0.04 | 15 | 15 | 7 | 7.4989e-12 | 5spot_SharedNeighbor | Water | Porous | Wet | R245fa | MinimizeLCOE_Brownfield | IgnoreSilica | 12.2212 | 1.9447 | 0.078728 | 4 | 41528.6624 | 78618.1305 | 846.618 | 1602.7369 | 99.895 | 0 | 112.8598 | 556882.0551 | 19641.079 | 588449.3413 | 426355.3598 | 0 | 171408.2976 | 0 | 687467.0918 | 1788648.354 | 1220789.2546 | 5459640.8332 | 961560.8286 | 6656650.2227 | 6656650.2227 | 1478867.319 | 3544381.159 | 0 | 13077851.8846 | 24757750.5853 | 7498.9421 | 0.31491 | 41528.6624 | 78618.1305 | 846.618 | 1602.7369
1 | 2200 | 707 | 0.04 | 15 | 15 | 7 | 1e-11 | 5spot_SharedNeighbor | Water | Porous | Wet | R245fa | MinimizeLCOE_Brownfield | IgnoreSilica | 15.6117 | 2.5002 | 0.10555 | 4 | 33753.0711 | 61417.5439 | 688.102 | 1252.0797 | 100.2548 | 0 | 129.8173 | 665575.7105 | 23534.3159 | 719244.7839 | 539418.4094 | 0 | 193570.5237 | 0 | 835124.0599 | 2172821.4963 | 1482995.3183 | 6632284.6178 | 961560.8286 | 6656650.2227 | 6656650.2227 | 1478867.319 | 3544381.159 | 0 | 14250495.6692 | 25930394.3699 | 10000 | 0.4222 | 33753.0711 | 61417.5439 | 688.102 | 1252.0797
1 | 2200 | 707 | 0.04 | 15 | 15 | 7 | 1.3335e-11 | 5spot_SharedNeighbor | Water | Porous | Wet | R245fa | MinimizeLCOE_Brownfield | IgnoreSilica | 19.7922 | 3.1852 | 0.13994 | 4 | 27923.2765 | 48789.9259 | 569.2538 | 994.6486 | 100.5305 | 0 | 116.12 | 790156.2372 | 27988.2941 | 872807.7608 | 678883.944 | 0 | 216830.9173 | 0 | 1008800.1898 | 2624691.1606 | 1791405.6491 | 8011564.1529 | 961560.8286 | 6656650.2227 | 6656650.2227 | 1478867.319 | 3544381.159 | 0 | 15629775.2042 | 27309673.905 | 13335.2143 | 0.55974 | 27923.2765 | 48789.9259 | 569.2538 | 994.6486
1 | 2200 | 707 | 0.04 | 15 | 15 | 7 | 1.7783e-11 | 5spot_SharedNeighbor | Water | Porous | Wet | R245fa | MinimizeLCOE_Brownfield | IgnoreSilica | 24.9466 | 4.0299 | 0.1837 | 4 | 23484.8934 | 39379.8088 | 478.7713 | 802.8107 | 100.7446 | 0 | 129.1853 | 933301.0271 | 33095.8883 | 1053358.533 | 850847.0424 | 0 | 241494.5839 | 0 | 1213717.8592 | 3157844.9018 | 2155294.0327 | 9638953.8684 | 961560.8286 | 6656650.2227 | 6656650.2227 | 1478867.319 | 3544381.159 | 0 | 17257164.9198 | 28937063.6205 | 17782.7941 | 0.73482 | 23484.8934 | 39379.8088 | 478.7713 | 802.8107
1 | 2200 | 707 | 0.04 | 15 | 15 | 7 | 2.3714e-11 | 5spot_SharedNeighbor | Water | Porous | Wet | R245fa | MinimizeLCOE_Brownfield | IgnoreSilica | 31.2077 | 5.0561 | 0.23866 | 4 | 20062.4526 | 32297.1073 | 409.0002 | 658.4202 | 100.9111 | 0 | 106.2892 | 1095765.0345 | 38881.1737 | 1262822.7396 | 1059748.6095 | 0 | 266904.2397 | 0 | 1452407.5008 | 3778866.3874 | 2579153.9573 | 11534549.6425 | 961560.8286 | 6656650.2227 | 6656650.2227 | 1478867.319 | 3544381.159 | 0 | 19152760.6938 | 30832659.3945 | 23713.7371 | 0.95466 | 20062.4526 | 32297.1073 | 409.0002 | 658.4202
1 | 2200 | 707 | 0.04 | 15 | 15 | 7 | 3.1623e-11 | 5spot_SharedNeighbor | Water | Porous | Wet | R245fa | MinimizeLCOE_Brownfield | IgnoreSilica | 38.6667 | 6.2788 | 0.30641 | 4 | 17397.2319 | 26926.8786 | 354.6661 | 548.9408 | 101.04 | 0 | 110.7721 | 1277132.9232 | 45326.2541 | 1501582.0406 | 1308586.1745 | 0 | 292099.1994 | 0 | 1725643.3708 | 4489770.0726 | 3064360.3301 | 13704500.3653 | 961560.8286 | 6656650.2227 | 6656650.2227 | 1478867.319 | 3544381.159 | 0 | 21322711.4167 | 33002610.1174 | 31622.7766 | 1.2256 | 17397.2319 | 26926.8786 | 354.6661 | 548.9408
1 | 2200 | 707 | 0.04 | 15 | 15 | 7 | 4.217e-11 | 5spot_SharedNeighbor | Water | Porous | Wet | R245fa | MinimizeLCOE_Brownfield | IgnoreSilica | 47.3313 | 7.6989 | 0.38785 | 4 | 15308.6299 | 22837.2251 | 312.0871 | 465.5677 | 101.1369 | 0 | 164.8635 | 1475180.2051 | 52348.4145 | 1767489.0015 | 1597532.741 | 0 | 315828.801 | 0 | 2031267.8736 | 5284942.3368 | 3607081.7396 | 16131671.1132 | 961560.8286 | 6656650.2227 | 6656650.2227 | 1478867.319 | 3544381.159 | 0 | 23749882.1645 | 35429780.8653 | 42169.6503 | 1.5514 | 15308.6299 | 22837.2251 | 312.0871 | 465.5677
1 | 2200 | 707 | 0.04 | 15 | 15 | 7 | 5.6234e-11 | 5spot_SharedNeighbor | Water | Porous | Wet | R245fa | MinimizeLCOE_Brownfield | IgnoreSilica | 56.9 | 9.2654 | 0.48161 | 4 | 13669.4073 | 19732.4031 | 278.6694 | 402.2717 | 101.1991 | 0 | 171.6387 | 1681495.9188 | 59645.0248 | 2049677.6108 | 1916481.9195 | 0 | 335104.1334 | 0 | 2356537.7968 | 6131227.955 | 4184689.0634 | 18714859.4226 | 961560.8286 | 6656650.2227 | 6656650.2227 | 1478867.319 | 3544381.159 | 0 | 26333070.474 | 38012969.1747 | 56234.1325 | 1.9264 | 13669.4073 | 19732.4031 | 278.6694 | 402.2717
1 | 2200 | 707 | 0.04 | 15 | 15 | 7 | 7.4989e-11 | 5spot_SharedNeighbor | Water | Porous | Wet | R245fa | MinimizeLCOE_Brownfield | IgnoreSilica | 66.9144 | 10.9005 | 0.58409 | 4 | 12387.3959 | 17386.5865 | 252.5338 | 354.4491 | 101.222 | 0 | 177.1582 | 1885945.2751 | 66852.2028 | 2334228.2128 | 2249915.7917 | 0 | 347602.7893 | 0 | 2684972.266 | 6985747.0726 | 4767915.9198 | 21323179.5302 | 961560.8286 | 6656650.2227 | 6656650.2227 | 1478867.319 | 3544381.159 | 0 | 28941390.5816 | 40621289.2823 | 74989.4209 | 2.3364 | 12387.3959 | 17386.5865 | 252.5338 | 354.4491
1 | 2200 | 707 | 0.04 | 15 | 15 | 7 | 1e-10 | 5spot_SharedNeighbor | Water | Porous | Wet | R245fa | MinimizeLCOE_Brownfield | IgnoreSilica | 76.8024 | 12.5076 | 0.68977 | 4 | 11391.1216 | 15624.372 | 232.2234 | 318.524 | 101.2055 | 0 | 178.8266 | 2077894.1461 | 73591.8394 | 2605747.5339 | 2578522.2513 | 0 | 351979.0043 | 0 | 2998216.5622 | 7800744.4761 | 5324168.3942 | 23810864.2074 | 961560.8286 | 6656650.2227 | 6656650.2227 | 1478867.319 | 3544381.159 | 0 | 31429075.2588 | 43108973.9595 | 100000 | 2.7591 | 11391.1216 | 15624.372 | 232.2234 | 318.524
1 | 2200 | 707 | 0.04 | 15 | 15 | 7 | 1.3335e-10 | 5spot_SharedNeighbor | Water | Porous | Wet | R245fa | MinimizeLCOE_Brownfield | IgnoreSilica | 86.064 | 14.0041 | 0.79278 | 4 | 10622.236 | 14305.4311 | 216.5486 | 291.6356 | 101.1572 | 0 | 199.1048 | 2249717.2911 | 79597.8511 | 2852407.6205 | 2885559.793 | 0 | 348658.4439 | 0 | 3282216.9898 | 8539655.3322 | 5828490.2366 | 26066303.5581 | 961560.8286 | 6656650.2227 | 6656650.2227 | 1478867.319 | 3544381.159 | 0 | 33684514.6095 | 45364413.3102 | 133352.1432 | 3.1711 | 10622.236 | 14305.4311 | 216.5486 | 291.6356
1 | 2200 | 707 | 0.04 | 15 | 15 | 7 | 1.7783e-10 | 5spot_SharedNeighbor | Water | Porous | Wet | R245fa | MinimizeLCOE_Brownfield | IgnoreSilica | 94.6117 | 15.3759 | 0.89063 | 4 | 10022.917 | 13301.4558 | 204.3307 | 271.1682 | 101.0864 | 0 | 190.0166 | 2402046.2161 | 84897.5049 | 3073990.827 | 3168140.3526 | 0 | 339846.6361 | 0 | 3536879.3993 | 9202234.6833 | 6280714.2584 | 28088749.8777 | 961560.8286 | 6656650.2227 | 6656650.2227 | 1478867.319 | 3544381.159 | 0 | 35706960.929 | 47386859.6298 | 177827.941 | 3.5625 | 10022.917 | 13301.4558 | 204.3307 | 271.1682
1 | 2200 | 707 | 0.04 | 15 | 15 | 7 | 2.3714e-10 | 5spot_SharedNeighbor | Water | Porous | Wet | R245fa | MinimizeLCOE_Brownfield | IgnoreSilica | 101.6808 | 16.5027 | 0.97464 | 4 | 9575.8619 | 12571.8021 | 195.2169 | 256.2932 | 101.0102 | 0 | 199.3392 | 2523795.1142 | 89114.1748 | 3253109.7213 | 3401186.7692 | 0 | 326457.3374 | 0 | 3741528.6155 | 9734689.9646 | 6644125.9287 | 29714007.6257 | 961560.8286 | 6656650.2227 | 6656650.2227 | 1478867.319 | 3544381.159 | 0 | 37332218.677 | 49012117.3778 | 237137.3706 | 3.8986 | 9575.8619 | 12571.8021 | 195.2169 | 256.2932
1 | 2200 | 707 | 0.04 | 15 | 15 | 7 | 3.1623e-10 | 5spot_SharedNeighbor | Water | Porous | Wet | R245fa | MinimizeLCOE_Brownfield | IgnoreSilica | 107.5157 | 17.4269 | 1.0459 | 4 | 9236.0963 | 12027.8584 | 188.2903 | 245.2042 | 100.936 | 0 | 173.1285 | 2621522.0567 | 92484.74 | 3398252.0116 | 3592863.5059 | 0 | 311124.7061 | 0 | 3906336.3379 | 10163485.8515 | 6936787.9324 | 31022857.1422 | 961560.8286 | 6656650.2227 | 6656650.2227 | 1478867.319 | 3544381.159 | 0 | 38641068.1935 | 50320966.8942 | 316227.766 | 4.1837 | 9236.0963 | 12027.8584 | 188.2903 | 245.2042
1 | 2200 | 707 | 0.04 | 15 | 15 | 7 | 4.217e-10 | 5spot_SharedNeighbor | Water | Porous | Wet | R245fa | MinimizeLCOE_Brownfield | IgnoreSilica | 112.2339 | 18.1702 | 1.1048 | 4 | 8978.603 | 11621.6138 | 183.041 | 236.9223 | 100.869 | 0 | 197.8667 | 2698796.3286 | 95140.5567 | 3513891.6813 | 3747446.7362 | 0 | 295737.1232 | 0 | 4036894.8462 | 10503172.3087 | 7168630.9193 | 32059710.5002 | 961560.8286 | 6656650.2227 | 6656650.2227 | 1478867.319 | 3544381.159 | 0 | 39677921.5515 | 51357820.2522 | 421696.5034 | 4.4192 | 8978.603 | 11621.6138 | 183.041 | 236.9223
1 | 2200 | 707 | 0.04 | 15 | 15 | 7 | 5.6234e-10 | 5spot_SharedNeighbor | Water | Porous | Wet | R245fa | MinimizeLCOE_Brownfield | IgnoreSilica | 115.983 | 18.758 | 1.1523 | 4 | 8783.8914 | 11317.8595 | 179.0715 | 230.7299 | 100.8114 | 0 | 199.608 | 2759119.3698 | 97207.7626 | 3604710.6436 | 3870024.4002 | 0 | 281454.7589 | 0 | 4138881.6047 | 10768520.934 | 7349736.8085 | 32869656.2823 | 961560.8286 | 6656650.2227 | 6656650.2227 | 1478867.319 | 3544381.159 | 0 | 40487867.3336 | 52167766.0343 | 562341.3252 | 4.6093 | 8783.8914 | 11317.8595 | 179.0715 | 230.7299
1 | 2200 | 707 | 0.04 | 15 | 15 | 7 | 7.4989e-10 | 5spot_SharedNeighbor | Water | Porous | Wet | R245fa | MinimizeLCOE_Brownfield | IgnoreSilica | 120.5384 | 19.4691 | 1.2013 | 4 | 8637.5616 | 11068.2695 | 176.0884 | 225.6416 | 100.7366 | 0 | 156.4289 | 2831168.1916 | 99669.6129 | 3713821.759 | 4018653.6421 | 0 | 277510.9933 | 0 | 4266921.4375 | 11101654.3146 | 7577107.1859 | 33886507.1368 | 961560.8286 | 6656650.2227 | 6656650.2227 | 1478867.319 | 3544381.159 | 0 | 41504718.1881 | 53184616.8889 | 749894.2093 | 4.8051 | 8637.5616 | 11068.2695 | 176.0884 | 225.6416
1 | 2200 | 707 | 0.04 | 15 | 15 | 7 | 1e-09 | 5spot_SharedNeighbor | Water | Porous | Wet | R245fa | MinimizeLCOE_Brownfield | IgnoreSilica | 121.1427 | 19.5631 | 1.2192 | 4 | 8526.1004 | 10921.1065 | 173.8161 | 222.6415 | 100.7261 | 0 | 196.2788 | 2840616.5972 | 99991.7474 | 3728188.2858 | 4038339.9475 | 0 | 257944.8684 | 0 | 4276381.764 | 11126268.1435 | 7593906.6299 | 33961637.9837 | 961560.8286 | 6656650.2227 | 6656650.2227 | 1478867.319 | 3544381.159 | 0 | 41579849.0351 | 53259747.7358 | 1000000 | 4.8768 | 8526.1004 | 10921.1065 | 173.8161 | 222.6415
1 | 2200 | 707 | 0.04 | 15 | 15 | 7 | 1.3335e-09 | 5spot_SharedNeighbor | Water | Porous | Wet | R245fa | MinimizeLCOE_Brownfield | IgnoreSilica | 122.8601 | 19.8299 | 1.2418 | 4 | 8442.6573 | 10794.0202 | 172.115 | 220.0507 | 100.6962 | 0 | 198.0841 | 2867357.1994 | 100902.9145 | 3768902.7021 | 4094258.6864 | 0 | 249010.1651 | 0 | 4321368.3503 | 11243314.0129 | 7673792.8408 | 34318906.8715 | 961560.8286 | 6656650.2227 | 6656650.2227 | 1478867.319 | 3544381.159 | 0 | 41937117.9228 | 53617016.6235 | 1333521.4322 | 4.9673 | 8442.6573 | 10794.0202 | 172.115 | 220.0507
1 | 2200 | 707 | 0.04 | 15 | 15 | 7 | 1.7783e-09 | 5spot_SharedNeighbor | Water | Porous | Wet | R245fa | MinimizeLCOE_Brownfield | IgnoreSilica | 124.1628 | 20.032 | 1.2591 | 4 | 8379.8751 | 10698.8942 | 170.8351 | 218.1114 | 100.6731 | 0 | 231.1692 | 2887515.4828 | 101589.0171 | 3799661.2787 | 4136642.0773 | 0 | 241776.9667 | 0 | 4355202.0808 | 11331342.4394 | 7733874.0507 | 34587603.3934 | 961560.8286 | 6656650.2227 | 6656650.2227 | 1478867.319 | 3544381.159 | 0 | 42205814.4448 | 53885713.1455 | 1778279.41 | 5.0366 | 8379.8751 | 10698.8942 | 170.8351 | 218.1114
1 | 2200 | 707 | 0.04 | 15 | 15 | 7 | 2.3714e-09 | 5spot_SharedNeighbor | Water | Porous | Wet | R245fa | MinimizeLCOE_Brownfield | IgnoreSilica | 125.1398 | 20.1833 | 1.2723 | 4 | 8332.6715 | 10627.7585 | 169.8728 | 216.6612 | 100.6554 | 0 | 191.972 | 2902563.0706 | 102100.7309 | 3822659.1099 | 4168409.5913 | 0 | 235987.2023 | 0 | 4380370.685 | 11396825.9847 | 7778567.9159 | 34787484.2905 | 961560.8286 | 6656650.2227 | 6656650.2227 | 1478867.319 | 3544381.159 | 0 | 42405695.3419 | 54085594.0426 | 2371373.7057 | 5.0891 | 8332.6715 | 10627.7585 | 169.8728 | 216.6612
1 | 2200 | 707 | 0.04 | 15 | 15 | 7 | 3.1623e-09 | 5spot_SharedNeighbor | Water | Porous | Wet | R245fa | MinimizeLCOE_Brownfield | IgnoreSilica | 125.895 | 20.3001 | 1.2824 | 4 | 8297.2012 | 10574.2342 | 169.1497 | 215.5701 | 100.6416 | 0 | 216.4483 | 2914151.4938 | 102494.5518 | 3840392.0393 | 4192950.0738 | 0 | 231543.6399 | 0 | 4399797.4015 | 11447370.3161 | 7813065.4607 | 34941764.977 | 961560.8286 | 6656650.2227 | 6656650.2227 | 1478867.319 | 3544381.159 | 0 | 42559976.0283 | 54239874.729 | 3162277.6602 | 5.1294 | 8297.2012 | 10574.2342 | 169.1497 | 215.5701
1 | 2200 | 707 | 0.04 | 15 | 15 | 7 | 4.217e-09 | 5spot_SharedNeighbor | Water | Porous | Wet | R245fa | MinimizeLCOE_Brownfield | IgnoreSilica | 126.448 | 20.3856 | 1.2899 | 4 | 8270.5599 | 10534.325 | 168.6065 | 214.7565 | 100.6314 | 0 | 220.2735 | 2922615.9815 | 102782.0635 | 3853356.8001 | 4210917.0988 | 0 | 228016.4296 | 0 | 4413898.4657 | 11484058.3926 | 7838105.8268 | 35053751.0585 | 961560.8286 | 6656650.2227 | 6656650.2227 | 1478867.319 | 3544381.159 | 0 | 42671962.1099 | 54351860.8106 | 4216965.0343 | 5.1595 | 8270.5599 | 10534.325 | 168.6065 | 214.7565
1 | 2200 | 707 | 0.04 | 15 | 15 | 7 | 5.6234e-09 | 5spot_SharedNeighbor | Water | Porous | Wet | R245fa | MinimizeLCOE_Brownfield | IgnoreSilica | 126.8696 | 20.4508 | 1.2956 | 4 | 8250.5572 | 10504.3432 | 168.1988 | 214.1452 | 100.6236 | 0 | 220.206 | 2929054.8514 | 103000.6896 | 3863225.8529 | 4224608.2051 | 0 | 225332.3874 | 0 | 4424636.5747 | 11511996.7496 | 7857174.3295 | 35139029.6402 | 961560.8286 | 6656650.2227 | 6656650.2227 | 1478867.319 | 3544381.159 | 0 | 42757240.6915 | 54437139.3923 | 5623413.2519 | 5.1823 | 8250.5572 | 10504.3432 | 168.1988 | 214.1452
1 | 2200 | 707 | 0.04 | 15 | 15 | 7 | 7.4989e-09 | 5spot_SharedNeighbor | Water | Porous | Wet | R245fa | MinimizeLCOE_Brownfield | IgnoreSilica | 127.1861 | 20.4997 | 1.2999 | 4 | 8235.5432 | 10481.8725 | 167.8927 | 213.6871 | 100.6177 | 0 | 197.0602 | 2933882.574 | 103164.5637 | 3870629.3609 | 4234887.0043 | 0 | 223279.2234 | 0 | 4432678.6633 | 11532920.6144 | 7871455.2972 | 35202897.3012 | 961560.8286 | 6656650.2227 | 6656650.2227 | 1478867.319 | 3544381.159 | 0 | 42821108.3526 | 54501007.0533 | 7498942.0933 | 5.1995 | 8235.5432 | 10481.8725 | 167.8927 | 213.6871
1 | 2200 | 707 | 0.04 | 15 | 15 | 7 | 1e-08 | 5spot_SharedNeighbor | Water | Porous | Wet | R245fa | MinimizeLCOE_Brownfield | IgnoreSilica | 127.4297 | 20.5373 | 1.3032 | 4 | 8224.2762 | 10464.9549 | 167.663 | 213.3423 | 100.6131 | 0 | 202.4949 | 2937592.9053 | 103290.4817 | 3876321.5677 | 4242794.5832 | 0 | 221746.6768 | 0 | 4438881.0238 | 11549057.8841 | 7882469.3153 | 35252154.4379 | 961560.8286 | 6656650.2227 | 6656650.2227 | 1478867.319 | 3544381.159 | 0 | 42870365.4893 | 54550264.19 | 10000000 | 5.2127 | 8224.2762 | 10464.9549 | 167.663 | 213.3423
1 | 2300 | 707 | 0.04 | 15 | 15 | 7 | 1e-13 | 5spot_SharedNeighbor | Water | Porous | Wet | R245fa | MinimizeLCOE_Brownfield | IgnoreSilica | 0 | 0 | 0 | 0 | [6 empty] | 18.8134 | [19 empty] | 100 | 0
1 | 2300 | 707 | 0.04 | 15 | 15 | 7 | 1.3335e-13 | 5spot_SharedNeighbor | Water | Porous | Wet | R245fa | MinimizeLCOE_Brownfield | IgnoreSilica | 0 | 0 | 0 | 0 | [6 empty] | 21.534 | [19 empty] | 133.3521 | 0
1 | 2300 | 707 | 0.04 | 15 | 15 | 7 | 1.7783e-13 | 5spot_SharedNeighbor | Water | Porous | Wet | R245fa | MinimizeLCOE_Brownfield | IgnoreSilica | 0 | 0 | 0 | 0 | [6 empty] | 21.7724 | [19 empty] | 177.8279 | 0
1 | 2300 | 707 | 0.04 | 15 | 15 | 7 | 2.3714e-13 | 5spot_SharedNeighbor | Water | Porous | Wet | R245fa | MinimizeLCOE_Brownfield | IgnoreSilica | 0 | 0 | 0 | 0 | [6 empty] | 22.694 | [19 empty] | 237.1374 | 0
1 | 2300 | 707 | 0.04 | 15 | 15 | 7 | 3.1623e-13 | 5spot_SharedNeighbor | Water | Porous | Wet | R245fa | MinimizeLCOE_Brownfield | IgnoreSilica | 0 | 0 | 0 | 0 | [6 empty] | 22.2321 | [19 empty] | 316.2278 | 0
1 | 2300 | 707 | 0.04 | 15 | 15 | 7 | 4.217e-13 | 5spot_SharedNeighbor | Water | Porous | Wet | R245fa | MinimizeLCOE_Brownfield | IgnoreSilica | 0.75252 | 0.08244 | 0.00043728 | 4 | 4877551.0257 | 11823304.2598 | 99435.475 | 241034.0495 | 81.0864 | 0 | 69.6073 | 53385.6687 | 1618.5178 | 47637.1734 | 45265.3137 | 0 | 38765.173 | 0 | 72802.0202 | 189415.9228 | 129280.2594 | 578170.049 | 961560.8286 | 6991696.732 | 6991696.732 | 1478867.319 | 3678399.7627 | 0 | 8531427.6096 | 20680391.4233 | 421.6965 | 0.0017491 | 4877551.0257 | 11823304.2598 | 99435.475 | 241034.0495
1 | 2300 | 707 | 0.04 | 15 | 15 | 7 | 5.6234e-13 | 5spot_SharedNeighbor | Water | Porous | Wet | R245fa | MinimizeLCOE_Brownfield | IgnoreSilica | 1.1263 | 0.14303 | 0.0019632 | 4 | 1118222.8391 | 2665340.8867 | 22796.4851 | 54336.5791 | 88.0459 | 0 | 184.5067 | 83033.2109 | 2658.8795 | 73614.9797 | 57661.8526 | 0 | 50282.6259 | 0 | 104228.104 | 271180.1464 | 185086.0221 | 827745.8211 | 961560.8286 | 6991696.732 | 6991696.732 | 1478867.319 | 3678399.7627 | 0 | 8781003.3817 | 20929967.1954 | 562.3413 | 0.0078526 | 1118222.8391 | 2665340.8867 | 22796.4851 | 54336.5791
1 | 2300 | 707 | 0.04 | 15 | 15 | 7 | 7.4989e-13 | 5spot_SharedNeighbor | Water | Porous | Wet | R245fa | MinimizeLCOE_Brownfield | IgnoreSilica | 1.5736 | 0.21829 | 0.0044193 | 4 | 512281.3894 | 1199549.4246 | 10443.549 | 24454.4375 | 92.4932 | 0 | 270.3869 | 115284.6719 | 3822.9714 | 102876.626 | 72834.7185 | 0 | 61120.5591 | 0 | 138816.4233 | 361171.8581 | 246507.2145 | 1102435.0427 | 961560.8286 | 6991696.732 | 6991696.732 | 1478867.319 | 3678399.7627 | 0 | 9055692.6033 | 21204656.417 | 749.8942 | 0.017677 | 512281.3894 | 1199549.4246 | 10443.549 | 24454.4375
1 | 2300 | 707 | 0.04 | 15 | 15 | 7 | 1e-12 | 5spot_SharedNeighbor | Water | Porous | Wet | R245fa | MinimizeLCOE_Brownfield | IgnoreSilica | 2.1571 | 0.3183 | 0.0079438 | 4 | 295497.0048 | 677837.2943 | 6024.1061 | 13818.6301 | 95.7365 | 0 | 357.9442 | 153437.8023 | 5219.8242 | 138757.9874 | 92834.1907 | 0 | 73463.5684 | 0 | 180848.2155 | 470529.9596 | 321146.3659 | 1436237.914 | 961560.8286 | 6991696.732 | 6991696.732 | 1478867.319 | 3678399.7627 | 0 | 9389495.4746 | 21538459.2883 | 1000 | 0.031775 | 295497.0048 | 677837.2943 | 6024.1061 | 13818.6301
1 | 2300 | 707 | 0.04 | 15 | 15 | 7 | 1.3335e-12 | 5spot_SharedNeighbor | Water | Porous | Wet | R245fa | MinimizeLCOE_Brownfield | IgnoreSilica | 2.8861 | 0.44434 | 0.012852 | 4 | 190150.3432 | 426470.8245 | 3876.4719 | 8694.1846 | 98.0525 | 0 | 79.9507 | 196642.8541 | 6811.5149 | 180884.5556 | 117728.7234 | 0 | 86244.727 | 0 | 229441.8263 | 596960.5669 | 407437.8533 | 1822152.6215 | 961560.8286 | 6991696.732 | 6991696.732 | 1478867.319 | 3678399.7627 | 0 | 9775410.1821 | 21924373.9958 | 1333.5214 | 0.051409 | 190150.3432 | 426470.8245 | 3876.4719 | 8694.1846
1 | 2300 | 707 | 0.04 | 15 | 15 | 7 | 1.7783e-12 | 5spot_SharedNeighbor | Water | Porous | Wet | R245fa | MinimizeLCOE_Brownfield | IgnoreSilica | 3.8265 | 0.6078 | 0.019541 | 4 | 131024.7541 | 286452.6427 | 2671.1168 | 5839.7246 | 99.7928 | 0 | 102.1427 | 247457.873 | 8689.3622 | 232093.3697 | 149937.5374 | 0 | 100619.6787 | 0 | 288131.1502 | 749658.149 | 511657.0906 | 2288244.2108 | 961560.8286 | 6991696.732 | 6991696.732 | 1478867.319 | 3678399.7627 | 0 | 10241501.7715 | 22390465.5852 | 1778.2794 | 0.078165 | 131024.7541 | 286452.6427 | 2671.1168 | 5839.7246
1 | 2300 | 707 | 0.04 | 15 | 15 | 7 | 2.3714e-12 | 5spot_SharedNeighbor | Water | Porous | Wet | R245fa | MinimizeLCOE_Brownfield | IgnoreSilica | 5.0056 | 0.81339 | 0.028491 | 4 | 94673.4891 | 201276.7512 | 1930.0471 | 4103.2988 | 101.0796 | 0 | 86.1182 | 305775.051 | 10846.1423 | 292732.5343 | 190410.4259 | 0 | 115930.4131 | 0 | 357120.881 | 929155.2767 | 634167.5686 | 2836138.2928 | 961560.8286 | 6991696.732 | 6991696.732 | 1478867.319 | 3678399.7627 | 0 | 10789395.8534 | 22938359.6671 | 2371.3737 | 0.11396 | 94673.4891 | 201276.7512 | 1930.0471 | 4103.2988
1 | 2300 | 707 | 0.04 | 15 | 15 | 7 | 3.1623e-12 | 5spot_SharedNeighbor | Water | Porous | Wet | R245fa | MinimizeLCOE_Brownfield | IgnoreSilica | 6.4935 | 1.0729 | 0.040285 | 4 | 70991.1844 | 146385.049 | 1447.2513 | 2984.2572 | 102.0342 | 0 | 101.3122 | 373229.0719 | 13336.7937 | 365065.6319 | 241363.4816 | 0 | 132601.7689 | 0 | 438982.7317 | 1142143.0202 | 779536.08 | 3486258.5799 | 961560.8286 | 6991696.732 | 6991696.732 | 1478867.319 | 3678399.7627 | 0 | 11439516.1406 | 23588479.9543 | 3162.2777 | 0.16114 | 70991.1844 | 146385.049 | 1447.2513 | 2984.2572
1 | 2300 | 707 | 0.04 | 15 | 15 | 7 | 4.217e-12 | 5spot_SharedNeighbor | Water | Porous | Wet | R245fa | MinimizeLCOE_Brownfield | IgnoreSilica | 8.2257 | 1.3734 | 0.05523 | 4 | 54985.0797 | 109978.0747 | 1120.9452 | 2242.0518 | 102.6361 | 0 | 85.5589 | 445222.3248 | 15985.3118 | 444598.1758 | 300732.9151 | 0 | 147550.4538 | 0 | 528094.7807 | 1373994.2923 | 937779.3372 | 4193957.5916 | 961560.8286 | 6991696.732 | 6991696.732 | 1478867.319 | 3678399.7627 | 0 | 12147215.1522 | 24296178.9659 | 4216.965 | 0.22092 | 54985.0797 | 109978.0747 | 1120.9452 | 2242.0518
1 | 2300 | 707 | 0.04 | 15 | 15 | 7 | 5.6234e-12 | 5spot_SharedNeighbor | Water | Porous | Wet | R245fa | MinimizeLCOE_Brownfield | IgnoreSilica | 10.8787 | 1.8407 | 0.076699 | 4 | 43051.4922 | 82650.8638 | 877.6629 | 1684.9497 | 103.4038 | 0 | 91.6617 | 549124.3167 | 19827.4257 | 561644.5255 | 392253.8731 | 0 | 173751.6922 | 0 | 661674.715 | 1721541.8802 | 1174987.7074 | 5254806.1357 | 961560.8286 | 6991696.732 | 6991696.732 | 1478867.319 | 3678399.7627 | 0 | 13208063.6963 | 25357027.51 | 5623.4133 | 0.3068 | 43051.4922 | 82650.8638 | 877.6629 | 1684.9497
1 | 2300 | 707 | 0.04 | 15 | 15 | 7 | 7.4989e-12 | 5spot_SharedNeighbor | Water | Porous | Wet | R245fa | MinimizeLCOE_Brownfield | IgnoreSilica | 13.9191 | 2.3731 | 0.10343 | 4 | 34667.846 | 64032.5686 | 706.7509 | 1305.3905 | 103.8455 | 0 | 109.1944 | 657855.3175 | 23826.8657 | 688000.9399 | 496780.2785 | 0 | 196573.6379 | 0 | 804584.4454 | 2093363.6839 | 1428763.7286 | 6389748.8973 | 961560.8286 | 6991696.732 | 6991696.732 | 1478867.319 | 3678399.7627 | 0 | 14343006.4579 | 26491970.2716 | 7498.9421 | 0.41373 | 34667.846 | 64032.5686 | 706.7509 | 1305.3905
1 | 2300 | 707 | 0.04 | 15 | 15 | 7 | 1e-11 | 5spot_SharedNeighbor | Water | Porous | Wet | R245fa | MinimizeLCOE_Brownfield | IgnoreSilica | 17.7117 | 3.0373 | 0.13793 | 4 | 28441.6022 | 50461.9594 | 579.8205 | 1028.7353 | 104.1862 | 0 | 121.2621 | 783758.0317 | 28448.9328 | 837944.8868 | 627132.4455 | 0 | 221188.6059 | 0 | 974404.432 | 2535200.4543 | 1730326.4032 | 7738404.1921 | 961560.8286 | 6991696.732 | 6991696.732 | 1478867.319 | 3678399.7627 | 0 | 15691661.7527 | 27840625.5664 | 10000 | 0.55172 | 28441.6022 | 50461.9594 | 579.8205 | 1028.7353
1 | 2300 | 707 | 0.04 | 15 | 15 | 7 | 1.3335e-11 | 5spot_SharedNeighbor | Water | Porous | Wet | R245fa | MinimizeLCOE_Brownfield | IgnoreSilica | 22.4038 | 3.8591 | 0.18206 | 4 | 23735.7195 | 40418.7407 | 483.8847 | 823.9907 | 104.4499 | 0 | 133.3915 | 928708.0107 | 33759.41 | 1014672.0821 | 788371.4429 | 0 | 247366.3873 | 0 | 1175022.1599 | 3057166.6299 | 2086579.0434 | 9331645.1663 | 961560.8286 | 6991696.732 | 6991696.732 | 1478867.319 | 3678399.7627 | 0 | 17284902.7269 | 29433866.5406 | 13335.2143 | 0.72822 | 23735.7195 | 40418.7407 | 483.8847 | 823.9907
1 | 2300 | 707 | 0.04 | 15 | 15 | 7 | 1.7783e-11 | 5spot_SharedNeighbor | Water | Porous | Wet | R245fa | MinimizeLCOE_Brownfield | IgnoreSilica | 28.1332 | 4.8627 | 0.23783 | 4 | 20126.9588 | 32897.8238 | 410.3153 | 670.6666 | 104.654 | 0 | 126.9792 | 1093863.6776 | 39797.3515 | 1220600.8528 | 985270.345 | 0 | 274502.2696 | 0 | 1409473.4537 | 3667160.8037 | 2502912.6011 | 11193581.355 | 961560.8286 | 6991696.732 | 6991696.732 | 1478867.319 | 3678399.7627 | 0 | 19146838.9156 | 31295802.7293 | 17782.7941 | 0.9513 | 20126.9588 | 32897.8238 | 410.3153 | 670.6666
1 | 2300 | 707 | 0.04 | 15 | 15 | 7 | 2.3714e-11 | 5spot_SharedNeighbor | Water | Porous | Wet | R245fa | MinimizeLCOE_Brownfield | IgnoreSilica | 35.0586 | 6.0759 | 0.30742 | 4 | 17327.0139 | 27206.8692 | 353.2346 | 554.6488 | 104.8132 | 0 | 128.3282 | 1280649.6128 | 46611.4861 | 1458522.2353 | 1223284.0985 | 0 | 302253.8787 | 0 | 1681415.3115 | 4374697.7348 | 2985821.0951 | 13353255.4529 | 961560.8286 | 6991696.732 | 6991696.732 | 1478867.319 | 3678399.7627 | 0 | 21306513.0136 | 33455476.8273 | 23713.7371 | 1.2297 | 17327.0139 | 27206.8692 | 353.2346 | 554.6488
1 | 2300 | 707 | 0.04 | 15 | 15 | 7 | 3.1623e-11 | 5spot_SharedNeighbor | Water | Porous | Wet | R245fa | MinimizeLCOE_Brownfield | IgnoreSilica | 43.2487 | 7.5108 | 0.39248 | 4 | 15135.9502 | 22874.5236 | 308.5668 | 466.3281 | 104.9356 | 0 | 130.3094 | 1487928.9874 | 54156.5733 | 1727948.7786 | 1504763.0278 | 0 | 329407.6464 | 0 | 1990639.9552 | 5179236.8271 | 3534935.5572 | 15809017.353 | 961560.8286 | 6991696.732 | 6991696.732 | 1478867.319 | 3678399.7627 | 0 | 23762274.9137 | 35911238.7274 | 31622.7766 | 1.5699 | 15135.9502 | 22874.5236 | 308.5668 | 466.3281
1 | 2300 | 707 | 0.04 | 15 | 15 | 7 | 4.217e-11 | 5spot_SharedNeighbor | Water | Porous | Wet | R245fa | MinimizeLCOE_Brownfield | IgnoreSilica | 52.5714 | 9.1431 | 0.49301 | 4 | 13414.1958 | 19574.8077 | 273.4665 | 399.0589 | 105.022 | 0 | 122.8723 | 1710020.3132 | 62220.6257 | 2022221.4038 | 1825068.6911 | 0 | 353519.7734 | 0 | 2329489.8148 | 6060854.654 | 4136657.8395 | 18500053.1154 | 961560.8286 | 6991696.732 | 6991696.732 | 1478867.319 | 3678399.7627 | 0 | 26453310.6761 | 38602274.4898 | 42169.6503 | 1.972 | 13414.1958 | 19574.8077 | 273.4665 | 399.0589
1 | 2300 | 707 | 0.04 | 15 | 15 | 7 | 5.6234e-11 | 5spot_SharedNeighbor | Water | Porous | Wet | R245fa | MinimizeLCOE_Brownfield | IgnoreSilica | 62.6413 | 10.9027 | 0.60628 | 4 | 12062.6669 | 17072.3063 | 245.9138 | 348.0421 | 105.0672 | 0 | 186.3214 | 1936571.7882 | 70420.7532 | 2327913.0004 | 2170719.5774 | 0 | 371475.9263 | 0 | 2682069.4077 | 6978194.4307 | 4762761.0865 | 21300125.9704 | 961560.8286 | 6991696.732 | 6991696.732 | 1478867.319 | 3678399.7627 | 0 | 29253383.531 | 41402347.3447 | 56234.1325 | 2.4251 | 12062.6669 | 17072.3063 | 245.9138 | 348.0421
1 | 2300 | 707 | 0.04 | 15 | 15 | 7 | 7.4989e-11 | 5spot_SharedNeighbor | Water | Porous | Wet | R245fa | MinimizeLCOE_Brownfield | IgnoreSilica | 72.8996 | 12.6881 | 0.72688 | 4 | 11007.165 | 15185.6447 | 224.3959 | 309.5799 | 105.0672 | 0 | 172.0409 | 2155346.0915 | 78307.9832 | 2628201.401 | 2522262.2081 | 0 | 380879.1209 | 0 | 3028348.7538 | 7879142.2577 | 5377676.491 | 24050164.3072 | 961560.8286 | 6991696.732 | 6991696.732 | 1478867.319 | 3678399.7627 | 0 | 32003421.8678 | 44152385.6815 | 74989.4209 | 2.9075 | 11007.165 | 15185.6447 | 224.3959 | 309.5799
1 | 2300 | 707 | 0.04 | 15 | 15 | 7 | 1e-10 | 5spot_SharedNeighbor | Water | Porous | Wet | R245fa | MinimizeLCOE_Brownfield | IgnoreSilica | 82.8265 | 14.4059 | 0.84836 | 4 | 10188.4625 | 13768.6108 | 207.7056 | 280.6918 | 105.0261 | 0 | 183.9526 | 2356911.659 | 85540.5615 | 2909289.9782 | 2861629.9438 | 0 | 381507.7302 | 0 | 3352003.1504 | 8721224.6068 | 5952414.9974 | 26620522.6273 | 961560.8286 | 6991696.732 | 6991696.732 | 1478867.319 | 3678399.7627 | 0 | 34573780.188 | 46722744.0017 | 100000 | 3.3934 | 10188.4625 | 13768.6108 | 207.7056 | 280.6918
1 | 2300 | 707 | 0.04 | 15 | 15 | 7 | 1.3335e-10 | 5spot_SharedNeighbor | Water | Porous | Wet | R245fa | MinimizeLCOE_Brownfield | IgnoreSilica | 91.9056 | 15.9662 | 0.96384 | 4 | 9557.6624 | 12708.8544 | 194.8459 | 259.0872 | 104.9557 | 0 | 170.5121 | 2533360.9486 | 91839.2973 | 3158908.3358 | 3171073.1491 | 0 | 374026.5761 | 0 | 3638391.2397 | 9466347.669 | 6460976.7981 | 28894924.0138 | 961560.8286 | 6991696.732 | 6991696.732 | 1478867.319 | 3678399.7627 | 0 | 36848181.5744 | 48997145.3881 | 133352.1432 | 3.8554 | 9557.6624 | 12708.8544 | 194.8459 | 259.0872
1 | 2300 | 707 | 0.04 | 15 | 15 | 7 | 1.7783e-10 | 5spot_SharedNeighbor | Water | Porous | Wet | R245fa | MinimizeLCOE_Brownfield | IgnoreSilica | 100.2077 | 17.3822 | 1.0719 | 4 | 9065.5001 | 11898.9409 | 184.8125 | 242.576 | 104.8661 | 0 | 162.3402 | 2688601.2269 | 97351.8039 | 3381349.092 | 3453090.5148 | 0 | 361660.8569 | 0 | 3893000.8628 | 10128789.6808 | 6913107.083 | 30916951.1211 | 961560.8286 | 6991696.732 | 6991696.732 | 1478867.319 | 3678399.7627 | 0 | 38870208.6817 | 51019172.4954 | 177827.941 | 4.2877 | 9065.5001 | 11898.9409 | 184.8125 | 242.576
1 | 2300 | 707 | 0.04 | 15 | 15 | 7 | 2.3714e-10 | 5spot_SharedNeighbor | Water | Porous | Wet | R245fa | MinimizeLCOE_Brownfield | IgnoreSilica | 106.9286 | 18.5203 | 1.1627 | 4 | 8699.5808 | 11311.8108 | 177.3527 | 230.6066 | 104.7771 | 0 | 181.0684 | 2810251.108 | 101650.2971 | 3557564.6652 | 3680679.0075 | 0 | 345207.4254 | 0 | 4093187.4763 | 10649634.1851 | 7268594.1594 | 32506768.3241 | 961560.8286 | 6991696.732 | 6991696.732 | 1478867.319 | 3678399.7627 | 0 | 40460025.8848 | 52608989.6985 | 237137.3706 | 4.6508 | 8699.5808 | 11311.8108 | 177.3527 | 230.6066
1 | 2300 | 707 | 0.04 | 15 | 15 | 7 | 3.1623e-10 | 5spot_SharedNeighbor | Water | Porous | Wet | R245fa | MinimizeLCOE_Brownfield | IgnoreSilica | 112.4534 | 19.4499 | 1.239 | 4 | 8421.5498 | 10872.9179 | 171.6847 | 221.6591 | 104.6936 | 0 | 171.2829 | 2907677.65 | 105078.2007 | 3699936.7464 | 3867246.8415 | 0 | 327751.8367 | 0 | 4253999.5974 | 11068034.3371 | 7554160.8604 | 33783886.0702 | 961560.8286 | 6991696.732 | 6991696.732 | 1478867.319 | 3678399.7627 | 0 | 41737143.6308 | 53886107.4445 | 316227.766 | 4.956 | 8421.5498 | 10872.9179 | 171.6847 | 221.6591
1 | 2300 | 707 | 0.04 | 15 | 15 | 7 | 4.217e-10 | 5spot_SharedNeighbor | Water | Porous | Wet | R245fa | MinimizeLCOE_Brownfield | IgnoreSilica | 116.865 | 20.188 | 1.3012 | 4 | 8210.8721 | 10545.042 | 167.3897 | 214.9749 | 104.6205 | 0 | 203.2284 | 2983862.1006 | 107748.9962 | 3812060.9564 | 4015870.5211 | 0 | 310715.2834 | 0 | 4379800.5644 | 11395342.648 | 7777555.5082 | 34782956.5782 | 961560.8286 | 6991696.732 | 6991696.732 | 1478867.319 | 3678399.7627 | 0 | 42736214.1388 | 54885177.9525 | 421696.5034 | 5.2048 | 8210.8721 | 10545.042 | 167.3897 | 214.9749
1 | 2300 | 707 | 0.04 | 15 | 15 | 7 | 5.6234e-10 | 5spot_SharedNeighbor | Water | Porous | Wet | R245fa | MinimizeLCOE_Brownfield | IgnoreSilica | 120.3339 | 20.7658 | 1.3509 | 4 | 8051.5672 | 10299.8267 | 164.1421 | 209.9759 | 104.5592 | 0 | 173.8953 | 3042787.7019 | 109808.5856 | 3899274.2329 | 4132508.2897 | 0 | 295195.8262 | 0 | 4477034.1081 | 11648324.3834 | 7950220.7408 | 35555153.8685 | 961560.8286 | 6991696.732 | 6991696.732 | 1478867.319 | 3678399.7627 | 0 | 43508411.4291 | 55657375.2428 | 562341.3252 | 5.4037 | 8051.5672 | 10299.8267 | 164.1421 | 209.9759
1 | 2300 | 707 | 0.04 | 15 | 15 | 7 | 7.4989e-10 | 5spot_SharedNeighbor | Water | Porous | Wet | R245fa | MinimizeLCOE_Brownfield | IgnoreSilica | 123.0186 | 21.2114 | 1.39 | 4 | 7931.3072 | 10116.4138 | 161.6904 | 206.2368 | 104.5095 | 0 | 183.3148 | 3087810.3469 | 111378.4596 | 3966204.2444 | 4222635.1407 | 0 | 281659.3168 | 0 | 4551178.1283 | 11841231.9148 | 8081884.0948 | 36143981.6463 | 961560.8286 | 6991696.732 | 6991696.732 | 1478867.319 | 3678399.7627 | 0 | 44097239.207 | 56246203.0207 | 749894.2093 | 5.5599 | 7931.3072 | 10116.4138 | 161.6904 | 206.2368
1 | 2300 | 707 | 0.04 | 15 | 15 | 7 | 1e-09 | 5spot_SharedNeighbor | Water | Porous | Wet | R245fa | MinimizeLCOE_Brownfield | IgnoreSilica | 125.101 | 21.5559 | 1.4205 | 4 | 7840.6426 | 9978.8578 | 159.8421 | 203.4325 | 104.4696 | 0 | 192.7442 | 3122386.2629 | 112581.7827 | 4017780.0026 | 4292451.9511 | 0 | 270396.6679 | 0 | 4608082.7002 | 11989285.9383 | 8182934.0081 | 36595899.3138 | 961560.8286 | 6991696.732 | 6991696.732 | 1478867.319 | 3678399.7627 | 0 | 44549156.8745 | 56698120.6882 | 1000000 | 5.6818 | 7840.6426 | 9978.8578 | 159.8421 | 203.4325
1 | 2300 | 707 | 0.04 | 15 | 15 | 7 | 1.3335e-09 | 5spot_SharedNeighbor | Water | Porous | Wet | R245fa | MinimizeLCOE_Brownfield | IgnoreSilica | 126.6649 | 21.8141 | 1.4437 | 4 | 7772.3637 | 9876.1268 | 158.4501 | 201.3382 | 104.4389 | 0 | 214.0282 | 3148158.9041 | 113477.4035 | 4056324.9631 | 4344837.8611 | 0 | 261039.3334 | 0 | 4650297.0014 | 12099118.8906 | 8257897.2549 | 36931151.6121 | 961560.8286 | 6991696.732 | 6991696.732 | 1478867.319 | 3678399.7627 | 0 | 44884409.1727 | 57033372.9864 | 1333521.4322 | 5.7749 | 7772.3637 | 9876.1268 | 158.4501 | 201.3382
1 | 2300 | 707 | 0.04 | 15 | 15 | 7 | 1.7783e-09 | 5spot_SharedNeighbor | Water | Porous | Wet | R245fa | MinimizeLCOE_Brownfield | IgnoreSilica | 127.8707 | 22.0128 | 1.4616 | 4 | 7720.9884 | 9798.9432 | 157.4028 | 199.7647 | 104.4148 | 0 | 198.0279 | 3167915.2684 | 114163.1741 | 4085930.8961 | 4385196.1698 | 0 | 253640.515 | 0 | 4682669.9491 | 12183346.6598 | 8315384.4381 | 37188247.0702 | 961560.8286 | 6991696.732 | 6991696.732 | 1478867.319 | 3678399.7627 | 0 | 45141504.6309 | 57290468.4446 | 1778279.41 | 5.8466 | 7720.9884 | 9798.9432 | 157.4028 | 199.7647
1 | 2300 | 707 | 0.04 | 15 | 15 | 7 | 2.3714e-09 | 5spot_SharedNeighbor | Water | Porous | Wet | R245fa | MinimizeLCOE_Brownfield | IgnoreSilica | 128.7649 | 22.16 | 1.4751 | 4 | 7682.3597 | 9741.3065 | 156.6153 | 198.5897 | 104.3967 | 0 | 210.9293 | 3182502.8669 | 114669.0871 | 4107824.2719 | 4415108.8721 | 0 | 247701.3854 | 0 | 4706444.5285 | 12245203.2386 | 8357602.8241 | 37377057.0745 | 961560.8286 | 6991696.732 | 6991696.732 | 1478867.319 | 3678399.7627 | 0 | 45330314.6352 | 57479278.4489 | 2371373.7057 | 5.9006 | 7682.3597 | 9741.3065 | 156.6153 | 198.5897
1 | 2300 | 707 | 0.04 | 15 | 15 | 7 | 3.1623e-09 | 5spot_SharedNeighbor | Water | Porous | Wet | R245fa | MinimizeLCOE_Brownfield | IgnoreSilica | 129.4519 | 22.2729 | 1.4855 | 4 | 7653.332 | 9697.9682 | 156.0235 | 197.7062 | 104.3826 | 0 | 173.8518 | 3193673.328 | 115056.2353 | 4124608.1868 | 4438079.7047 | 0 | 243137.8029 | 0 | 4724676.5505 | 12292639.22 | 8389978.8561 | 37521849.8843 | 961560.8286 | 6991696.732 | 6991696.732 | 1478867.319 | 3678399.7627 | 0 | 45475107.4449 | 57624071.2586 | 3162277.6602 | 5.9419 | 7653.332 | 9697.9682 | 156.0235 | 197.7062
1 | 2300 | 707 | 0.04 | 15 | 15 | 7 | 4.217e-09 | 5spot_SharedNeighbor | Water | Porous | Wet | R245fa | MinimizeLCOE_Brownfield | IgnoreSilica | 129.9512 | 22.3549 | 1.4931 | 4 | 7631.5291 | 9665.6818 | 155.579 | 197.048 | 104.3723 | 0 | 187.7747 | 3201772.58 | 115336.7994 | 4136788.0028 | 4454770.6577 | 0 | 239513.8289 | 0 | 4737790.9288 | 12326760.1423 | 8413267.0867 | 37626000.0267 | 961560.8286 | 6991696.732 | 6991696.732 | 1478867.319 | 3678399.7627 | 0 | 45579257.5874 | 57728221.4011 | 4216965.0343 | 5.9725 | 7631.5291 | 9665.6818 | 155.579 | 197.048
1 | 2300 | 707 | 0.04 | 15 | 15 | 7 | 5.6234e-09 | 5spot_SharedNeighbor | Water | Porous | Wet | R245fa | MinimizeLCOE_Brownfield | IgnoreSilica | 130.3339 | 22.4178 | 1.499 | 4 | 7615.159 | 9641.3988 | 155.2453 | 196.553 | 104.3644 | 0 | 186.2301 | 3207967.866 | 115551.3294 | 4146110.4975 | 4467558.0972 | 0 | 236773.1247 | 0 | 4747844.7568 | 12352918.1402 | 8431120.4578 | 37705844.2696 | 961560.8286 | 6991696.732 | 6991696.732 | 1478867.319 | 3678399.7627 | 0 | 45659101.8302 | 57808065.6439 | 5623413.2519 | 5.9958 | 7615.159 | 9641.3988 | 155.2453 | 196.553
1 | 2300 | 707 | 0.04 | 15 | 15 | 7 | 7.4989e-09 | 5spot_SharedNeighbor | Water | Porous | Wet | R245fa | MinimizeLCOE_Brownfield | IgnoreSilica | 130.6233 | 22.4653 | 1.5034 | 4 | 7602.8714 | 9623.1731 | 154.9948 | 196.1814 | 104.3584 | 0 | 240.3172 | 3212646.6419 | 115713.2997 | 4153154.3974 | 4477227.0147 | 0 | 234692.2017 | 0 | 4755439.0866 | 12372677.0287 | 8444606.3052 | 37766155.9759 | 961560.8286 | 6991696.732 | 6991696.732 | 1478867.319 | 3678399.7627 | 0 | 45719413.5365 | 57868377.3502 | 7498942.0933 | 6.0134 | 7602.8714 | 9623.1731 | 154.9948 | 196.1814
1 | 2300 | 707 | 0.04 | 15 | 15 | 7 | 1e-08 | 5spot_SharedNeighbor | Water | Porous | Wet | R245fa | MinimizeLCOE_Brownfield | IgnoreSilica | 130.8519 | 22.5028 | 1.5068 | 4 | 7593.6503 | 9609.3859 | 154.8068 | 195.9003 | 104.3536 | 0 | 226.7138 | 3216338.2361 | 115841.0686 | 4158714.1299 | 4484862.8653 | 0 | 233171.7104 | 0 | 4761481.9241 | 12388399.2522 | 8455337.0457 | 37814146.2324 | 961560.8286 | 6991696.732 | 6991696.732 | 1478867.319 | 3678399.7627 | 0 | 45767403.793 | 57916367.6067 | 10000000 | 6.0271 | 7593.6503 | 9609.3859 | 154.8068 | 195.9003
1 | 2400 | 707 | 0.04 | 15 | 15 | 7 | 1e-13 | 5spot_SharedNeighbor | Water | Porous | Wet | R245fa | MinimizeLCOE_Brownfield | IgnoreSilica | 0 | 0 | 0 | 0 | [6 empty] | 19.0158 | [19 empty] | 100 | 0
1 | 2400 | 707 | 0.04 | 15 | 15 | 7 | 1.3335e-13 | 5spot_SharedNeighbor | Water | Porous | Wet | R245fa | MinimizeLCOE_Brownfield | IgnoreSilica | 0 | 0 | 0 | 0 | [6 empty] | 21.2315 | [19 empty] | 133.3521 | 0
1 | 2400 | 707 | 0.04 | 15 | 15 | 7 | 1.7783e-13 | 5spot_SharedNeighbor | Water | Porous | Wet | R245fa | MinimizeLCOE_Brownfield | IgnoreSilica | 0 | 0 | 0 | 0 | [6 empty] | 20.8897 | [19 empty] | 177.8279 | 0
1 | 2400 | 707 | 0.04 | 15 | 15 | 7 | 2.3714e-13 | 5spot_SharedNeighbor | Water | Porous | Wet | R245fa | MinimizeLCOE_Brownfield | IgnoreSilica | 0 | 0 | 0 | 0 | [6 empty] | 22.1983 | [19 empty] | 237.1374 | 0
1 | 2400 | 707 | 0.04 | 15 | 15 | 7 | 3.1623e-13 | 5spot_SharedNeighbor | Water | Porous | Wet | R245fa | MinimizeLCOE_Brownfield | IgnoreSilica | 0 | 0 | 0 | 0 | [6 empty] | 21.4819 | [19 empty] | 316.2278 | 0
1 | 2400 | 707 | 0.04 | 15 | 15 | 7 | 4.217e-13 | 5spot_SharedNeighbor | Water | Porous | Wet | R245fa | MinimizeLCOE_Brownfield | IgnoreSilica | 0.91829 | 0.11409 | 0.001095 | 4 | 2057544.6441 | 4940204.5484 | 41945.8306 | 100712.7518 | 86.9765 | 0 | 54.7838 | 70424.5929 | 2232.5574 | 61488.0865 | 51216.657 | 0 | 46460.1844 | 0 | 90410.6105 | 235229.8627 | 160549.2148 | 718011.7661 | 961560.8286 | 7332603.3321 | 7332603.3321 | 1478867.319 | 3814762.4027 | 0 | 9012175.9268 | 21638408.9807 | 421.6965 | 0.0043801 | 2057544.6441 | 4940204.5484 | 41945.8306 | 100712.7518
1 | 2400 | 707 | 0.04 | 15 | 15 | 7 | 5.6234e-13 | 5spot_SharedNeighbor | Water | Porous | Wet | R245fa | MinimizeLCOE_Brownfield | IgnoreSilica | 1.3208 | 0.1848 | 0.0032617 | 4 | 711663.9512 | 1679421.8869 | 14508.2322 | 34237.2868 | 92.9413 | 0 | 210.7971 | 103134.8366 | 3424.6635 | 90011.4479 | 65145.6489 | 0 | 58192.1092 | 0 | 124764.3954 | 324611.3641 | 221553.9261 | 990838.3917 | 961560.8286 | 7332603.3321 | 7332603.3321 | 1478867.319 | 3814762.4027 | 0 | 9285002.5524 | 21911235.6063 | 562.3413 | 0.013047 | 711663.9512 | 1679421.8869 | 14508.2322 | 34237.2868
1 | 2400 | 707 | 0.04 | 15 | 15 | 7 | 7.4989e-13 | 5spot_SharedNeighbor | Water | Porous | Wet | R245fa | MinimizeLCOE_Brownfield | IgnoreSilica | 1.8459 | 0.27976 | 0.0065402 | 4 | 367559.7475 | 850198.8098 | 7493.2026 | 17332.4527 | 97.1825 | 0 | 295.7837 | 141853.3552 | 4867.8336 | 125008.4746 | 83606.3142 | 0 | 71332.2778 | 0 | 166400.6196 | 432940.2788 | 295490.6363 | 1321499.7903 | 961560.8286 | 7332603.3321 | 7332603.3321 | 1478867.319 | 3814762.4027 | 0 | 9615663.9511 | 22241897.005 | 749.8942 | 0.026161 | 367559.7475 | 850198.8098 | 7493.2026 | 17332.4527
1 | 2400 | 707 | 0.04 | 15 | 15 | 7 | 1e-12 | 5spot_SharedNeighbor | Water | Porous | Wet | R245fa | MinimizeLCOE_Brownfield | IgnoreSilica | 2.5071 | 0.40091 | 0.011202 | 4 | 223171.6065 | 504960.8867 | 4549.6551 | 10294.3107 | 100.1712 | 0 | 432.8838 | 185906.9037 | 6527.6269 | 166329.8591 | 106781.0053 | 0 | 85124.988 | 0 | 214761.4494 | 558765.2376 | 381368.7562 | 1705565.8261 | 961560.8286 | 7332603.3321 | 7332603.3321 | 1478867.319 | 3814762.4027 | 0 | 9999729.9869 | 22625963.0408 | 1000 | 0.044807 | 223171.6065 | 504960.8867 | 4549.6551 | 10294.3107
1 | 2400 | 707 | 0.04 | 15 | 15 | 7 | 1.3335e-12 | 5spot_SharedNeighbor | Water | Porous | Wet | R245fa | MinimizeLCOE_Brownfield | IgnoreSilica | 3.3271 | 0.55241 | 0.017613 | 4 | 148223.0783 | 327438.7392 | 3021.7279 | 6675.2816 | 102.3132 | 0 | 83.05 | 235663.6428 | 8412.2878 | 214605.5709 | 135673.3421 | 0 | 99342.5517 | 0 | 270541.9842 | 703894.747 | 480422.6284 | 2148556.7549 | 961560.8286 | 7332603.3321 | 7332603.3321 | 1478867.319 | 3814762.4027 | 0 | 10442720.9157 | 23068953.9696 | 1333.5214 | 0.070453 | 148223.0783 | 327438.7392 | 3021.7279 | 6675.2816
1 | 2400 | 707 | 0.04 | 15 | 15 | 7 | 1.7783e-12 | 5spot_SharedNeighbor | Water | Porous | Wet | R245fa | MinimizeLCOE_Brownfield | IgnoreSilica | 4.3944 | 0.75056 | 0.02631 | 4 | 104376.885 | 224354.465 | 2127.864 | 4573.7692 | 103.9502 | 0 | 84.8097 | 294858.5908 | 10659.0746 | 273910.1541 | 173434.9517 | 0 | 115738.6007 | 0 | 338754.5351 | 881369.8121 | 601553.0071 | 2690278.7262 | 961560.8286 | 7332603.3321 | 7332603.3321 | 1478867.319 | 3814762.4027 | 0 | 10984442.887 | 23610675.9409 | 1778.2794 | 0.10524 | 104376.885 | 224354.465 | 2127.864 | 4573.7692
1 | 2400 | 707 | 0.04 | 15 | 15 | 7 | 2.3714e-12 | 5spot_SharedNeighbor | Water | Porous | Wet | R245fa | MinimizeLCOE_Brownfield | IgnoreSilica | 5.7218 | 0.9973 | 0.037839 | 4 | 76740.4295 | 160161.8949 | 1564.4575 | 3265.1169 | 105.1525 | 0 | 103.2164 | 362239.6915 | 13215.8045 | 343538.2512 | 220273.3628 | 0 | 132928.7707 | 0 | 418156.3935 | 1087957.1601 | 742553.1171 | 3320862.5513 | 961560.8286 | 7332603.3321 | 7332603.3321 | 1478867.319 | 3814762.4027 | 0 | 11615026.7121 | 24241259.7659 | 2371.3737 | 0.15135 | 76740.4295 | 160161.8949 | 1564.4575 | 3265.1169
1 | 2400 | 707 | 0.04 | 15 | 15 | 7 | 3.1623e-12 | 5spot_SharedNeighbor | Water | Porous | Wet | R245fa | MinimizeLCOE_Brownfield | IgnoreSilica | 7.3218 | 1.2942 | 0.052745 | 4 | 58427.8663 | 118273.9783 | 1191.1311 | 2411.175 | 105.9905 | 0 | 116.6422 | 436764.4534 | 16035.4056 | 422909.2569 | 276608.6718 | 0 | 149755.043 | 0 | 507808.404 | 1321213.3013 | 901755.2263 | 4032849.7622 | 961560.8286 | 7332603.3321 | 7332603.3321 | 1478867.319 | 3814762.4027 | 0 | 12327013.9229 | 24953246.9768 | 3162.2777 | 0.21098 | 58427.8663 | 118273.9783 | 1191.1311 | 2411.175
1 | 2400 | 707 | 0.04 | 15 | 15 | 7 | 4.217e-12 | 5spot_SharedNeighbor | Water | Porous | Wet | R245fa | MinimizeLCOE_Brownfield | IgnoreSilica | 9.6265 | 1.7254 | 0.073404 | 4 | 45358.1954 | 88360.9823 | 924.6882 | 1801.3581 | 106.8201 | 0 | 113.6753 | 536787.9037 | 19828.2415 | 531987.1248 | 358343.736 | 0 | 175022.3753 | 0 | 632568.0588 | 1645812.3314 | 1123300.7342 | 5023650.5058 | 961560.8286 | 7332603.3321 | 7332603.3321 | 1478867.319 | 3814762.4027 | 0 | 13317814.6665 | 25944047.7204 | 4216.965 | 0.29361 | 45358.1954 | 88360.9823 | 924.6882 | 1801.3581
1 | 2400 | 707 | 0.04 | 15 | 15 | 7 | 5.6234e-12 | 5spot_SharedNeighbor | Water | Porous | Wet | R245fa | MinimizeLCOE_Brownfield | IgnoreSilica | 12.3332 | 2.2307 | 0.099677 | 4 | 36138.1142 | 67805.8421 | 736.7243 | 1382.3138 | 107.3629 | 0 | 104.6277 | 644655.9441 | 23904.3149 | 653074.3556 | 454224.3775 | 0 | 198295.0368 | 0 | 769920.0713 | 2003174.0931 | 1367207.4796 | 6114455.6728 | 961560.8286 | 7332603.3321 | 7332603.3321 | 1478867.319 | 3814762.4027 | 0 | 14408619.8336 | 27034852.8875 | 5623.4133 | 0.39871 | 36138.1142 | 67805.8421 | 736.7243 | 1382.3138
1 | 2400 | 707 | 0.04 | 15 | 15 | 7 | 7.4989e-12 | 5spot_SharedNeighbor | Water | Porous | Wet | R245fa | MinimizeLCOE_Brownfield | IgnoreSilica | 15.7313 | 2.8653 | 0.13374 | 4 | 29369.1628 | 52970.751 | 598.7301 | 1079.8804 | 107.7828 | 0 | 126.0677 | 770249.7497 | 28640.3514 | 797633.8347 | 574611.1846 | 0 | 223751.296 | 0 | 934005.7024 | 2430091.2467 | 1658587.2093 | 7417570.5748 | 961560.8286 | 7332603.3321 | 7332603.3321 | 1478867.319 | 3814762.4027 | 0 | 15711734.7356 | 28337967.7895 | 7498.9421 | 0.53497 | 29369.1628 | 52970.751 | 598.7301 | 1079.8804
1 | 2400 | 707 | 0.04 | 15 | 15 | 7 | 1e-11 | 5spot_SharedNeighbor | Water | Porous | Wet | R245fa | MinimizeLCOE_Brownfield | IgnoreSilica | 19.9554 | 3.6541 | 0.17752 | 4 | 24300.7636 | 42081.8997 | 495.4039 | 857.8964 | 108.1075 | 0 | 123.9036 | 915354.2678 | 34099.9909 | 968711.9663 | 724184.546 | 0 | 251051.5633 | 0 | 1128426.9103 | 2935935.3485 | 2003836.2028 | 8961600.7959 | 961560.8286 | 7332603.3321 | 7332603.3321 | 1478867.319 | 3814762.4027 | 0 | 17255764.9567 | 29881998.0106 | 10000 | 0.71009 | 24300.7636 | 42081.8997 | 495.4039 | 857.8964
1 | 2400 | 707 | 0.04 | 15 | 15 | 7 | 1.3335e-11 | 5spot_SharedNeighbor | Water | Porous | Wet | R245fa | MinimizeLCOE_Brownfield | IgnoreSilica | 25.1512 | 4.6244 | 0.23321 | 4 | 20442.9539 | 33978.4805 | 416.7573 | 692.6973 | 108.3591 | 0 | 116.8497 | 1081637.1071 | 40342.1663 | 1169316.4319 | 907997.7926 | 0 | 279745.7594 | 0 | 1356825.3103 | 3530181.1343 | 2409421.1621 | 10775466.8639 | 961560.8286 | 7332603.3321 | 7332603.3321 | 1478867.319 | 3814762.4027 | 0 | 19069631.0247 | 31695864.0786 | 13335.2143 | 0.93282 | 20442.9539 | 33978.4805 | 416.7573 | 692.6973
1 | 2400 | 707 | 0.04 | 15 | 15 | 7 | 1.7783e-11 | 5spot_SharedNeighbor | Water | Porous | Wet | R245fa | MinimizeLCOE_Brownfield | IgnoreSilica | 31.5024 | 5.8106 | 0.30337 | 4 | 17465.3822 | 27870.3534 | 356.0554 | 568.1749 | 108.5555 | 0 | 118.9244 | 1271526.3206 | 47454.5277 | 1403467.2954 | 1132697.0524 | 0 | 309751.7357 | 0 | 1624309.8034 | 4226120.9167 | 2884414.3638 | 12899742.0157 | 961560.8286 | 7332603.3321 | 7332603.3321 | 1478867.319 | 3814762.4027 | 0 | 21193906.1765 | 33820139.2304 | 17782.7941 | 1.2135 | 17465.3822 | 27870.3534 | 356.0554 | 568.1749
1 | 2400 | 707 | 0.04 | 15 | 15 | 7 | 2.3714e-11 | 5spot_SharedNeighbor | Water | Porous | Wet | R245fa | MinimizeLCOE_Brownfield | IgnoreSilica | 39.1077 | 7.2311 | 0.39021 | 4 | 15142.7444 | 23232.1357 | 308.7053 | 473.6185 | 108.7078 | 0 | 107.8419 | 1484532.6359 | 55414.633 | 1671652.2273 | 1401782.4828 | 0 | 339784.7815 | 0 | 1931735.0366 | 5025978.3119 | 3430333.4714 | 15341213.5804 | 961560.8286 | 7332603.3321 | 7332603.3321 | 1478867.319 | 3814762.4027 | 0 | 23635377.7412 | 36261610.795 | 23713.7371 | 1.5608 | 15142.7444 | 23232.1357 | 308.7053 | 473.6185
1 | 2400 | 707 | 0.04 | 15 | 15 | 7 | 3.1623e-11 | 5spot_SharedNeighbor | Water | Porous | Wet | R245fa | MinimizeLCOE_Brownfield | IgnoreSilica | 47.9841 | 8.8888 | 0.49509 | 4 | 13318.4125 | 19694.0915 | 271.5139 | 401.4907 | 108.8218 | 0 | 110.7026 | 1718103.4292 | 64122.0511 | 1971597.2703 | 1715809.241 | 0 | 368211.6461 | 0 | 2276759.0187 | 5923659.9392 | 4043019.6276 | 18081282.2233 | 961560.8286 | 7332603.3321 | 7332603.3321 | 1478867.319 | 3814762.4027 | 0 | 26375446.384 | 39001679.4379 | 31622.7766 | 1.9804 | 13318.4125 | 19694.0915 | 271.5139 | 401.4907
1 | 2400 | 707 | 0.04 | 15 | 15 | 7 | 4.217e-11 | 5spot_SharedNeighbor | Water | Porous | Wet | R245fa | MinimizeLCOE_Brownfield | IgnoreSilica | 57.889 | 10.7361 | 0.61681 | 4 | 11882.7914 | 17000.318 | 242.2468 | 346.5745 | 108.8939 | 0 | 165.4419 | 1963707.8546 | 73251.215 | 2292977.6329 | 2066032.4813 | 0 | 391879.5168 | 0 | 2647260.9932 | 6887630.0764 | 4700949.0538 | 21023688.824 | 961560.8286 | 7332603.3321 | 7332603.3321 | 1478867.319 | 3814762.4027 | 0 | 29317852.9848 | 41944086.0387 | 42169.6503 | 2.4673 | 11882.7914 | 17000.318 | 242.2468 | 346.5745
1 | 2400 | 707 | 0.04 | 15 | 15 | 7 | 5.6234e-11 | 5spot_SharedNeighbor | Water | Porous | Wet | R245fa | MinimizeLCOE_Brownfield | IgnoreSilica | 68.3519 | 12.6814 | 0.75094 | 4 | 10756.6481 | 14960.1201 | 219.2888 | 304.9823 | 108.9173 | 0 | 129.5217 | 2208948.6241 | 82332.0382 | 2619674.6483 | 2435484.3106 | 0 | 407609.1839 | 0 | 3024079.034 | 7868033.3225 | 5370094.4145 | 24016255.576 | 961560.8286 | 7332603.3321 | 7332603.3321 | 1478867.319 | 3814762.4027 | 0 | 32310419.7368 | 44936652.7907 | 56234.1325 | 3.0038 | 10756.6481 | 14960.1201 | 219.2888 | 304.9823
1 | 2400 | 707 | 0.04 | 15 | 15 | 7 | 7.4989e-11 | 5spot_SharedNeighbor | Water | Porous | Wet | R245fa | MinimizeLCOE_Brownfield | IgnoreSilica | 78.7682 | 14.6078 | 0.89032 | 4 | 9878.7109 | 13424.1187 | 201.3909 | 273.6688 | 108.8912 | 0 | 170.8221 | 2440605.0004 | 90868.7959 | 2933520.9185 | 2802464.0189 | 0 | 413397.221 | 0 | 3385533.8224 | 8808464.5373 | 6011958.0425 | 26886812.3569 | 961560.8286 | 7332603.3321 | 7332603.3321 | 1478867.319 | 3814762.4027 | 0 | 35180976.5177 | 47807209.5716 | 74989.4209 | 3.5613 | 9878.7109 | 13424.1187 | 201.3909 | 273.6688
1 | 2400 | 707 | 0.04 | 15 | 15 | 7 | 1e-10 | 5spot_SharedNeighbor | Water | Porous | Wet | R245fa | MinimizeLCOE_Brownfield | IgnoreSilica | 88.6265 | 16.4183 | 1.0274 | 4 | 9198.9467 | 12271.3248 | 187.533 | 250.1676 | 108.8245 | 0 | 190.5773 | 2649611.7145 | 98528.6684 | 3221112.0406 | 3148761.7817 | 0 | 409714.2485 | 0 | 3715814.0969 | 9667786.062 | 6598462.6404 | 29509791.2531 | 961560.8286 | 7332603.3321 | 7332603.3321 | 1478867.319 | 3814762.4027 | 0 | 37803955.4138 | 50430188.4677 | 100000 | 4.1096 | 9198.9467 | 12271.3248 | 187.533 | 250.1676
1 | 2400 | 707 | 0.04 | 15 | 15 | 7 | 1.3335e-10 | 5spot_SharedNeighbor | Water | Porous | Wet | R245fa | MinimizeLCOE_Brownfield | IgnoreSilica | 97.4841 | 18.0324 | 1.155 | 4 | 8675.899 | 11408.7484 | 176.8699 | 232.5828 | 108.7325 | 0 | 147.1272 | 2829630.1953 | 105088.3238 | 3472275.8441 | 3458878.8036 | 0 | 398051.6964 | 0 | 4002930.6966 | 10414804.5586 | 7108318.1141 | 31789978.2325 | 961560.8286 | 7332603.3321 | 7332603.3321 | 1478867.319 | 3814762.4027 | 0 | 40084142.3933 | 52710375.4472 | 133352.1432 | 4.6202 | 8675.899 | 11408.7484 | 176.8699 | 232.5828
1 | 2400 | 707 | 0.04 | 15 | 15 | 7 | 1.7783e-10 | 5spot_SharedNeighbor | Water | Porous | Wet | R245fa | MinimizeLCOE_Brownfield | IgnoreSilica | 105.1723 | 19.4223 | 1.269 | 4 | 8275.5371 | 10762.9972 | 168.708 | 219.4183 | 108.63 | 0 | 206.7424 | 2980317.5266 | 110548.6053 | 3685060.763 | 3727160.9719 | 0 | 381419.9279 | 0 | 4244958.0399 | 11044510.0593 | 7538105.0575 | 33712080.9514 | 961560.8286 | 7332603.3321 | 7332603.3321 | 1478867.319 | 3814762.4027 | 0 | 42006245.1122 | 54632478.166 | 177827.941 | 5.076 | 8275.5371 | 10762.9972 | 168.708 | 219.4183
1 | 2400 | 707 | 0.04 | 15 | 15 | 7 | 2.3714e-10 | 5spot_SharedNeighbor | Water | Porous | Wet | R245fa | MinimizeLCOE_Brownfield | IgnoreSilica | 111.9003 | 20.6294 | 1.3701 | 4 | 7964.4481 | 10268.3131 | 162.366 | 209.3335 | 108.5243 | 0 | 172.9672 | 3108162.2087 | 115157.0181 | 3867470.2363 | 3961188.1172 | 0 | 362861.7379 | 0 | 4451787.3341 | 11582637.4562 | 7905388.0633 | 35354652.1719 | 961560.8286 | 7332603.3321 | 7332603.3321 | 1478867.319 | 3814762.4027 | 0 | 43648816.3326 | 56275049.3865 | 237137.3706 | 5.4805 | 7964.4481 | 10268.3131 | 162.366 | 209.3335
1 | 2400 | 707 | 0.04 | 15 | 15 | 7 | 3.1623e-10 | 5spot_SharedNeighbor | Water | Porous | Wet | R245fa | MinimizeLCOE_Brownfield | IgnoreSilica | 117.0935 | 21.5549 | 1.4508 | 4 | 7734.4112 | 9910.1916 | 157.6764 | 202.0327 | 108.4329 | 0 | 185.2539 | 3204374.0711 | 118609.253 | 4005925.4884 | 4141321.9769 | 0 | 343222.9862 | 0 | 4607246.9725 | 11987111.5462 | 8181449.9408 | 36589262.2351 | 961560.8286 | 7332603.3321 | 7332603.3321 | 1478867.319 | 3814762.4027 | 0 | 44883426.3959 | 57509659.4497 | 316227.766 | 5.8031 | 7734.4112 | 9910.1916 | 157.6764 | 202.0327
1 | 2400 | 707 | 0.04 | 15 | 15 | 7 | 4.217e-10 | 5spot_SharedNeighbor | Water | Porous | Wet | R245fa | MinimizeLCOE_Brownfield | IgnoreSilica | 121.2157 | 22.2854 | 1.516 | 4 | 7560.122 | 9642.3114 | 154.1233 | 196.5716 | 108.3546 | 0 | 178.3973 | 3279258.4559 | 121286.1698 | 4114410.6841 | 4283976.2135 | 0 | 324655.0535 | 0 | 4728198.7649 | 12301803.2994 | 8396233.5287 | 37549822.1698 | 961560.8286 | 7332603.3321 | 7332603.3321 | 1478867.319 | 3814762.4027 | 0 | 45843986.3306 | 58470219.3845 | 421696.5034 | 6.0639 | 7560.122 | 9642.3114 | 154.1233 | 196.5716
1 | 2400 | 707 | 0.04 | 15 | 15 | 7 | 5.6234e-10 | 5spot_SharedNeighbor | Water | Porous | Wet | R245fa | MinimizeLCOE_Brownfield | IgnoreSilica | 124.4406 | 22.8543 | 1.5677 | 4 | 7428.3355 | 9441.7753 | 151.4367 | 192.4834 | 108.2899 | 0 | 200.6344 | 3336945.5375 | 123342.0282 | 4198423.7931 | 4395367.7709 | 0 | 308082.5276 | 0 | 4821243.0464 | 12543885.4337 | 8561459.5596 | 38288749.6971 | 961560.8286 | 7332603.3321 | 7332603.3321 | 1478867.319 | 3814762.4027 | 0 | 46582913.8579 | 59209146.9118 | 562341.3252 | 6.271 | 7428.3355 | 9441.7753 | 151.4367 | 192.4834
1 | 2400 | 707 | 0.04 | 15 | 15 | 7 | 7.4989e-10 | 5spot_SharedNeighbor | Water | Porous | Wet | R245fa | MinimizeLCOE_Brownfield | IgnoreSilica | 126.9427 | 23.2941 | 1.6083 | 4 | 7328.8468 | 9291.4907 | 149.4085 | 189.4196 | 108.2377 | 0 | 194.0878 | 3381169.2896 | 124914.2234 | 4263095.2047 | 4481662.4146 | 0 | 293932.0177 | 0 | 4892461.5285 | 12729181.3152 | 8687927.8062 | 38854343.7998 | 961560.8286 | 7332603.3321 | 7332603.3321 | 1478867.319 | 3814762.4027 | 0 | 47148507.9606 | 59774741.0145 | 749894.2093 | 6.4333 | 7328.8468 | 9291.4907 | 149.4085 | 189.4196
1 | 2400 | 707 | 0.04 | 15 | 15 | 7 | 1e-09 | 5spot_SharedNeighbor | Water | Porous | Wet | R245fa | MinimizeLCOE_Brownfield | IgnoreSilica | 125.4151 | 23.0256 | 1.6096 | 4 | 7249.2562 | 9210.3694 | 147.7859 | 187.7658 | 108.2694 | 0 | 183.3421 | 3354202.8958 | 123955.6444 | 4223644.9715 | 4428978.2518 | 0 | 260427.0226 | 0 | 4832571.4265 | 12573359.5552 | 8581576.2531 | 38378716.0209 | 961560.8286 | 7332603.3321 | 7332603.3321 | 1478867.319 | 3814762.4027 | 0 | 46672880.1816 | 59299113.2355 | 1000000 | 6.4383 | 7249.2562 | 9210.3694 | 147.7859 | 187.7658
1 | 2400 | 707 | 0.04 | 15 | 15 | 7 | 1.3335e-09 | 5spot_SharedNeighbor | Water | Porous | Wet | R245fa | MinimizeLCOE_Brownfield | IgnoreSilica | 133.8 | 24.4938 | 1.6951 | 4 | 7197.2187 | 9059.4062 | 146.725 | 184.6882 | 108.0904 | 0 | 242.4802 | 3500314.7336 | 129136.8425 | 4438331.9981 | 4717708.9419 | 0 | 292321.1434 | 0 | 5100347.3272 | 13270057.5202 | 9057086.93 | 40505305.4368 | 961560.8286 | 7332603.3321 | 7332603.3321 | 1478867.319 | 3814762.4027 | 0 | 48799469.5976 | 61425702.6514 | 1333521.4322 | 6.7803 | 7197.2187 | 9059.4062 | 146.725 | 184.6882
1 | 2400 | 707 | 0.04 | 15 | 15 | 7 | 1.7783e-09 | 5spot_SharedNeighbor | Water | Porous | Wet | R245fa | MinimizeLCOE_Brownfield | IgnoreSilica | 131.3855 | 24.0714 | 1.6818 | 4 | 7154.8412 | 9031.7231 | 145.8611 | 184.1239 | 108.1407 | 0 | 213.2839 | 3458560.6581 | 127657.1796 | 4376837.8061 | 4634598.8195 | 0 | 264761.6173 | 0 | 5016342.2715 | 13051493.597 | 8907912.5613 | 39838164.5105 | 961560.8286 | 7332603.3321 | 7332603.3321 | 1478867.319 | 3814762.4027 | 0 | 48132328.6712 | 60758561.7251 | 1778279.41 | 6.7272 | 7154.8412 | 9031.7231 | 145.8611 | 184.1239
1 | 2400 | 707 | 0.04 | 15 | 15 | 7 | 2.3714e-09 | 5spot_SharedNeighbor | Water | Porous | Wet | R245fa | MinimizeLCOE_Brownfield | IgnoreSilica | 133.883 | 24.5083 | 1.7109 | 4 | 7122.6149 | 8967.5634 | 145.2041 | 182.8159 | 108.0886 | 0 | 211.0884 | 3501737.6732 | 129187.1507 | 4440433.9118 | 4720560.0766 | 0 | 268270.1997 | 0 | 5093473.7147 | 13252173.7905 | 9044880.917 | 40450717.4342 | 961560.8286 | 7332603.3321 | 7332603.3321 | 1478867.319 | 3814762.4027 | 0 | 48744881.5949 | 61371114.6488 | 2371373.7057 | 6.8437 | 7122.6149 | 8967.5634 | 145.2041 | 182.8159
1 | 2400 | 707 | 0.04 | 15 | 15 | 7 | 3.1623e-09 | 5spot_SharedNeighbor | Water | Porous | Wet | R245fa | MinimizeLCOE_Brownfield | IgnoreSilica | 134.5527 | 24.6256 | 1.722 | 4 | 7098.2658 | 8931.359 | 144.7077 | 182.0778 | 108.0754 | 0 | 222.6141 | 3513307.5491 | 129597.5342 | 4457473.7055 | 4743626.5295 | 0 | 263818.0411 | 0 | 5112051.1102 | 13300508.3629 | 9077870.2558 | 40598253.0884 | 961560.8286 | 7332603.3321 | 7332603.3321 | 1478867.319 | 3814762.4027 | 0 | 48892417.2492 | 61518650.3031 | 3162277.6602 | 6.8879 | 7098.2658 | 8931.359 | 144.7077 | 182.0778
1 | 2400 | 707 | 0.04 | 15 | 15 | 7 | 4.217e-09 | 5spot_SharedNeighbor | Water | Porous | Wet | R245fa | MinimizeLCOE_Brownfield | IgnoreSilica | 135.0519 | 24.713 | 1.7303 | 4 | 7079.9757 | 8904.2642 | 144.3349 | 181.5255 | 108.0655 | 0 | 215.4505 | 3521912.2285 | 129902.6157 | 4470155.6753 | 4760813.8421 | 0 | 260355.7042 | 0 | 5125824.6257 | 13336344.2247 | 9102328.9679 | 40707637.884 | 961560.8286 | 7332603.3321 | 7332603.3321 | 1478867.319 | 3814762.4027 | 0 | 49001802.0448 | 61628035.0987 | 4216965.0343 | 6.9212 | 7079.9757 | 8904.2642 | 144.3349 | 181.5255
1 | 2400 | 707 | 0.04 | 15 | 15 | 7 | 5.6234e-09 | 5spot_SharedNeighbor | Water | Porous | Wet | R245fa | MinimizeLCOE_Brownfield | IgnoreSilica | 135.4151 | 24.7765 | 1.7364 | 4 | 7066.2424 | 8884.0655 | 144.0549 | 181.1137 | 108.0583 | 0 | 205.1729 | 3528163.2399 | 130124.1783 | 4479373.687 | 4773317.3387 | 0 | 257634.4284 | 0 | 5135759.0202 | 13362191.4815 | 9119970.2517 | 40786533.6258 | 961560.8286 | 7332603.3321 | 7332603.3321 | 1478867.319 | 3814762.4027 | 0 | 49080697.7866 | 61706930.8405 | 5623413.2519 | 6.9458 | 7066.2424 | 8884.0655 | 144.0549 | 181.1137
1 | 2400 | 707 | 0.04 | 15 | 15 | 7 | 7.4989e-09 | 5spot_SharedNeighbor | Water | Porous | Wet | R245fa | MinimizeLCOE_Brownfield | IgnoreSilica | 135.7124 | 24.8285 | 1.7413 | 4 | 7055.9338 | 8868.6878 | 143.8448 | 180.8002 | 108.0524 | 0 | 196.1843 | 3533273.5373 | 130305.2688 | 4486912.5564 | 4783549.8002 | 0 | 255701.0607 | 0 | 5143999.4671 | 13383631.434 | 9134603.4599 | 40851976.5843 | 961560.8286 | 7332603.3321 | 7332603.3321 | 1478867.319 | 3814762.4027 | 0 | 49146140.7451 | 61772373.799 | 7498942.0933 | 6.9652 | 7055.9338 | 8868.6878 | 143.8448 | 180.8002
1 | 2400 | 707 | 0.04 | 15 | 15 | 7 | 1e-08 | 5spot_SharedNeighbor | Water | Porous | Wet | R245fa | MinimizeLCOE_Brownfield | IgnoreSilica | 135.9144 | 24.8639 | 1.7448 | 4 | 7048.1976 | 8857.3588 | 143.687 | 180.5692 | 108.0483 | 0 | 217.8146 | 3536743.8228 | 130428.2196 | 4492033.6914 | 4790504.1981 | 0 | 254111.8233 | 0 | 5149490.4845 | 13397917.935 | 9144354.2903 | 40895584.465 | 961560.8286 | 7332603.3321 | 7332603.3321 | 1478867.319 | 3814762.4027 | 0 | 49189748.6258 | 61815981.6797 | 10000000 | 6.9791 | 7048.1976 | 8857.3588 | 143.687 | 180.5692
1 | 2500 | 707 | 0.04 | 15 | 15 | 7 | 1e-13 | 5spot_SharedNeighbor | Water | Porous | Wet | R245fa | MinimizeLCOE_Brownfield | IgnoreSilica | 0 | 0 | 0 | 0 | [6 empty] | 19.5857 | [19 empty] | 100 | 0
1 | 2500 | 707 | 0.04 | 15 | 15 | 7 | 1.3335e-13 | 5spot_SharedNeighbor | Water | Porous | Wet | R245fa | MinimizeLCOE_Brownfield | IgnoreSilica | 0 | 0 | 0 | 0 | [6 empty] | 22.0139 | [19 empty] | 133.3521 | 0
1 | 2500 | 707 | 0.04 | 15 | 15 | 7 | 1.7783e-13 | 5spot_SharedNeighbor | Water | Porous | Wet | R245fa | MinimizeLCOE_Brownfield | IgnoreSilica | 0 | 0 | 0 | 0 | [6 empty] | 23.0498 | [19 empty] | 177.8279 | 0
1 | 2500 | 707 | 0.04 | 15 | 15 | 7 | 2.3714e-13 | 5spot_SharedNeighbor | Water | Porous | Wet | R245fa | MinimizeLCOE_Brownfield | IgnoreSilica | 0 | 0 | 0 | 0 | [6 empty] | 22.8229 | [19 empty] | 237.1374 | 0
1 | 2500 | 707 | 0.04 | 15 | 15 | 7 | 3.1623e-13 | 5spot_SharedNeighbor | Water | Porous | Wet | R245fa | MinimizeLCOE_Brownfield | IgnoreSilica | 0.71826 | 0.083731 | 0.00029329 | 4 | 7870386.0392 | 19046833.6463 | 160448.4649 | 388295.4666 | 83.9183 | 0 | 78.1585 | 55425.6742 | 1713.8847 | 48122.2809 | 44820.6409 | 0 | 41136.1545 | 0 | 74575.2678 | 194029.5492 | 132429.1543 | 592252.6066 | 961560.8286 | 7679370.0231 | 7679370.0231 | 1478867.319 | 3953469.0791 | 0 | 9233183.4584 | 22344889.8797 | 316.2278 | 0.0011732 | 7870386.0392 | 19046833.6463 | 160448.4649 | 388295.4666
1 | 2500 | 707 | 0.04 | 15 | 15 | 7 | 4.217e-13 | 5spot_SharedNeighbor | Water | Porous | Wet | R245fa | MinimizeLCOE_Brownfield | IgnoreSilica | 1.1069 | 0.15394 | 0.0020782 | 4 | 1145727.44 | 2722990.3834 | 23357.2036 | 55511.8421 | 92.6276 | 0 | 178.5829 | 90709.1335 | 2999.7036 | 77789.9829 | 58408.9335 | 0 | 55326.5376 | 0 | 111241.3735 | 289427.2352 | 197540.0351 | 883442.935 | 961560.8286 | 7679370.0231 | 7679370.0231 | 1478867.319 | 3953469.0791 | 0 | 9524373.7867 | 22636080.208 | 421.6965 | 0.0083129 | 1145727.44 | 2722990.3834 | 23357.2036 | 55511.8421
1 | 2500 | 707 | 0.04 | 15 | 15 | 7 | 5.6234e-13 | 5spot_SharedNeighbor | Water | Porous | Wet | R245fa | MinimizeLCOE_Brownfield | IgnoreSilica | 1.5542 | 0.2386 | 0.004993 | 4 | 492309.1022 | 1148817.8794 | 10036.3869 | 23420.2064 | 97.8953 | 0 | 250.1037 | 127735.077 | 4398.0251 | 110005.241 | 74449.3853 | 0 | 68076.0879 | 0 | 150018.8884 | 390318.3744 | 266400.3108 | 1191401.3899 | 961560.8286 | 7679370.0231 | 7679370.0231 | 1478867.319 | 3953469.0791 | 0 | 9832332.2417 | 22944038.6629 | 562.3413 | 0.019972 | 492309.1022 | 1148817.8794 | 10036.3869 | 23420.2064
1 | 2500 | 707 | 0.04 | 15 | 15 | 7 | 7.4989e-13 | 5spot_SharedNeighbor | Water | Porous | Wet | R245fa | MinimizeLCOE_Brownfield | IgnoreSilica | 2.1376 | 0.35135 | 0.0093041 | 4 | 274194.4484 | 626504.4995 | 5589.8247 | 12772.1416 | 101.7337 | 0 | 381.573 | 171514.8177 | 6080.1731 | 149489.1755 | 95447.1828 | 0 | 82301.4624 | 0 | 196884.7965 | 512253.8538 | 349623.781 | 1563595.2426 | 961560.8286 | 7679370.0231 | 7679370.0231 | 1478867.319 | 3953469.0791 | 0 | 10204526.0944 | 23316232.5157 | 749.8942 | 0.037216 | 274194.4484 | 626504.4995 | 5589.8247 | 12772.1416
1 | 2500 | 707 | 0.04 | 15 | 15 | 7 | 1e-12 | 5spot_SharedNeighbor | Water | Porous | Wet | R245fa | MinimizeLCOE_Brownfield | IgnoreSilica | 2.8667 | 0.49397 | 0.015353 | 4 | 173198.1474 | 386705.8037 | 3530.8785 | 7883.5209 | 104.4721 | 0 | 76.5918 | 221260.4549 | 8009.0098 | 195927.4765 | 121888.5128 | 0 | 97140.3319 | 0 | 251248.0565 | 653695.905 | 446160.8872 | 1995330.6346 | 961560.8286 | 7679370.0231 | 7679370.0231 | 1478867.319 | 3953469.0791 | 0 | 10636261.4864 | 23747967.9077 | 1000 | 0.061411 | 173198.1474 | 386705.8037 | 3530.8785 | 7883.5209
1 | 2500 | 707 | 0.04 | 15 | 15 | 7 | 1.3335e-12 | 5spot_SharedNeighbor | Water | Porous | Wet | R245fa | MinimizeLCOE_Brownfield | IgnoreSilica | 3.807 | 0.67904 | 0.023611 | 4 | 118126.5593 | 256958.9572 | 2408.1697 | 5238.4559 | 106.5282 | 0 | 96.1828 | 279692.4587 | 10282.6115 | 252341.9236 | 155957.362 | 0 | 113819.3887 | 0 | 316716.5604 | 824031.5226 | 562418.4463 | 2515260.2739 | 961560.8286 | 7679370.0231 | 7679370.0231 | 1478867.319 | 3953469.0791 | 0 | 11156191.1257 | 24267897.547 | 1333.5214 | 0.094443 | 118126.5593 | 256958.9572 | 2408.1697 | 5238.4559
1 | 2500 | 707 | 0.04 | 15 | 15 | 7 | 1.7783e-12 | 5spot_SharedNeighbor | Water | Porous | Wet | R245fa | MinimizeLCOE_Brownfield | IgnoreSilica | 4.9861 | 0.91214 | 0.034707 | 4 | 84763.1363 | 179210.1386 | 1728.0112 | 3653.4411 | 108.0477 | 0 | 77.5304 | 346806.0972 | 12897.7398 | 319181.8771 | 198936.5869 | 0 | 131588.9002 | 0 | 393670.3684 | 1024249.5458 | 699071.3612 | 3126402.4766 | 961560.8286 | 7679370.0231 | 7679370.0231 | 1478867.319 | 3953469.0791 | 0 | 11767333.3284 | 24879039.7497 | 1778.2794 | 0.13883 | 84763.1363 | 179210.1386 | 1728.0112 | 3653.4411
1 | 2500 | 707 | 0.04 | 15 | 15 | 7 | 2.3714e-12 | 5spot_SharedNeighbor | Water | Porous | Wet | R245fa | MinimizeLCOE_Brownfield | IgnoreSilica | 6.4601 | 1.2034 | 0.049303 | 4 | 63297.3215 | 129782.4711 | 1290.4015 | 2645.7912 | 109.1682 | 0 | 100.8927 | 423637.2641 | 15886.8662 | 398076.8487 | 252373.4505 | 0 | 150510.3105 | 0 | 483789.0486 | 1258719.8656 | 859102.1724 | 3842095.8264 | 961560.8286 | 7679370.0231 | 7679370.0231 | 1478867.319 | 3953469.0791 | 0 | 12483026.6782 | 25594733.0994 | 2371.3737 | 0.19721 | 63297.3215 | 129782.4711 | 1290.4015 | 2645.7912
1 | 2500 | 707 | 0.04 | 15 | 15 | 7 | 3.1623e-12 | 5spot_SharedNeighbor | Water | Porous | Wet | R245fa | MinimizeLCOE_Brownfield | IgnoreSilica | 8.172 | 1.54 | 0.067762 | 4 | 48914.7907 | 97289.2465 | 997.1942 | 1983.3729 | 109.8843 | 0 | 94.4105 | 505416.1526 | 19053.2601 | 484644.5183 | 314274.3669 | 0 | 167361.8319 | 0 | 581392.5507 | 1512664.1568 | 1032424.3692 | 4617231.2065 | 961560.8286 | 7679370.0231 | 7679370.0231 | 1478867.319 | 3953469.0791 | 0 | 13258162.0583 | 26369868.4796 | 3162.2777 | 0.27105 | 48914.7907 | 97289.2465 | 997.1942 | 1983.3729
1 | 2500 | 707 | 0.04 | 15 | 15 | 7 | 4.217e-12 | 5spot_SharedNeighbor | Water | Porous | Wet | R245fa | MinimizeLCOE_Brownfield | IgnoreSilica | 10.8445 | 2.0736 | 0.094467 | 4 | 38229.5814 | 72928.9297 | 779.3617 | 1486.7549 | 110.7859 | 0 | 104.932 | 625734.2461 | 23739.9865 | 614471.2549 | 411918.9037 | 0 | 198289.8256 | 0 | 730920.1445 | 1901704.2837 | 1297952.2498 | 5804730.8948 | 961560.8286 | 7679370.0231 | 7679370.0231 | 1478867.319 | 3953469.0791 | 0 | 14445661.7466 | 27557368.1679 | 4216.965 | 0.37787 | 38229.5814 | 72928.9297 | 779.3617 | 1486.7549
1 | 2500 | 707 | 0.04 | 15 | 15 | 7 | 5.6234e-12 | 5spot_SharedNeighbor | Water | Porous | Wet | R245fa | MinimizeLCOE_Brownfield | IgnoreSilica | 13.8756 | 2.6755 | 0.12766 | 4 | 30745.1981 | 56422.303 | 626.7824 | 1150.245 | 111.3065 | 0 | 101.0956 | 750350.6432 | 28567.2568 | 753150.3309 | 522380.4893 | 0 | 224582.199 | 0 | 888822.0585 | 2312532.6736 | 1578351.0675 | 7058736.7188 | 961560.8286 | 7679370.0231 | 7679370.0231 | 1478867.319 | 3953469.0791 | 0 | 15699667.5705 | 28811373.9918 | 5623.4133 | 0.51064 | 30745.1981 | 56422.303 | 626.7824 | 1150.245
1 | 2500 | 707 | 0.04 | 15 | 15 | 7 | 7.4989e-12 | 5spot_SharedNeighbor | Water | Porous | Wet | R245fa | MinimizeLCOE_Brownfield | IgnoreSilica | 17.6534 | 3.4259 | 0.1705 | 4 | 25200.637 | 44425.9321 | 513.7491 | 905.6827 | 111.708 | 0 | 106.0391 | 894541.9643 | 34140.008 | 917603.4005 | 660063.0656 | 0 | 252862.4536 | 0 | 1076092.2479 | 2799771.2921 | 1910901.4364 | 8545975.8684 | 961560.8286 | 7679370.0231 | 7679370.0231 | 1478867.319 | 3953469.0791 | 0 | 17186906.7202 | 30298613.1415 | 7498.9421 | 0.682 | 25200.637 | 44425.9321 | 513.7491 | 905.6827
1 | 2500 | 707 | 0.04 | 15 | 15 | 7 | 1e-11 | 5spot_SharedNeighbor | Water | Porous | Wet | R245fa | MinimizeLCOE_Brownfield | IgnoreSilica | 22.3332 | 4.3557 | 0.22536 | 4 | 21016.1086 | 35561.6408 | 428.4418 | 724.9721 | 112.019 | 0 | 111.8052 | 1060776.7831 | 40549.7202 | 1111696.5378 | 830629.4856 | 0 | 283009.1612 | 0 | 1297398.0583 | 3375563.6146 | 2303891.5279 | 10303514.8886 | 961560.8286 | 7679370.0231 | 7679370.0231 | 1478867.319 | 3953469.0791 | 0 | 18944445.7404 | 32056152.1617 | 10000 | 0.90143 | 21016.1086 | 35561.6408 | 428.4418 | 724.9721
1 | 2500 | 707 | 0.04 | 15 | 15 | 7 | 1.3335e-11 | 5spot_SharedNeighbor | Water | Porous | Wet | R245fa | MinimizeLCOE_Brownfield | IgnoreSilica | 28.0749 | 5.4965 | 0.29485 | 4 | 17809.8465 | 28926.9775 | 363.0778 | 589.7156 | 112.2607 | 0 | 109.8015 | 1250994.4314 | 47866.339 | 1338841.5443 | 1039712.2743 | 0 | 314593.6026 | 0 | 1556883.1947 | 4050690.712 | 2764679.6443 | 12364261.7426 | 961560.8286 | 7679370.0231 | 7679370.0231 | 1478867.319 | 3953469.0791 | 0 | 21005192.5943 | 34116899.0156 | 13335.2143 | 1.1794 | 17809.8465 | 28926.9775 | 363.0778 | 589.7156
1 | 2500 | 707 | 0.04 | 15 | 15 | 7 | 1.7783e-11 | 5spot_SharedNeighbor | Water | Porous | Wet | R245fa | MinimizeLCOE_Brownfield | IgnoreSilica | 35.0586 | 6.8842 | 0.38196 | 4 | 15321.0847 | 23903.0536 | 312.341 | 487.2961 | 112.4496 | 0 | 125.3801 | 1467382.2077 | 56169.9025 | 1602824.923 | 1294043.714 | 0 | 347330.1413 | 0 | 1859422.8465 | 4837836.8266 | 3301923.0417 | 14766933.6033 | 961560.8286 | 7679370.0231 | 7679370.0231 | 1478867.319 | 3953469.0791 | 0 | 23407864.4551 | 36519570.8764 | 17782.7941 | 1.5278 | 15321.0847 | 23903.0536 | 312.341 | 487.2961
1 | 2500 | 707 | 0.04 | 15 | 15 | 7 | 2.3714e-11 | 5spot_SharedNeighbor | Water | Porous | Wet | R245fa | MinimizeLCOE_Brownfield | IgnoreSilica | 43.3607 | 8.5339 | 0.48893 | 4 | 13371.0627 | 20075.302 | 272.5872 | 409.2622 | 112.5948 | 0 | 130.2174 | 1708606.9681 | 65404.0234 | 1903166.2134 | 1596388.2966 | 0 | 379606.2295 | 0 | 2204736.9751 | 5736273.3555 | 3915124.4338 | 17509306.4954 | 961560.8286 | 7679370.0231 | 7679370.0231 | 1478867.319 | 3953469.0791 | 0 | 26150237.3472 | 39261943.7685 | 23713.7371 | 1.9557 | 13371.0627 | 20075.302 | 272.5872 | 409.2622
1 | 2500 | 707 | 0.04 | 15 | 15 | 7 | 3.1623e-11 | 5spot_SharedNeighbor | Water | Porous | Wet | R245fa | MinimizeLCOE_Brownfield | IgnoreSilica | 52.866 | 10.4214 | 0.61611 | 4 | 11835.5136 | 17155.8723 | 241.283 | 349.7457 | 112.6972 | 0 | 140.4861 | 1968358.004 | 75319.8934 | 2232896.3748 | 1942445.5691 | 0 | 408460.1419 | 0 | 2584717.1935 | 6724903.939 | 4589885.1213 | 20526986.237 | 961560.8286 | 7679370.0231 | 7679370.0231 | 1478867.319 | 3953469.0791 | 0 | 29167917.0888 | 42279623.5101 | 31622.7766 | 2.4644 | 11835.5136 | 17155.8723 | 241.283 | 349.7457
1 | 2500 | 707 | 0.04 | 15 | 15 | 7 | 4.217e-11 | 5spot_SharedNeighbor | Water | Porous | Wet | R245fa | MinimizeLCOE_Brownfield | IgnoreSilica | 63.2823 | 12.4851 | 0.76102 | 4 | 10626.8558 | 14934.1266 | 216.6428 | 304.4524 | 112.7502 | 0 | 162.7154 | 2236809.3552 | 85531.5632 | 2580038.0953 | 2321282.9366 | 0 | 430906.9355 | 0 | 2985281.8654 | 7767091.0484 | 5301199.2383 | 23708141.0379 | 961560.8286 | 7679370.0231 | 7679370.0231 | 1478867.319 | 3953469.0791 | 0 | 32349071.8896 | 45460778.3109 | 42169.6503 | 3.0441 | 10626.8558 | 14934.1266 | 216.6428 | 304.4524
1 | 2500 | 707 | 0.04 | 15 | 15 | 7 | 5.6234e-11 | 5spot_SharedNeighbor | Water | Porous | Wet | R245fa | MinimizeLCOE_Brownfield | IgnoreSilica | 74.001 | 14.5992 | 0.91677 | 4 | 9680.0236 | 13255.5305 | 197.3404 | 270.2319 | 112.7475 | 0 | 159.1968 | 2498135.6327 | 95426.0753 | 2923991.7478 | 2710328.4349 | 0 | 443216.0115 | 0 | 3381728.1818 | 8798563.0413 | 6005200.0681 | 26856589.1933 | 961560.8286 | 7679370.0231 | 7679370.0231 | 1478867.319 | 3953469.0791 | 0 | 35497520.045 | 48609226.4663 | 56234.1325 | 3.6671 | 9680.0236 | 13255.5305 | 197.3404 | 270.2319
1 | 2500 | 707 | 0.04 | 15 | 15 | 7 | 7.4989e-11 | 5spot_SharedNeighbor | Water | Porous | Wet | R245fa | MinimizeLCOE_Brownfield | IgnoreSilica | 84.466 | 16.6496 | 1.0751 | 4 | 8943.1981 | 11992.2387 | 182.3192 | 244.478 | 112.6931 | 0 | 168.4265 | 2740460.7727 | 104549.4851 | 3248268.8278 | 3089038.3757 | 0 | 444682.6481 | 0 | 3754530.0427 | 9768517.0111 | 6667213.583 | 29817260.7462 | 961560.8286 | 7679370.0231 | 7679370.0231 | 1478867.319 | 3953469.0791 | 0 | 38458191.5979 | 51569898.0192 | 74989.4209 | 4.3003 | 8943.1981 | 11992.2387 | 182.3192 | 244.478
1 | 2500 | 707 | 0.04 | 15 | 15 | 7 | 1e-10 | 5spot_SharedNeighbor | Water | Porous | Wet | R245fa | MinimizeLCOE_Brownfield | IgnoreSilica | 94.1829 | 18.538 | 1.2274 | 4 | 8373.579 | 11044.1779 | 170.7067 | 225.1505 | 112.6007 | 0 | 203.0412 | 2955208.9955 | 112584.3216 | 3540035.0563 | 3439402.1258 | 0 | 436383.8264 | 0 | 4088609.587 | 10637723.4562 | 7260464.8422 | 32470412.2109 | 961560.8286 | 7679370.0231 | 7679370.0231 | 1478867.319 | 3953469.0791 | 0 | 41111343.0627 | 54223049.484 | 100000 | 4.9097 | 8373.579 | 11044.1779 | 170.7067 | 225.1505
1 | 2500 | 707 | 0.04 | 15 | 15 | 7 | 1.3335e-10 | 5spot_SharedNeighbor | Water | Porous | Wet | R245fa | MinimizeLCOE_Brownfield | IgnoreSilica | 102.8166 | 20.2013 | 1.367 | 4 | 7935.7746 | 10333.6628 | 161.7815 | 210.6657 | 112.4876 | 0 | 202.363 | 3138361.3669 | 119393.6243 | 3792246.7719 | 3749508.8333 | 0 | 420772.1315 | 0 | 4375910.2639 | 11385220.884 | 7770647.1962 | 34752061.0719 | 961560.8286 | 7679370.0231 | 7679370.0231 | 1478867.319 | 3953469.0791 | 0 | 43392991.9237 | 56504698.345 | 133352.1432 | 5.468 | 7935.7746 | 10333.6628 | 161.7815 | 210.6657
1 | 2500 | 707 | 0.04 | 15 | 15 | 7 | 1.7783e-10 | 5spot_SharedNeighbor | Water | Porous | Wet | R245fa | MinimizeLCOE_Brownfield | IgnoreSilica | 110.183 | 21.6085 | 1.4894 | 4 | 7600.9019 | 9801.7557 | 154.9547 | 199.822 | 112.3697 | 0 | 205.7799 | 3289270.6484 | 124970.4433 | 4002480.3038 | 4013106.9661 | 0 | 400606.1515 | 0 | 4613869.4601 | 12004341.9004 | 8193210.0116 | 36641855.8851 | 961560.8286 | 7679370.0231 | 7679370.0231 | 1478867.319 | 3953469.0791 | 0 | 45282786.7369 | 58394493.1582 | 177827.941 | 5.9576 | 7600.9019 | 9801.7557 | 154.9547 | 199.822
1 | 2500 | 707 | 0.04 | 15 | 15 | 7 | 2.3714e-10 | 5spot_SharedNeighbor | Water | Porous | Wet | R245fa | MinimizeLCOE_Brownfield | IgnoreSilica | 116.5944 | 22.8236 | 1.597 | 4 | 7340.1633 | 9392.6711 | 149.6392 | 191.4823 | 112.2523 | 0 | 203.4697 | 3416786.4243 | 129656.7118 | 4181893.6389 | 4241733.4528 | 0 | 379276.2614 | 0 | 4816245.1308 | 12530881.8827 | 8552584.3688 | 38249057.8716 | 961560.8286 | 7679370.0231 | 7679370.0231 | 1478867.319 | 3953469.0791 | 0 | 46889988.7233 | 60001695.1446 | 237137.3706 | 6.3881 | 7340.1633 | 9392.6711 | 149.6392 | 191.4823
1 | 2500 | 707 | 0.04 | 15 | 15 | 7 | 3.1623e-10 | 5spot_SharedNeighbor | Water | Porous | Wet | R245fa | MinimizeLCOE_Brownfield | IgnoreSilica | 121.4787 | 23.7429 | 1.6817 | 4 | 7147.9536 | 9097.1675 | 145.7207 | 185.4581 | 112.1539 | 0 | 173.2797 | 3511615.4942 | 133124.9501 | 4316409.2864 | 4415377.6384 | 0 | 357640.9436 | 0 | 4966325.642 | 12921360.5869 | 8819094.108 | 39440948.6497 | 961560.8286 | 7679370.0231 | 7679370.0231 | 1478867.319 | 3953469.0791 | 0 | 48081879.5014 | 61193585.9227 | 316227.766 | 6.7267 | 7147.9536 | 9097.1675 | 145.7207 | 185.4581
1 | 2500 | 707 | 0.04 | 15 | 15 | 7 | 4.217e-10 | 5spot_SharedNeighbor | Water | Porous | Wet | R245fa | MinimizeLCOE_Brownfield | IgnoreSilica | 125.3297 | 24.4636 | 1.7495 | 4 | 7002.3344 | 8875.9438 | 142.7521 | 180.9481 | 112.0711 | 0 | 195.1979 | 3585007.173 | 135798.7606 | 4421174.1027 | 4551947.2366 | 0 | 337652.1059 | 0 | 5082315.9578 | 13223143.5958 | 9025067.2125 | 40362106.145 | 961560.8286 | 7679370.0231 | 7679370.0231 | 1478867.319 | 3953469.0791 | 0 | 49003036.9967 | 62114743.418 | 421696.5034 | 6.9981 | 7002.3344 | 8875.9438 | 142.7521 | 180.9481
1 | 2500 | 707 | 0.04 | 15 | 15 | 7 | 5.6234e-10 | 5spot_SharedNeighbor | Water | Porous | Wet | R245fa | MinimizeLCOE_Brownfield | IgnoreSilica | 128.3239 | 25.0214 | 1.803 | 4 | 6892.2266 | 8710.2475 | 140.5074 | 177.5702 | 112.0037 | 0 | 198.579 | 3641249.8043 | 137841.3804 | 4501857.7533 | 4657923.5009 | 0 | 320078.9724 | 0 | 5170991.0504 | 13453857.997 | 9182534.5321 | 41066334.9907 | 961560.8286 | 7679370.0231 | 7679370.0231 | 1478867.319 | 3953469.0791 | 0 | 49707265.8424 | 62818972.2637 | 562341.3252 | 7.2121 | 6892.2266 | 8710.2475 | 140.5074 | 177.5702
1 | 2500 | 707 | 0.04 | 15 | 15 | 7 | 7.4989e-10 | 5spot_SharedNeighbor | Water | Porous | Wet | R245fa | MinimizeLCOE_Brownfield | IgnoreSilica | 130.6427 | 25.4515 | 1.8448 | 4 | 6809.093 | 8585.9743 | 138.8126 | 175.0367 | 111.9497 | 0 | 214.7923 | 3684282.4203 | 139399.9176 | 4563845.1039 | 4739659.7318 | 0 | 305276.472 | 0 | 5238660.8218 | 13629920.8612 | 9302701.0546 | 41603746.3832 | 961560.8286 | 7679370.0231 | 7679370.0231 | 1478867.319 | 3953469.0791 | 0 | 50244677.2349 | 63356383.6562 | 749894.2093 | 7.3791 | 6809.093 | 8585.9743 | 138.8126 | 175.0367
1 | 2500 | 707 | 0.04 | 15 | 15 | 7 | 1e-09 | 5spot_SharedNeighbor | Water | Porous | Wet | R245fa | MinimizeLCOE_Brownfield | IgnoreSilica | 134.1434 | 26.1007 | 1.8943 | 4 | 6746.0577 | 8476.4445 | 137.5275 | 172.8038 | 111.8712 | 0 | 219.9002 | 3748829.9045 | 141737.1594 | 4656996.0654 | 4863011.1477 | 0 | 303560.5542 | 0 | 5348512.5842 | 13915732.6133 | 9497773.4483 | 42476153.477 | 961560.8286 | 7679370.0231 | 7679370.0231 | 1478867.319 | 3953469.0791 | 0 | 51117084.3287 | 64228790.75 | 1000000 | 7.5773 | 6746.0577 | 8476.4445 | 137.5275 | 172.8038
1 | 2500 | 707 | 0.04 | 15 | 15 | 7 | 1.3335e-09 | 5spot_SharedNeighbor | Water | Porous | Wet | R245fa | MinimizeLCOE_Brownfield | IgnoreSilica | 135.566 | 26.3648 | 1.9201 | 4 | 6698.1579 | 8405.3372 | 136.551 | 171.3542 | 111.8412 | 0 | 204.0386 | 3774986.2075 | 142685.0923 | 4694764.2503 | 4913172.0433 | 0 | 294105.0417 | 0 | 5389687.9277 | 14022862.4109 | 9570891.7364 | 42803154.7102 | 961560.8286 | 7679370.0231 | 7679370.0231 | 1478867.319 | 3953469.0791 | 0 | 51444085.562 | 64555791.9833 | 1333521.4322 | 7.6803 | 6698.1579 | 8405.3372 | 136.551 | 171.3542
1 | 2500 | 707 | 0.04 | 15 | 15 | 7 | 1.7783e-09 | 5spot_SharedNeighbor | Water | Porous | Wet | R245fa | MinimizeLCOE_Brownfield | IgnoreSilica | 136.9592 | 26.6231 | 1.9441 | 4 | 6657.053 | 8343.121 | 135.713 | 170.0858 | 111.8115 | 0 | 194.7299 | 3800471.7464 | 143607.7952 | 4731626.3637 | 4962259.8534 | 0 | 286511.1257 | 0 | 5430545.9849 | 14129166.6946 | 9643446.5944 | 43127636.1582 | 961560.8286 | 7679370.0231 | 7679370.0231 | 1478867.319 | 3953469.0791 | 0 | 51768567.01 | 64880273.4313 | 1778279.41 | 7.7765 | 6657.053 | 8343.121 | 135.713 | 170.0858
1 | 2500 | 707 | 0.04 | 15 | 15 | 7 | 2.3714e-09 | 5spot_SharedNeighbor | Water | Porous | Wet | R245fa | MinimizeLCOE_Brownfield | IgnoreSilica | 137.4614 | 26.7161 | 1.9546 | 4 | 6634.9974 | 8312.0041 | 135.2634 | 169.4514 | 111.8007 | 0 | 205.0347 | 3809618.4151 | 143938.6116 | 4744875.4244 | 4979938.6442 | 0 | 280742.2178 | 0 | 5444054.1921 | 14164312.2788 | 9667434.1778 | 43234913.9618 | 961560.8286 | 7679370.0231 | 7679370.0231 | 1478867.319 | 3953469.0791 | 0 | 51875844.8136 | 64987551.2349 | 2371373.7057 | 7.8185 | 6634.9974 | 8312.0041 | 135.2634 | 169.4514
1 | 2500 | 707 | 0.04 | 15 | 15 | 7 | 3.1623e-09 | 5spot_SharedNeighbor | Water | Porous | Wet | R245fa | MinimizeLCOE_Brownfield | IgnoreSilica | 138.083 | 26.8311 | 1.966 | 4 | 6614.6232 | 8281.9537 | 134.848 | 168.8388 | 111.7872 | 0 | 199.9687 | 3820923.4495 | 144347.4037 | 4761259.1269 | 5001820.3907 | 0 | 276233.2518 | 0 | 5461787.6128 | 14210451.0019 | 9698924.8044 | 43375747.0418 | 961560.8286 | 7679370.0231 | 7679370.0231 | 1478867.319 | 3953469.0791 | 0 | 52016677.8936 | 65128384.3149 | 3162277.6602 | 7.8639 | 6614.6232 | 8281.9537 | 134.848 | 168.8388
1 | 2500 | 707 | 0.04 | 15 | 15 | 7 | 4.217e-09 | 5spot_SharedNeighbor | Water | Porous | Wet | R245fa | MinimizeLCOE_Brownfield | IgnoreSilica | 138.546 | 26.9168 | 1.9745 | 4 | 6599.3189 | 8259.4609 | 134.536 | 168.3803 | 111.7772 | 0 | 205.8727 | 3829328.1378 | 144651.1907 | 4773447.847 | 5018116.2511 | 0 | 272735.8943 | 0 | 5474928.9352 | 14244642.0269 | 9722260.8815 | 43480111.1645 | 961560.8286 | 7679370.0231 | 7679370.0231 | 1478867.319 | 3953469.0791 | 0 | 52121042.0163 | 65232748.4376 | 4216965.0343 | 7.8979 | 6599.3189 | 8259.4609 | 134.536 | 168.3803
1 | 2500 | 707 | 0.04 | 15 | 15 | 7 | 5.6234e-09 | 5spot_SharedNeighbor | Water | Porous | Wet | R245fa | MinimizeLCOE_Brownfield | IgnoreSilica | 138.8964 | 26.9815 | 1.9809 | 4 | 6587.8276 | 8242.5748 | 134.3018 | 168.036 | 111.7696 | 0 | 213.262 | 3835678.9308 | 144880.6675 | 4782662.6413 | 5030445.6071 | 0 | 270076.0609 | 0 | 5484860.1239 | 14270480.943 | 9739896.4726 | 43558981.4471 | 961560.8286 | 7679370.0231 | 7679370.0231 | 1478867.319 | 3953469.0791 | 0 | 52199912.2988 | 65311618.7201 | 5623413.2519 | 7.9237 | 6587.8276 | 8242.5748 | 134.3018 | 168.036
1 | 2500 | 707 | 0.04 | 15 | 15 | 7 | 7.4989e-09 | 5spot_SharedNeighbor | Water | Porous | Wet | R245fa | MinimizeLCOE_Brownfield | IgnoreSilica | 139.1593 | 27.0301 | 1.9858 | 4 | 6579.2019 | 8229.916 | 134.1259 | 167.778 | 111.7638 | 0 | 201.9202 | 3840437.0571 | 145052.5546 | 4789569.1866 | 5039691.9196 | 0 | 268049.5205 | 0 | 5492292.0929 | 14289817.4018 | 9753094.0031 | 43618003.7362 | 961560.8286 | 7679370.0231 | 7679370.0231 | 1478867.319 | 3953469.0791 | 0 | 52258934.588 | 65370641.0093 | 7498942.0933 | 7.9431 | 6579.2019 | 8229.916 | 134.1259 | 167.778
1 | 2500 | 707 | 0.04 | 15 | 15 | 7 | 1e-08 | 5spot_SharedNeighbor | Water | Porous | Wet | R245fa | MinimizeLCOE_Brownfield | IgnoreSilica | 139.3392 | 27.0633 | 1.9892 | 4 | 6572.7287 | 8220.5701 | 133.994 | 167.5874 | 111.7599 | 0 | 219.7392 | 3843691.5787 | 145170.1016 | 4794294.5998 | 5046020.9178 | 0 | 266408.273 | 0 | 5497278.3336 | 14302790.5773 | 9761948.462 | 43657602.8437 | 961560.8286 | 7679370.0231 | 7679370.0231 | 1478867.319 | 3953469.0791 | 0 | 52298533.6955 | 65410240.1168 | 10000000 | 7.9569 | 6572.7287 | 8220.5701 | 133.994 | 167.5874
1 | 2600 | 707 | 0.04 | 15 | 15 | 7 | 1e-13 | 5spot_SharedNeighbor | Water | Porous | Wet | R245fa | MinimizeLCOE_Brownfield | IgnoreSilica | 0 | 0 | 0 | 0 | [6 empty] | 19.3162 | [19 empty] | 100 | 0
1 | 2600 | 707 | 0.04 | 15 | 15 | 7 | 1.3335e-13 | 5spot_SharedNeighbor | Water | Porous | Wet | R245fa | MinimizeLCOE_Brownfield | IgnoreSilica | 0 | 0 | 0 | 0 | [6 empty] | 21.8307 | [19 empty] | 133.3521 | 0
1 | 2600 | 707 | 0.04 | 15 | 15 | 7 | 1.7783e-13 | 5spot_SharedNeighbor | Water | Porous | Wet | R245fa | MinimizeLCOE_Brownfield | IgnoreSilica | 0 | 0 | 0 | 0 | [6 empty] | 22.8092 | [19 empty] | 177.8279 | 0
1 | 2600 | 707 | 0.04 | 15 | 15 | 7 | 2.3714e-13 | 5spot_SharedNeighbor | Water | Porous | Wet | R245fa | MinimizeLCOE_Brownfield | IgnoreSilica | 0 | 0 | 0 | 0 | [6 empty] | 22.4189 | [19 empty] | 237.1374 | 0
1 | 2600 | 707 | 0.04 | 15 | 15 | 7 | 3.1623e-13 | 5spot_SharedNeighbor | Water | Porous | Wet | R245fa | MinimizeLCOE_Brownfield | IgnoreSilica | 0.86458 | 0.11416 | 0.00092833 | 4 | 2618102.227 | 6282060.3605 | 53373.5551 | 128068.2976 | 89.9782 | 0 | 62.1481 | 72282.023 | 2339.2136 | 61372.241 | 50309.8598 | 0 | 48823.4246 | 0 | 91699.4372 | 238583.1254 | 162837.8855 | 728247.2102 | 961560.8286 | 8031996.805 | 8031996.805 | 1478867.319 | 4094519.7919 | 0 | 9721804.8438 | 23327188.7597 | 316.2278 | 0.0037133 | 2618102.227 | 6282060.3605 | 53373.5551 | 128068.2976
1 | 2600 | 707 | 0.04 | 15 | 15 | 7 | 4.217e-13 | 5spot_SharedNeighbor | Water | Porous | Wet | R245fa | MinimizeLCOE_Brownfield | IgnoreSilica | 1.2819 | 0.1957 | 0.0034017 | 4 | 737878.3266 | 1737765.2735 | 15042.6477 | 35426.6956 | 97.5837 | 0 | 201.4469 | 111149.7719 | 3811.7196 | 93896.0195 | 65534.1392 | 0 | 63551.4118 | 0 | 131797.7942 | 342910.825 | 234043.6842 | 1046695.3654 | 961560.8286 | 8031996.805 | 8031996.805 | 1478867.319 | 4094519.7919 | 0 | 10040252.9991 | 23645636.915 | 421.6965 | 0.013607 | 737878.3266 | 1737765.2735 | 15042.6477 | 35426.6956
1 | 2600 | 707 | 0.04 | 15 | 15 | 7 | 5.6234e-13 | 5spot_SharedNeighbor | Water | Porous | Wet | R245fa | MinimizeLCOE_Brownfield | IgnoreSilica | 1.807 | 0.30197 | 0.007269 | 4 | 358002.8822 | 825928.1013 | 7298.373 | 16837.6615 | 102.6853 | 0 | 305.7635 | 155456.911 | 5540.1859 | 132335.6837 | 84877.4502 | 0 | 78880.7561 | 0 | 178265.4849 | 463810.2244 | 316560.0085 | 1415726.7046 | 961560.8286 | 8031996.805 | 8031996.805 | 1478867.319 | 4094519.7919 | 0 | 10409284.3382 | 24014668.2541 | 562.3413 | 0.029076 | 358002.8822 | 825928.1013 | 7298.373 | 16837.6615
1 | 2600 | 707 | 0.04 | 15 | 15 | 7 | 7.4989e-13 | 5spot_SharedNeighbor | Water | Porous | Wet | R245fa | MinimizeLCOE_Brownfield | IgnoreSilica | 2.4488 | 0.43421 | 0.012834 | 4 | 210871.7599 | 475902.3897 | 4298.9061 | 9701.9139 | 106.1772 | 0 | 437.7645 | 204575.3298 | 7484.1688 | 176499.7789 | 108663.9714 | 0 | 94130.7275 | 0 | 230628.0508 | 600046.8798 | 409544.3252 | 1831573.2322 | 961560.8286 | 8031996.805 | 8031996.805 | 1478867.319 | 4094519.7919 | 0 | 10825130.8659 | 24430514.7818 | 749.8942 | 0.051335 | 210871.7599 | 475902.3897 | 4298.9061 | 9701.9139
1 | 2600 | 707 | 0.04 | 15 | 15 | 7 | 1e-12 | 5spot_SharedNeighbor | Water | Porous | Wet | R245fa | MinimizeLCOE_Brownfield | IgnoreSilica | 3.2734 | 0.60586 | 0.020571 | 4 | 137615.9191 | 302961.7282 | 2805.4866 | 6176.2846 | 108.7685 | 0 | 90.2796 | 262076.1262 | 9776.4203 | 229963.5881 | 139442.7873 | 0 | 111048.988 | 0 | 293400.0849 | 763366.8362 | 521013.5513 | 2330088.3822 | 961560.8286 | 8031996.805 | 8031996.805 | 1478867.319 | 4094519.7919 | 0 | 11323646.0158 | 24929029.9317 | 1000 | 0.082284 | 137615.9191 | 302961.7282 | 2805.4866 | 6176.2846
1 | 2600 | 707 | 0.04 | 15 | 15 | 7 | 1.3335e-12 | 5spot_SharedNeighbor | Water | Porous | Wet | R245fa | MinimizeLCOE_Brownfield | IgnoreSilica | 4.3212 | 0.82505 | 0.03105 | 4 | 95933.0009 | 205477.4737 | 1955.724 | 4188.9362 | 110.6952 | 0 | 88.5795 | 328717.2465 | 12439.503 | 293993.8968 | 178507.6904 | 0 | 129527.717 | 0 | 367842.561 | 957050.8888 | 653206.897 | 2921286.4006 | 961560.8286 | 8031996.805 | 8031996.805 | 1478867.319 | 4094519.7919 | 0 | 11914844.0342 | 25520227.9501 | 1333.5214 | 0.1242 | 95933.0009 | 205477.4737 | 1955.724 | 4188.9362
1 | 2600 | 707 | 0.04 | 15 | 15 | 7 | 1.7783e-12 | 5spot_SharedNeighbor | Water | Porous | Wet | R245fa | MinimizeLCOE_Brownfield | IgnoreSilica | 5.6318 | 1.1002 | 0.045035 | 4 | 69993.2649 | 145519.8052 | 1426.9074 | 2966.6181 | 112.1223 | 0 | 75.0241 | 405179.5339 | 15496.6308 | 369723.259 | 227614.1277 | 0 | 149168.7735 | 0 | 455201.1068 | 1184339.9052 | 808336.321 | 3615059.658 | 961560.8286 | 8031996.805 | 8031996.805 | 1478867.319 | 4094519.7919 | 0 | 12608617.2916 | 26214001.2075 | 1778.2794 | 0.18014 | 69993.2649 | 145519.8052 | 1426.9074 | 2966.6181
1 | 2600 | 707 | 0.04 | 15 | 15 | 7 | 2.3714e-12 | 5spot_SharedNeighbor | Water | Porous | Wet | R245fa | MinimizeLCOE_Brownfield | IgnoreSilica | 7.2371 | 1.4365 | 0.063207 | 4 | 53016.3913 | 106829.4494 | 1080.8108 | 2177.8628 | 113.1371 | 0 | 80.5533 | 491013.6364 | 18918.8036 | 457345.8001 | 287530.9202 | 0 | 169164.5046 | 0 | 555349.7293 | 1444906.0778 | 986178.088 | 4410407.5601 | 961560.8286 | 8031996.805 | 8031996.805 | 1478867.319 | 4094519.7919 | 0 | 13403965.1938 | 27009349.1097 | 2371.3737 | 0.25283 | 53016.3913 | 106829.4494 | 1080.8108 | 2177.8628
1 | 2600 | 707 | 0.04 | 15 | 15 | 7 | 3.1623e-12 | 5spot_SharedNeighbor | Water | Porous | Wet | R245fa | MinimizeLCOE_Brownfield | IgnoreSilica | 9.5 | 1.9144 | 0.088228 | 4 | 41036.0722 | 79587.6963 | 836.5758 | 1622.5028 | 114.0999 | 0 | 103.0184 | 603562.8974 | 23414.7949 | 575068.8185 | 372457.1095 | 0 | 197589.3424 | 0 | 691116.2554 | 1798142.7291 | 1227269.3608 | 5488621.3079 | 961560.8286 | 8031996.805 | 8031996.805 | 1478867.319 | 4094519.7919 | 0 | 14482178.9415 | 28087562.8574 | 3162.2777 | 0.35291 | 41036.0722 | 79587.6963 | 836.5758 | 1622.5028
1 | 2600 | 707 | 0.04 | 15 | 15 | 7 | 4.217e-12 | 5spot_SharedNeighbor | Water | Porous | Wet | R245fa | MinimizeLCOE_Brownfield | IgnoreSilica | 12.148 | 2.4724 | 0.12004 | 4 | 32620.4038 | 60956.3399 | 665.0111 | 1242.6774 | 114.7379 | 0 | 107.8745 | 724557.3291 | 28229.2489 | 705326.6687 | 471576.0297 | 0 | 223507.3219 | 0 | 839746.6733 | 2184848.5883 | 1491204.0557 | 6668995.9156 | 961560.8286 | 8031996.805 | 8031996.805 | 1478867.319 | 4094519.7919 | 0 | 15662553.5492 | 29267937.4651 | 4216.965 | 0.48015 | 32620.4038 | 60956.3399 | 665.0111 | 1242.6774
1 | 2600 | 707 | 0.04 | 15 | 15 | 7 | 5.6234e-12 | 5spot_SharedNeighbor | Water | Porous | Wet | R245fa | MinimizeLCOE_Brownfield | IgnoreSilica | 15.5191 | 3.183 | 0.16148 | 4 | 26463.6674 | 47527.5246 | 539.4977 | 968.9129 | 115.2381 | 0 | 116.1807 | 867422.8033 | 33901.8166 | 862995.9229 | 597857.1468 | 0 | 252921.3264 | 0 | 1019888.6162 | 2653540.9715 | 1811096.2379 | 8099624.8416 | 961560.8286 | 8031996.805 | 8031996.805 | 1478867.319 | 4094519.7919 | 0 | 17093182.4753 | 30698566.3912 | 5623.4133 | 0.64591 | 26463.6674 | 47527.5246 | 539.4977 | 968.9129
1 | 2600 | 707 | 0.04 | 15 | 15 | 7 | 7.4989e-12 | 5spot_SharedNeighbor | Water | Porous | Wet | R245fa | MinimizeLCOE_Brownfield | IgnoreSilica | 19.6996 | 4.0645 | 0.21477 | 4 | 21863.1976 | 37700.4682 | 445.7109 | 768.575 | 115.6232 | 0 | 110.4646 | 1032085.4129 | 40425.2135 | 1049110.7062 | 754565.2569 | 0 | 284207.5683 | 0 | 1232553.7216 | 3206851.952 | 2188742.3515 | 9788542.1829 | 961560.8286 | 8031996.805 | 8031996.805 | 1478867.319 | 4094519.7919 | 0 | 18782099.8166 | 32387483.7325 | 7498.9421 | 0.85907 | 21863.1976 | 37700.4682 | 445.7109 | 768.575
1 | 2600 | 707 | 0.04 | 15 | 15 | 7 | 1e-11 | 5spot_SharedNeighbor | Water | Porous | Wet | R245fa | MinimizeLCOE_Brownfield | IgnoreSilica | 24.854 | 5.1515 | 0.28271 | 4 | 18366.5483 | 30397.9131 | 374.4269 | 619.7026 | 115.9218 | 0 | 121.9486 | 1221230.9918 | 47900.0634 | 1267860.8978 | 947797.7847 | 0 | 317229.6975 | 0 | 1482787.5798 | 3857909.121 | 2633102.2472 | 11775818.3831 | 961560.8286 | 8031996.805 | 8031996.805 | 1478867.319 | 4094519.7919 | 0 | 20769376.0168 | 34374759.9327 | 10000 | 1.1308 | 18366.5483 | 30397.9131 | 374.4269 | 619.7026
1 | 2600 | 707 | 0.04 | 15 | 15 | 7 | 1.3335e-11 | 5spot_SharedNeighbor | Water | Porous | Wet | R245fa | MinimizeLCOE_Brownfield | IgnoreSilica | 31.1734 | 6.4846 | 0.36855 | 4 | 15670.1198 | 24898.9939 | 319.4566 | 507.5997 | 116.1549 | 0 | 115.7943 | 1437821.3751 | 56438.2531 | 1523910.1885 | 1184795.5947 | 0 | 351919.7803 | 0 | 1776405.2247 | 4621842.0039 | 3154502.137 | 14107634.5573 | 961560.8286 | 8031996.805 | 8031996.805 | 1478867.319 | 4094519.7919 | 0 | 23101192.1909 | 36706576.1068 | 13335.2143 | 1.4742 | 15670.1198 | 24898.9939 | 319.4566 | 507.5997
1 | 2600 | 707 | 0.04 | 15 | 15 | 7 | 1.7783e-11 | 5spot_SharedNeighbor | Water | Porous | Wet | R245fa | MinimizeLCOE_Brownfield | IgnoreSilica | 38.7982 | 8.0933 | 0.4754 | 4 | 13566.7312 | 20721.3672 | 276.5762 | 422.4331 | 116.3363 | 0 | 108.157 | 1682488.2215 | 66059.1458 | 1819276.0476 | 1470796.8413 | 0 | 387212.8629 | 0 | 2116074.9165 | 5505592.866 | 3757680.2596 | 16805181.1612 | 961560.8286 | 8031996.805 | 8031996.805 | 1478867.319 | 4094519.7919 | 0 | 25798738.7948 | 39404122.7107 | 17782.7941 | 1.9016 | 13566.7312 | 20721.3672 | 276.5762 | 422.4331
1 | 2600 | 707 | 0.04 | 15 | 15 | 7 | 2.3714e-11 | 5spot_SharedNeighbor | Water | Porous | Wet | R245fa | MinimizeLCOE_Brownfield | IgnoreSilica | 47.7575 | 9.9832 | 0.60527 | 4 | 11912.9124 | 17532.4464 | 242.8608 | 357.4226 | 116.4724 | 0 | 160.9049 | 1952367.6475 | 76643.1832 | 2151645.5822 | 1806816.9149 | 0 | 420993.2902 | 0 | 2499301.9811 | 6502671.0774 | 4438206.6268 | 19848646.3034 | 961560.8286 | 8031996.805 | 8031996.805 | 1478867.319 | 4094519.7919 | 0 | 28842203.937 | 42447587.8529 | 23713.7371 | 2.4211 | 11912.9124 | 17532.4464 | 242.8608 | 357.4226
1 | 2600 | 707 | 0.04 | 15 | 15 | 7 | 3.1623e-11 | 5spot_SharedNeighbor | Water | Porous | Wet | R245fa | MinimizeLCOE_Brownfield | IgnoreSilica | 57.865 | 12.1123 | 0.75741 | 4 | 10608.8553 | 15099.5862 | 216.2759 | 307.8255 | 116.5594 | 0 | 166.2059 | 2238929.2788 | 87844.8518 | 2511361.685 | 2185622.6375 | 0 | 449848.9119 | 0 | 2914706.8723 | 7583469.3933 | 5175873.6856 | 23147657.3162 | 961560.8286 | 8031996.805 | 8031996.805 | 1478867.319 | 4094519.7919 | 0 | 32141214.9498 | 45746598.8657 | 31622.7766 | 3.0297 | 10608.8553 | 15099.5862 | 216.2759 | 307.8255
1 | 2600 | 707 | 0.04 | 15 | 15 | 7 | 4.217e-11 | 5spot_SharedNeighbor | Water | Porous | Wet | R245fa | MinimizeLCOE_Brownfield | IgnoreSilica | 68.6466 | 14.3755 | 0.92668 | 4 | 9583.111 | 13253.5762 | 195.3647 | 270.1921 | 116.5881 | 0 | 163.0338 | 2527385.0854 | 99071.5444 | 2880160.7759 | 2588959.6102 | 0 | 469541.6977 | 0 | 3340396.2983 | 8691025.9587 | 5931803.7996 | 26528344.7703 | 961560.8286 | 8031996.805 | 8031996.805 | 1478867.319 | 4094519.7919 | 0 | 35521902.4039 | 49127286.3198 | 42169.6503 | 3.7067 | 9583.111 | 13253.5762 | 195.3647 | 270.1921
1 | 2600 | 707 | 0.04 | 15 | 15 | 7 | 5.6234e-11 | 5spot_SharedNeighbor | Water | Porous | Wet | R245fa | MinimizeLCOE_Brownfield | IgnoreSilica | 79.5498 | 16.6505 | 1.1049 | 4 | 8780.912 | 11859.311 | 179.0108 | 241.7681 | 116.5559 | 0 | 162.1584 | 2803513.1221 | 109758.2108 | 3239442.2278 | 2995576.314 | 0 | 477923.2159 | 0 | 3754223.1053 | 9767718.423 | 6666668.5303 | 29814823.1492 | 961560.8286 | 8031996.805 | 8031996.805 | 1478867.319 | 4094519.7919 | 0 | 38808380.7829 | 52413764.6988 | 56234.1325 | 4.4196 | 8780.912 | 11859.311 | 179.0108 | 241.7681
1 | 2600 | 707 | 0.04 | 15 | 15 | 7 | 7.4989e-11 | 5spot_SharedNeighbor | Water | Porous | Wet | R245fa | MinimizeLCOE_Brownfield | IgnoreSilica | 89.9908 | 18.8115 | 1.2821 | 4 | 8157.6997 | 10810.5691 | 166.3057 | 220.3881 | 116.4721 | 0 | 164.5126 | 3054834.3627 | 119420.7244 | 3571857.8841 | 3383333.686 | 0 | 474672.4079 | 0 | 4135606.4354 | 10759999.6154 | 7343920.8334 | 32843645.9493 | 961560.8286 | 8031996.805 | 8031996.805 | 1478867.319 | 4094519.7919 | 0 | 41837203.5829 | 55442587.4988 | 74989.4209 | 5.1286 | 8157.6997 | 10810.5691 | 166.3057 | 220.3881
1 | 2600 | 707 | 0.04 | 15 | 15 | 7 | 1e-10 | 5spot_SharedNeighbor | Water | Porous | Wet | R245fa | MinimizeLCOE_Brownfield | IgnoreSilica | 99.5233 | 20.7664 | 1.4494 | 4 | 7676.5465 | 10023.3229 | 156.4968 | 204.339 | 116.3543 | 0 | 183.4264 | 3274049.5236 | 127789.4092 | 3866164.0813 | 3735669.7582 | 0 | 461662.1851 | 0 | 4471480.6334 | 11633875.3813 | 7940359 | 35511049.9722 | 961560.8286 | 8031996.805 | 8031996.805 | 1478867.319 | 4094519.7919 | 0 | 44504607.6058 | 58109991.5217 | 100000 | 5.7975 | 7676.5465 | 10023.3229 | 156.4968 | 204.339
1 | 2600 | 707 | 0.04 | 15 | 15 | 7 | 1.3335e-10 | 5spot_SharedNeighbor | Water | Porous | Wet | R245fa | MinimizeLCOE_Brownfield | IgnoreSilica | 107.8714 | 22.4622 | 1.6 | 4 | 7307.0643 | 9432.9298 | 148.9644 | 192.303 | 116.2216 | 0 | 168.9888 | 3458539.0748 | 134783.148 | 4117125.9274 | 4042728.5438 | 0 | 441859.4871 | 0 | 4756064.1106 | 12374303.213 | 8445716.2094 | 37771119.7141 | 961560.8286 | 8031996.805 | 8031996.805 | 1478867.319 | 4094519.7919 | 0 | 46764677.3477 | 60370061.2636 | 133352.1432 | 6.3999 | 7307.0643 | 9432.9298 | 148.9644 | 192.303
1 | 2600 | 707 | 0.04 | 15 | 15 | 7 | 1.7783e-10 | 5spot_SharedNeighbor | Water | Porous | Wet | R245fa | MinimizeLCOE_Brownfield | IgnoreSilica | 114.9166 | 23.8804 | 1.7302 | 4 | 7024.5998 | 8990.4646 | 143.206 | 183.2828 | 116.0896 | 0 | 194.6834 | 3609077.9827 | 140452.632 | 4324219.4874 | 4300675.4532 | 0 | 418324.0294 | 0 | 4989172.338 | 12980803.0035 | 8859664.7787 | 39622389.7048 | 961560.8286 | 8031996.805 | 8031996.805 | 1478867.319 | 4094519.7919 | 0 | 48615947.3385 | 62221331.2544 | 177827.941 | 6.9208 | 7024.5998 | 8990.4646 | 143.206 | 183.2828
1 | 2600 | 707 | 0.04 | 15 | 15 | 7 | 2.3714e-10 | 5spot_SharedNeighbor | Water | Porous | Wet | R245fa | MinimizeLCOE_Brownfield | IgnoreSilica | 120.6823 | 25.0319 | 1.839 | 4 | 6809.4436 | 8658.9603 | 138.8197 | 176.5246 | 115.9689 | 0 | 199.9705 | 3728911.5024 | 144939.5751 | 4490622.0044 | 4510961.3785 | 0 | 393726.8911 | 0 | 5174972.9271 | 13464218.0233 | 9189605.4629 | 41097957.7648 | 961560.8286 | 8031996.805 | 8031996.805 | 1478867.319 | 4094519.7919 | 0 | 50091515.3984 | 63696899.3143 | 237137.3706 | 7.3562 | 6809.4436 | 8658.9603 | 138.8197 | 176.5246
1 | 2600 | 707 | 0.04 | 15 | 15 | 7 | 3.1623e-10 | 5spot_SharedNeighbor | Water | Porous | Wet | R245fa | MinimizeLCOE_Brownfield | IgnoreSilica | 125.6003 | 26.0074 | 1.9319 | 4 | 6642.1874 | 8402.7948 | 135.41 | 171.3023 | 115.8573 | 0 | 191.3467 | 3828829.5452 | 148661.8752 | 4630457.5274 | 4689830.9013 | 0 | 370793.9236 | 0 | 5330743.7714 | 13869501.8073 | 9466219.9732 | 42335039.3246 | 961560.8286 | 8031996.805 | 8031996.805 | 1478867.319 | 4094519.7919 | 0 | 51328596.9583 | 64933980.8742 | 316227.766 | 7.7277 | 6642.1874 | 8402.7948 | 135.41 | 171.3023
1 | 2600 | 707 | 0.04 | 15 | 15 | 7 | 4.217e-10 | 5spot_SharedNeighbor | Water | Porous | Wet | R245fa | MinimizeLCOE_Brownfield | IgnoreSilica | 129.2083 | 26.7189 | 2.0022 | 4 | 6519.4659 | 8218.2672 | 132.9081 | 167.5405 | 115.7705 | 0 | 187.0954 | 3900797.9318 | 151331.5503 | 4731814.1644 | 4820680.5825 | 0 | 349555.3498 | 0 | 5442130.0358 | 14159306.0187 | 9664017.3024 | 43219632.9358 | 961560.8286 | 8031996.805 | 8031996.805 | 1478867.319 | 4094519.7919 | 0 | 52213190.5694 | 65818574.4853 | 421696.5034 | 8.0088 | 6519.4659 | 8218.2672 | 132.9081 | 167.5405
1 | 2600 | 707 | 0.04 | 15 | 15 | 7 | 5.6234e-10 | 5spot_SharedNeighbor | Water | Porous | Wet | R245fa | MinimizeLCOE_Brownfield | IgnoreSilica | 133.8 | 27.621 | 2.077 | 4 | 6426.5397 | 8064.1309 | 131.0137 | 164.3982 | 115.6591 | 0 | 192.3282 | 3991109.6121 | 154673.0809 | 4859593.0285 | 4986912.7888 | 0 | 342740.0785 | 0 | 5590661.1496 | 14545753.5089 | 9927775.6552 | 44399218.9024 | 961560.8286 | 8031996.805 | 8031996.805 | 1478867.319 | 4094519.7919 | 0 | 53392776.5361 | 66998160.452 | 562341.3252 | 8.3082 | 6426.5397 | 8064.1309 | 131.0137 | 164.3982
1 | 2600 | 707 | 0.04 | 15 | 15 | 7 | 7.4989e-10 | 5spot_SharedNeighbor | Water | Porous | Wet | R245fa | MinimizeLCOE_Brownfield | IgnoreSilica | 136.0413 | 28.0621 | 2.1215 | 4 | 6355.4076 | 7958.7013 | 129.5636 | 162.2489 | 115.6089 | 0 | 188.581 | 4034999.3755 | 156298.8419 | 4921747.4738 | 5068114.1112 | 0 | 327749.9243 | 0 | 5658474.7934 | 14722190.6997 | 10048197.6633 | 44937772.8831 | 961560.8286 | 8031996.805 | 8031996.805 | 1478867.319 | 4094519.7919 | 0 | 53931330.5168 | 67536714.4327 | 749894.2093 | 8.4859 | 6355.4076 | 7958.7013 | 129.5636 | 162.2489
1 | 2600 | 707 | 0.04 | 15 | 15 | 7 | 1e-09 | 5spot_SharedNeighbor | Water | Porous | Wet | R245fa | MinimizeLCOE_Brownfield | IgnoreSilica | 137.7929 | 28.406 | 2.1561 | 4 | 6301.7563 | 7879.2824 | 128.4698 | 160.6298 | 115.5691 | 0 | 179.2797 | 4069044.5669 | 157557.8826 | 4970082.7992 | 5131504.6831 | 0 | 315744.0581 | 0 | 5711134.2561 | 14859199.8196 | 10141709.2029 | 45355977.2685 | 961560.8286 | 8031996.805 | 8031996.805 | 1478867.319 | 4094519.7919 | 0 | 54349534.9022 | 67954918.8181 | 1000000 | 8.6245 | 6301.7563 | 7879.2824 | 128.4698 | 160.6298
1 | 2600 | 707 | 0.04 | 15 | 15 | 7 | 1.3335e-09 | 5spot_SharedNeighbor | Water | Porous | Wet | R245fa | MinimizeLCOE_Brownfield | IgnoreSilica | 139.1204 | 28.6661 | 2.1826 | 4 | 6261.3388 | 7819.739 | 127.6459 | 159.416 | 115.5384 | 0 | 192.8883 | 4094697.5587 | 158505.3574 | 5006574.6718 | 5179503.996 | 0 | 306084.6373 | 0 | 5750692.8263 | 14962123.1046 | 10211956.4598 | 45670138.6118 | 961560.8286 | 8031996.805 | 8031996.805 | 1478867.319 | 4094519.7919 | 0 | 54663696.2454 | 68269080.1613 | 1333521.4322 | 8.7304 | 6261.3388 | 7819.739 | 127.6459 | 159.416
1 | 2600 | 707 | 0.04 | 15 | 15 | 7 | 1.7783e-09 | 5spot_SharedNeighbor | Water | Porous | Wet | R245fa | MinimizeLCOE_Brownfield | IgnoreSilica | 140.124 | 28.8625 | 2.2027 | 4 | 6230.9209 | 7775.087 | 127.0257 | 158.5057 | 115.5151 | 0 | 223.6348 | 4114007.652 | 159217.8678 | 5034084.3325 | 5215768.9377 | 0 | 298445.5464 | 0 | 5780394.4912 | 15039400.7441 | 10264700.0366 | 45906019.6082 | 961560.8286 | 8031996.805 | 8031996.805 | 1478867.319 | 4094519.7919 | 0 | 54899577.2418 | 68504961.1577 | 1778279.41 | 8.8108 | 6230.9209 | 7775.087 | 127.0257 | 158.5057
1 | 2600 | 707 | 0.04 | 15 | 15 | 7 | 2.3714e-09 | 5spot_SharedNeighbor | Water | Porous | Wet | R245fa | MinimizeLCOE_Brownfield | IgnoreSilica | 139.1345 | 28.6688 | 2.1996 | 4 | 6203.8628 | 7750.1997 | 126.4741 | 157.9983 | 115.5379 | 0 | 214.5043 | 4094957.8963 | 158514.7518 | 5006952.6576 | 5180008.6378 | 0 | 279342.6847 | 0 | 5740712.885 | 14936157.3446 | 10194234.295 | 45590881.1528 | 961560.8286 | 8031996.805 | 8031996.805 | 1478867.319 | 4094519.7919 | 0 | 54584438.7864 | 68189822.7023 | 2371373.7057 | 8.7985 | 6203.8628 | 7750.1997 | 126.4741 | 157.9983
1 | 2600 | 707 | 0.04 | 15 | 15 | 7 | 3.1623e-09 | 5spot_SharedNeighbor | Water | Porous | Wet | R245fa | MinimizeLCOE_Brownfield | IgnoreSilica | 140 | 28.8382 | 2.2131 | 4 | 6191.0905 | 7727.9926 | 126.2138 | 157.5456 | 115.5178 | 0 | 179.7179 | 4111613.6708 | 159129.3454 | 5030679.4293 | 5211283.65 | 0 | 278752.6308 | 0 | 5768668.9032 | 15008893.1695 | 10243877.9901 | 45812898.7889 | 961560.8286 | 8031996.805 | 8031996.805 | 1478867.319 | 4094519.7919 | 0 | 54806456.4225 | 68411840.3384 | 3162277.6602 | 8.8525 | 6191.0905 | 7727.9926 | 126.2138 | 157.5456
1 | 2600 | 707 | 0.04 | 15 | 15 | 7 | 4.217e-09 | 5spot_SharedNeighbor | Water | Porous | Wet | R245fa | MinimizeLCOE_Brownfield | IgnoreSilica | 141.8607 | 29.2019 | 2.2379 | 4 | 6177.944 | 7697.8009 | 125.9457 | 156.9301 | 115.4742 | 0 | 210.4515 | 4147254.9818 | 160443.2228 | 5081531.8779 | 5278479.6746 | 0 | 284204.6133 | 0 | 5831246.6044 | 15171707.5116 | 10355002.1241 | 46309870.6104 | 961560.8286 | 8031996.805 | 8031996.805 | 1478867.319 | 4094519.7919 | 0 | 55303428.244 | 68908812.1599 | 4216965.0343 | 8.9518 | 6177.944 | 7697.8009 | 125.9457 | 156.9301
1 | 2600 | 707 | 0.04 | 15 | 15 | 7 | 5.6234e-09 | 5spot_SharedNeighbor | Water | Porous | Wet | R245fa | MinimizeLCOE_Brownfield | IgnoreSilica | 142.1897 | 29.2661 | 2.2446 | 4 | 6168.2487 | 7683.6262 | 125.7481 | 156.6411 | 115.4664 | 0 | 216.3486 | 4153527.819 | 160674.2121 | 5090495.598 | 5290349.938 | 0 | 281543.3925 | 0 | 5840870.4743 | 15196746.8468 | 10372091.9849 | 46386300.2656 | 961560.8286 | 8031996.805 | 8031996.805 | 1478867.319 | 4094519.7919 | 0 | 55379857.8992 | 68985241.8151 | 5623413.2519 | 8.9782 | 6168.2487 | 7683.6262 | 125.7481 | 156.6411
1 | 2600 | 707 | 0.04 | 15 | 15 | 7 | 7.4989e-09 | 5spot_SharedNeighbor | Water | Porous | Wet | R245fa | MinimizeLCOE_Brownfield | IgnoreSilica | 140 | 28.8382 | 2.2219 | 4 | 6161.623 | 7692.464 | 125.613 | 156.8213 | 115.5177 | 0 | 183.9688 | 4111604.8583 | 159128.8701 | 5030671.9861 | 5211278.5968 | 0 | 264281.0382 | 0 | 5763016.4863 | 14994186.7402 | 10233840.5499 | 45768009.1259 | 961560.8286 | 8031996.805 | 8031996.805 | 1478867.319 | 4094519.7919 | 0 | 54761566.7595 | 68366950.6754 | 7498942.0933 | 8.8875 | 6161.623 | 7692.464 | 125.613 | 156.8213
1 | 2600 | 707 | 0.04 | 15 | 15 | 7 | 1e-08 | 5spot_SharedNeighbor | Water | Porous | Wet | R245fa | MinimizeLCOE_Brownfield | IgnoreSilica | 142.5964 | 29.3455 | 2.253 | 4 | 6155.5099 | 7665.2197 | 125.4884 | 156.2659 | 115.4567 | 0 | 233.3708 | 4161273.2986 | 160959.3365 | 5101568.9933 | 5305024.2188 | 0 | 277825.1996 | 0 | 5852593.9083 | 15227248.8172 | 10392910.2064 | 46479403.9787 | 961560.8286 | 8031996.805 | 8031996.805 | 1478867.319 | 4094519.7919 | 0 | 55472961.6123 | 69078345.5282 | 10000000 | 9.0119 | 6155.5099 | 7665.2197 | 125.4884 | 156.2659
1 | 2700 | 707 | 0.04 | 15 | 15 | 7 | 1e-13 | 5spot_SharedNeighbor | Water | Porous | Wet | R245fa | MinimizeLCOE_Brownfield | IgnoreSilica | 0 | 0 | 0 | 0 | [6 empty] | 21.9859 | [19 empty] | 100 | 0
1 | 2700 | 707 | 0.04 | 15 | 15 | 7 | 1.3335e-13 | 5spot_SharedNeighbor | Water | Porous | Wet | R245fa | MinimizeLCOE_Brownfield | IgnoreSilica | 0 | 0 | 0 | 0 | [6 empty] | 21.811 | [19 empty] | 133.3521 | 0
1 | 2700 | 707 | 0.04 | 15 | 15 | 7 | 1.7783e-13 | 5spot_SharedNeighbor | Water | Porous | Wet | R245fa | MinimizeLCOE_Brownfield | IgnoreSilica | 0 | 0 | 0 | 0 | [6 empty] | 22.571 | [19 empty] | 177.8279 | 0
1 | 2700 | 707 | 0.04 | 15 | 15 | 7 | 2.3714e-13 | 5spot_SharedNeighbor | Water | Porous | Wet | R245fa | MinimizeLCOE_Brownfield | IgnoreSilica | 0 | 0 | 0 | 0 | [6 empty] | 22.0124 | [19 empty] | 237.1374 | 0
1 | 2700 | 707 | 0.04 | 15 | 15 | 7 | 3.1623e-13 | 5spot_SharedNeighbor | Water | Porous | Wet | R245fa | MinimizeLCOE_Brownfield | IgnoreSilica | 1.0304 | 0.15229 | 0.0018699 | 4 | 1369151.8499 | 3255208.2449 | 27912.0124 | 66361.8231 | 95.8257 | 0 | 44.8119 | 92299.7298 | 3119.5719 | 76930.7598 | 56942.4729 | 0 | 57701.9206 | 0 | 111927.8374 | 291213.2734 | 198759.0429 | 888894.6087 | 961560.8286 | 8390483.6777 | 8390483.6777 | 1478867.319 | 4237914.541 | 0 | 10240939.115 | 24348204.6528 | 316.2278 | 0.0074798 | 1369151.8499 | 3255208.2449 | 27912.0124 | 66361.8231
1 | 2700 | 707 | 0.04 | 15 | 15 | 7 | 4.217e-13 | 5spot_SharedNeighbor | Water | Porous | Wet | R245fa | MinimizeLCOE_Brownfield | IgnoreSilica | 1.4958 | 0.24994 | 0.005179 | 4 | 511731.8599 | 1192710.797 | 10432.3461 | 24315.0229 | 102.6784 | 0 | 247.9755 | 136394.3606 | 4852.8117 | 113756.6408 | 74404.516 | 0 | 73875.4917 | 0 | 157280.6901 | 409212.0929 | 279295.6618 | 1249072.2655 | 961560.8286 | 8390483.6777 | 8390483.6777 | 1478867.319 | 4237914.541 | 0 | 10601116.7718 | 24708382.3096 | 421.6965 | 0.020716 | 511731.8599 | 1192710.797 | 10432.3461 | 24315.0229
1 | 2700 | 707 | 0.04 | 15 | 15 | 7 | 5.6234e-13 | 5spot_SharedNeighbor | Water | Porous | Wet | R245fa | MinimizeLCOE_Brownfield | IgnoreSilica | 2.0793 | 0.37595 | 0.010188 | 4 | 270354.6251 | 616519.3661 | 5511.5447 | 12568.5812 | 107.3423 | 0 | 363.1622 | 186523.0446 | 6871.272 | 157150.8379 | 96583.7399 | 0 | 90679.2929 | 0 | 209745.1931 | 545713.9677 | 372460.9962 | 1665728.3443 | 961560.8286 | 8390483.6777 | 8390483.6777 | 1478867.319 | 4237914.541 | 0 | 11017772.8506 | 25125038.3883 | 562.3413 | 0.040753 | 270354.6251 | 616519.3661 | 5511.5447 | 12568.5812
1 | 2700 | 707 | 0.04 | 15 | 15 | 7 | 7.4989e-13 | 5spot_SharedNeighbor | Water | Porous | Wet | R245fa | MinimizeLCOE_Brownfield | IgnoreSilica | 2.7989 | 0.53358 | 0.017279 | 4 | 166277.8418 | 370389.4787 | 3389.7987 | 7550.8905 | 110.6021 | 0 | 515.1701 | 242646.7649 | 9157.6937 | 207466.0242 | 124027.6098 | 0 | 107740.4592 | 0 | 269505.0352 | 701196.8185 | 478581.2368 | 2140321.6422 | 961560.8286 | 8390483.6777 | 8390483.6777 | 1478867.319 | 4237914.541 | 0 | 11492366.1486 | 25599631.6863 | 749.8942 | 0.069115 | 166277.8418 | 370389.4787 | 3389.7987 | 7550.8905
1 | 2700 | 707 | 0.04 | 15 | 15 | 7 | 1e-12 | 5spot_SharedNeighbor | Water | Porous | Wet | R245fa | MinimizeLCOE_Brownfield | IgnoreSilica | 3.7 | 0.73273 | 0.027018 | 4 | 111467.3326 | 242003.6516 | 2272.4123 | 4933.5718 | 112.9896 | 0 | 88.4825 | 306844.4534 | 11787.4371 | 266928.1108 | 158617.5778 | 0 | 125756.2402 | 0 | 339274.1895 | 882721.8464 | 602475.7983 | 2694405.6535 | 961560.8286 | 8390483.6777 | 8390483.6777 | 1478867.319 | 4237914.541 | 0 | 12046450.1598 | 26153715.6975 | 1000 | 0.10807 | 111467.3326 | 242003.6516 | 2272.4123 | 4933.5718
1 | 2700 | 707 | 0.04 | 15 | 15 | 7 | 1.3335e-12 | 5spot_SharedNeighbor | Water | Porous | Wet | R245fa | MinimizeLCOE_Brownfield | IgnoreSilica | 4.8548 | 0.98906 | 0.04015 | 4 | 79152.4018 | 166992.52 | 1613.6288 | 3404.3684 | 114.8029 | 0 | 89.7048 | 382139.8145 | 14877.2104 | 338885.1143 | 202996.3292 | 0 | 145920.571 | 0 | 423079.4254 | 1100765.8793 | 751295.3311 | 3359959.6753 | 961560.8286 | 8390483.6777 | 8390483.6777 | 1478867.319 | 4237914.541 | 0 | 12712004.1817 | 26819269.7194 | 1333.5214 | 0.1606 | 79152.4018 | 166992.52 | 1613.6288 | 3404.3684
1 | 2700 | 707 | 0.04 | 15 | 15 | 7 | 1.7783e-12 | 5spot_SharedNeighbor | Water | Porous | Wet | R245fa | MinimizeLCOE_Brownfield | IgnoreSilica | 6.3091 | 1.3123 | 0.057563 | 4 | 58625.3069 | 119893.6709 | 1195.1562 | 2444.1947 | 116.152 | 0 | 87.5348 | 469110.0553 | 18444.8156 | 424515.0952 | 258987.4473 | 0 | 167756.8929 | 0 | 522137.5794 | 1358494.8766 | 927200.6675 | 4146647.4298 | 961560.8286 | 8390483.6777 | 8390483.6777 | 1478867.319 | 4237914.541 | 0 | 13498691.9362 | 27605957.4739 | 1778.2794 | 0.23025 | 58625.3069 | 119893.6709 | 1195.1562 | 2444.1947
1 | 2700 | 707 | 0.04 | 15 | 15 | 7 | 2.3714e-12 | 5spot_SharedNeighbor | Water | Porous | Wet | R245fa | MinimizeLCOE_Brownfield | IgnoreSilica | 8.005 | 1.6879 | 0.079707 | 4 | 45020.1256 | 89267.604 | 917.7962 | 1819.8409 | 117.0326 | 0 | 91.5983 | 562076.6347 | 22241.1156 | 518859.9365 | 324229.2158 | 0 | 187430.6428 | 0 | 629786.6427 | 1638575.6574 | 1118361.5555 | 5001561.4012 | 961560.8286 | 8390483.6777 | 8390483.6777 | 1478867.319 | 4237914.541 | 0 | 14353605.9076 | 28460871.4453 | 2371.3737 | 0.31883 | 45020.1256 | 89267.604 | 917.7962 | 1819.8409
1 | 2700 | 707 | 0.04 | 15 | 15 | 7 | 3.1623e-12 | 5spot_SharedNeighbor | Water | Porous | Wet | R245fa | MinimizeLCOE_Brownfield | IgnoreSilica | 10.5887 | 2.2676 | 0.11131 | 4 | 35090.1713 | 66775.5547 | 715.3606 | 1361.31 | 118.0614 | 0 | 84.2589 | 695015.081 | 27694.9562 | 656642.4382 | 423964.3045 | 0 | 221423.0758 | 0 | 789648.5438 | 2054503.5317 | 1402240.8762 | 6271132.8074 | 961560.8286 | 8390483.6777 | 8390483.6777 | 1478867.319 | 4237914.541 | 0 | 15623177.3138 | 29730442.8515 | 3162.2777 | 0.44523 | 35090.1713 | 66775.5547 | 715.3606 | 1361.31
1 | 2700 | 707 | 0.04 | 15 | 15 | 7 | 4.217e-12 | 5spot_SharedNeighbor | Water | Porous | Wet | R245fa | MinimizeLCOE_Brownfield | IgnoreSilica | 13.5512 | 2.9295 | 0.15087 | 4 | 28137.009 | 51513.6259 | 573.611 | 1050.1749 | 118.6797 | 0 | 88.8579 | 834483.7893 | 33387.0221 | 805577.9576 | 538336.4334 | 0 | 251045.4823 | 0 | 960503.967 | 2499034.2958 | 1705642.2569 | 7628011.2045 | 961560.8286 | 8390483.6777 | 8390483.6777 | 1478867.319 | 4237914.541 | 0 | 16980055.7109 | 31087321.2486 | 4216.965 | 0.60348 | 28137.009 | 51513.6259 | 573.611 | 1050.1749
1 | 2700 | 707 | 0.04 | 15 | 15 | 7 | 5.6234e-12 | 5spot_SharedNeighbor | Water | Porous | Wet | R245fa | MinimizeLCOE_Brownfield | IgnoreSilica | 17.2512 | 3.7562 | 0.20199 | 4 | 23009.1028 | 40469.5986 | 469.0717 | 825.0275 | 119.1573 | 0 | 100.1757 | 996122.1574 | 39967.1779 | 982489.1504 | 681090.8363 | 0 | 283049.4186 | 0 | 1163260.3088 | 3026564.706 | 2065692.6015 | 9238236.3569 | 961560.8286 | 8390483.6777 | 8390483.6777 | 1478867.319 | 4237914.541 | 0 | 18590280.8633 | 32697546.401 | 5623.4133 | 0.80795 | 23009.1028 | 40469.5986 | 469.0717 | 825.0275
1 | 2700 | 707 | 0.04 | 15 | 15 | 7 | 7.4989e-12 | 5spot_SharedNeighbor | Water | Porous | Wet | R245fa | MinimizeLCOE_Brownfield | IgnoreSilica | 21.8534 | 4.7843 | 0.26757 | 4 | 19151.3517 | 32332.0247 | 390.4262 | 659.1321 | 119.5282 | 0 | 97.8153 | 1183087.6864 | 47558.3793 | 1192002.7015 | 858433.2523 | 0 | 317472.0748 | 0 | 1403436.0968 | 3651452.8395 | 2492191.5928 | 11145634.6233 | 961560.8286 | 8390483.6777 | 8390483.6777 | 1478867.319 | 4237914.541 | 0 | 20497679.1296 | 34604944.6673 | 7498.9421 | 1.0703 | 19151.3517 | 32332.0247 | 390.4262 | 659.1321
1 | 2700 | 707 | 0.04 | 15 | 15 | 7 | 1e-11 | 5spot_SharedNeighbor | Water | Porous | Wet | R245fa | MinimizeLCOE_Brownfield | IgnoreSilica | 27.507 | 6.0477 | 0.35086 | 4 | 16199.4412 | 26251.3716 | 330.2475 | 535.1697 | 119.8159 | 0 | 122.8257 | 1397286.8778 | 56232.8539 | 1437493.5639 | 1076321.8046 | 0 | 353548.9908 | 0 | 1685144.7955 | 4384401.0872 | 2992443.8324 | 13382873.8062 | 961560.8286 | 8390483.6777 | 8390483.6777 | 1478867.319 | 4237914.541 | 0 | 22734918.3125 | 36842183.8503 | 10000 | 1.4034 | 16199.4412 | 26251.3716 | 330.2475 | 535.1697
1 | 2700 | 707 | 0.04 | 15 | 15 | 7 | 1.3335e-11 | 5spot_SharedNeighbor | Water | Porous | Wet | R245fa | MinimizeLCOE_Brownfield | IgnoreSilica | 34.413 | 7.5913 | 0.45564 | 4 | 13909.9317 | 21650.3584 | 283.5728 | 441.3718 | 120.041 | 0 | 127.0303 | 1641890.4209 | 66113.1892 | 1723917.1897 | 1342548.182 | 0 | 391208.5464 | 0 | 2014614.236 | 5241612.9878 | 3577508.5685 | 15999413.3203 | 961560.8286 | 8390483.6777 | 8390483.6777 | 1478867.319 | 4237914.541 | 0 | 25351457.8267 | 39458723.3644 | 13335.2143 | 1.8225 | 13909.9317 | 21650.3584 | 283.5728 | 441.3718
1 | 2700 | 707 | 0.04 | 15 | 15 | 7 | 1.7783e-11 | 5spot_SharedNeighbor | Water | Porous | Wet | R245fa | MinimizeLCOE_Brownfield | IgnoreSilica | 42.6808 | 9.4396 | 0.58513 | 4 | 12115.4654 | 18142.8737 | 246.9902 | 369.867 | 120.2147 | 0 | 147.7303 | 1916383.1616 | 77172.2128 | 2051988.5038 | 1661510.5846 | 0 | 428844.9225 | 0 | 2393000.7603 | 6226097.1063 | 4249439.2085 | 19004436.4604 | 961560.8286 | 8390483.6777 | 8390483.6777 | 1478867.319 | 4237914.541 | 0 | 28356480.9668 | 42463746.5045 | 17782.7941 | 2.3405 | 12115.4654 | 18142.8737 | 246.9902 | 369.867
1 | 2700 | 707 | 0.04 | 15 | 15 | 7 | 2.3714e-11 | 5spot_SharedNeighbor | Water | Porous | Wet | R245fa | MinimizeLCOE_Brownfield | IgnoreSilica | 52.2741 | 11.5829 | 0.7407 | 4 | 10700.6867 | 15462.1696 | 218.148 | 315.2172 | 120.3391 | 0 | 130.5175 | 2215620.2393 | 89192.0387 | 2416720.2826 | 2031481.806 | 0 | 463644.9974 | 0 | 2814497.152 | 7322744.2567 | 4997923.4225 | 22351824.1953 | 961560.8286 | 8390483.6777 | 8390483.6777 | 1478867.319 | 4237914.541 | 0 | 31703868.7016 | 45811134.2393 | 23713.7371 | 2.9628 | 10700.6867 | 15462.1696 | 218.148 | 315.2172
1 | 2700 | 707 | 0.04 | 15 | 15 | 7 | 3.1623e-11 | 5spot_SharedNeighbor | Water | Porous | Wet | R245fa | MinimizeLCOE_Brownfield | IgnoreSilica | 62.8802 | 13.9469 | 0.91963 | 4 | 9584.5525 | 13419.6073 | 195.3941 | 273.5768 | 120.4056 | 0 | 165.1712 | 2527182.0609 | 101658.0644 | 2803715.042 | 2440016.2254 | 0 | 491216.5915 | 0 | 3261877.3138 | 8486735.6675 | 5792371.4781 | 25904772.4435 | 961560.8286 | 8390483.6777 | 8390483.6777 | 1478867.319 | 4237914.541 | 0 | 35256816.9499 | 49364082.4876 | 31622.7766 | 3.6785 | 9584.5525 | 13419.6073 | 195.3941 | 273.5768
1 | 2700 | 707 | 0.04 | 15 | 15 | 7 | 4.217e-11 | 5spot_SharedNeighbor | Water | Porous | Wet | R245fa | MinimizeLCOE_Brownfield | IgnoreSilica | 73.9861 | 16.4102 | 1.1148 | 4 | 8707.6031 | 11871.2739 | 177.5163 | 242.012 | 120.4056 | 0 | 157.4362 | 2835181.4086 | 113916.7525 | 3193325.3222 | 2866721.5454 | 0 | 507807.8047 | 0 | 3711611.605 | 9656852.0399 | 6590999.9457 | 29476416.4239 | 961560.8286 | 8390483.6777 | 8390483.6777 | 1478867.319 | 4237914.541 | 0 | 38828460.9303 | 52935726.468 | 42169.6503 | 4.4591 | 8707.6031 | 11871.2739 | 177.5163 | 242.012
1 | 2700 | 707 | 0.04 | 15 | 15 | 7 | 5.6234e-11 | 5spot_SharedNeighbor | Water | Porous | Wet | R245fa | MinimizeLCOE_Brownfield | IgnoreSilica | 84.9749 | 18.8294 | 1.3157 | 4 | 8022.8955 | 10703.4804 | 163.5576 | 218.2049 | 120.3415 | 0 | 186.1682 | 3123824.7811 | 125329.4183 | 3564853.6253 | 3287305.0425 | 0 | 511476.8643 | 0 | 4138987.9953 | 10768797.7406 | 7349925.7346 | 32870501.2019 | 961560.8286 | 8390483.6777 | 8390483.6777 | 1478867.319 | 4237914.541 | 0 | 42222545.7083 | 56329811.246 | 56234.1325 | 5.2628 | 8022.8955 | 10703.4804 | 163.5576 | 218.2049
1 | 2700 | 707 | 0.04 | 15 | 15 | 7 | 7.4989e-11 | 5spot_SharedNeighbor | Water | Porous | Wet | R245fa | MinimizeLCOE_Brownfield | IgnoreSilica | 95.3233 | 21.0866 | 1.5116 | 4 | 7491.7483 | 9824.9349 | 152.7294 | 200.2946 | 120.2279 | 0 | 195.795 | 3382420.2633 | 135477.6492 | 3903126.1508 | 3681492.9756 | 0 | 503150.4572 | 0 | 4526210.3235 | 11776270.8082 | 8037546.8048 | 35945695.4326 | 961560.8286 | 8390483.6777 | 8390483.6777 | 1478867.319 | 4237914.541 | 0 | 45297739.9389 | 59405005.4766 | 74989.4209 | 6.0464 | 7491.7483 | 9824.9349 | 152.7294 | 200.2946
1 | 2700 | 707 | 0.04 | 15 | 15 | 7 | 1e-10 | 5spot_SharedNeighbor | Water | Porous | Wet | R245fa | MinimizeLCOE_Brownfield | IgnoreSilica | 104.6387 | 23.098 | 1.6933 | 4 | 7082.1348 | 9164.9749 | 144.3789 | 186.8404 | 120.0855 | 0 | 216.3626 | 3605073.1962 | 144147.4152 | 4198657.3386 | 4034499.1371 | 0 | 485409.8221 | 0 | 4862436.8946 | 12651063.3767 | 8634610.708 | 38615897.8884 | 961560.8286 | 8390483.6777 | 8390483.6777 | 1478867.319 | 4237914.541 | 0 | 47967942.3947 | 62075207.9325 | 100000 | 6.7731 | 7082.1348 | 9164.9749 | 144.3789 | 186.8404
1 | 2700 | 707 | 0.04 | 15 | 15 | 7 | 1.3335e-10 | 5spot_SharedNeighbor | Water | Porous | Wet | R245fa | MinimizeLCOE_Brownfield | IgnoreSilica | 112.6897 | 24.8194 | 1.8544 | 4 | 6767.8367 | 8669.6711 | 137.9715 | 176.743 | 119.9343 | 0 | 205.7769 | 3790288.0107 | 151305.5921 | 4447631.6502 | 4338305.5945 | 0 | 461521.4711 | 0 | 5143730.4042 | 13382931.3875 | 9134125.6637 | 40849839.774 | 961560.8286 | 8390483.6777 | 8390483.6777 | 1478867.319 | 4237914.541 | 0 | 50201884.2803 | 64309149.818 | 133352.1432 | 7.4177 | 6767.8367 | 8669.6711 | 137.9715 | 176.743
1 | 2700 | 707 | 0.04 | 15 | 15 | 7 | 1.7783e-10 | 5spot_SharedNeighbor | Water | Porous | Wet | R245fa | MinimizeLCOE_Brownfield | IgnoreSilica | 119.3982 | 26.2409 | 1.9919 | 4 | 6527.6859 | 8298.2571 | 133.0757 | 169.1712 | 119.7898 | 0 | 197.2044 | 3939789.3343 | 157044.5714 | 4650753.9684 | 4590694.5028 | 0 | 434622.4238 | 0 | 5371432.8723 | 13975366.5013 | 9538474.8022 | 42658178.9767 | 961560.8286 | 8390483.6777 | 8390483.6777 | 1478867.319 | 4237914.541 | 0 | 52010223.483 | 66117489.0207 | 177827.941 | 7.9676 | 6527.6859 | 8298.2571 | 133.0757 | 169.1712
1 | 2700 | 707 | 0.04 | 15 | 15 | 7 | 2.3714e-10 | 5spot_SharedNeighbor | Water | Porous | Wet | R245fa | MinimizeLCOE_Brownfield | IgnoreSilica | 124.8498 | 27.3868 | 2.1057 | 4 | 6344.8213 | 8019.6774 | 129.3478 | 163.492 | 119.6607 | 0 | 202.6467 | 4058122.6534 | 161559.8568 | 4812966.2094 | 4795060.3566 | 0 | 407549.2798 | 0 | 5551750.7589 | 14444516.6539 | 9858679.4214 | 44090205.1902 | 961560.8286 | 8390483.6777 | 8390483.6777 | 1478867.319 | 4237914.541 | 0 | 53442249.6966 | 67549515.2343 | 237137.3706 | 8.423 | 6344.8213 | 8019.6774 | 129.3478 | 163.492
1 | 2700 | 707 | 0.04 | 15 | 15 | 7 | 3.1623e-10 | 5spot_SharedNeighbor | Water | Porous | Wet | R245fa | MinimizeLCOE_Brownfield | IgnoreSilica | 129.5102 | 28.3596 | 2.2027 | 4 | 6202.2648 | 7803.4014 | 126.4416 | 159.0829 | 119.5425 | 0 | 185.7484 | 4157103.5312 | 165317.0616 | 4949659.2328 | 4969225.8333 | 0 | 382862.7705 | 0 | 5703425.6874 | 14839143.7051 | 10128020.4927 | 45294758.3144 | 961560.8286 | 8390483.6777 | 8390483.6777 | 1478867.319 | 4237914.541 | 0 | 54646802.8208 | 68754068.3585 | 316227.766 | 8.8108 | 6202.2648 | 7803.4014 | 126.4416 | 159.0829
1 | 2700 | 707 | 0.04 | 15 | 15 | 7 | 4.217e-10 | 5spot_SharedNeighbor | Water | Porous | Wet | R245fa | MinimizeLCOE_Brownfield | IgnoreSilica | 134.7501 | 29.4492 | 2.2979 | 4 | 6097.492 | 7632.3091 | 124.3056 | 155.5949 | 119.4098 | 0 | 215.1631 | 4266633.0251 | 169463.3244 | 5101698.612 | 5164724.8819 | 0 | 373103.7245 | 0 | 5879493.1915 | 15297235.2343 | 10440677.3742 | 46693029.3679 | 961560.8286 | 8390483.6777 | 8390483.6777 | 1478867.319 | 4237914.541 | 0 | 56045073.8742 | 70152339.4119 | 421696.5034 | 9.1915 | 6097.492 | 7632.3091 | 124.3056 | 155.5949
1 | 2700 | 707 | 0.04 | 15 | 15 | 7 | 5.6234e-10 | 5spot_SharedNeighbor | Water | Porous | Wet | R245fa | MinimizeLCOE_Brownfield | IgnoreSilica | 137.5345 | 30.0282 | 2.3575 | 4 | 6017.4038 | 7513.3898 | 122.6729 | 153.1706 | 119.3431 | 0 | 197.5089 | 4324360.4191 | 171648.4241 | 5182015.0804 | 5268602.3486 | 0 | 354846.9481 | 0 | 5967574.5559 | 15526404.8765 | 10597090.3639 | 47392543.0165 | 961560.8286 | 8390483.6777 | 8390483.6777 | 1478867.319 | 4237914.541 | 0 | 56744587.5228 | 70851853.0606 | 562341.3252 | 9.4301 | 6017.4038 | 7513.3898 | 122.6729 | 153.1706
1 | 2700 | 707 | 0.04 | 15 | 15 | 7 | 7.4989e-10 | 5spot_SharedNeighbor | Water | Porous | Wet | R245fa | MinimizeLCOE_Brownfield | IgnoreSilica | 139.6681 | 30.4705 | 2.4037 | 4 | 5956.913 | 7424.1725 | 121.4397 | 151.3518 | 119.291 | 0 | 221.7409 | 4368188.4114 | 173303.8611 | 5243184.0276 | 5348100.396 | 0 | 339611.8636 | 0 | 6034231.5383 | 15699832.6714 | 10715458.3976 | 47921911.1669 | 961560.8286 | 8390483.6777 | 8390483.6777 | 1478867.319 | 4237914.541 | 0 | 57273955.6732 | 71381221.211 | 749894.2093 | 9.6147 | 5956.913 | 7424.1725 | 121.4397 | 151.3518
1 | 2700 | 707 | 0.04 | 15 | 15 | 7 | 1e-09 | 5spot_SharedNeighbor | Water | Porous | Wet | R245fa | MinimizeLCOE_Brownfield | IgnoreSilica | 141.2882 | 30.8056 | 2.439 | 4 | 5911.2912 | 7357.2736 | 120.5097 | 149.988 | 119.2507 | 0 | 204.4622 | 4401234.6828 | 174549.9983 | 5289415.4671 | 5408406.2881 | 0 | 327176.4026 | 0 | 6084305.3071 | 15830114.3465 | 10804378.3178 | 48319580.8102 | 961560.8286 | 8390483.6777 | 8390483.6777 | 1478867.319 | 4237914.541 | 0 | 57671625.3165 | 71778890.8542 | 1000000 | 9.7562 | 5911.2912 | 7357.2736 | 120.5097 | 149.988
1 | 2700 | 707 | 0.04 | 15 | 15 | 7 | 1.3335e-09 | 5spot_SharedNeighbor | Water | Porous | Wet | R245fa | MinimizeLCOE_Brownfield | IgnoreSilica | 142.5233 | 31.0606 | 2.4661 | 4 | 5876.9248 | 7307.0376 | 119.8091 | 148.9638 | 119.2197 | 0 | 236.7511 | 4426292.2971 | 175493.7011 | 5324534.2636 | 5454343.7864 | 0 | 317288.8366 | 0 | 6122201.6251 | 15928712.7923 | 10871673.783 | 48620541.0853 | 961560.8286 | 8390483.6777 | 8390483.6777 | 1478867.319 | 4237914.541 | 0 | 57972585.5916 | 72079851.1293 | 1333521.4322 | 9.8644 | 5876.9248 | 7307.0376 | 119.8091 | 148.9638
1 | 2700 | 707 | 0.04 | 15 | 15 | 7 | 1.7783e-09 | 5spot_SharedNeighbor | Water | Porous | Wet | R245fa | MinimizeLCOE_Brownfield | IgnoreSilica | 143.4466 | 31.2511 | 2.4865 | 4 | 5851.0627 | 7269.4244 | 119.2818 | 148.197 | 119.1964 | 0 | 208.0456 | 4444951.0655 | 176195.7482 | 5350720.4429 | 5488668.2567 | 0 | 309439.4372 | 0 | 6150290.2307 | 16001793.5824 | 10921552.924 | 48843611.6877 | 961560.8286 | 8390483.6777 | 8390483.6777 | 1478867.319 | 4237914.541 | 0 | 58195656.1941 | 72302921.7318 | 1778279.41 | 9.9462 | 5851.0627 | 7269.4244 | 119.2818 | 148.197
1 | 2700 | 707 | 0.04 | 15 | 15 | 7 | 2.3714e-09 | 5spot_SharedNeighbor | Water | Porous | Wet | R245fa | MinimizeLCOE_Brownfield | IgnoreSilica | 144.1434 | 31.3946 | 2.502 | 4 | 5831.6152 | 7241.2059 | 118.8854 | 147.6218 | 119.1786 | 0 | 220.5321 | 4458989.2824 | 176723.56 | 5370442.295 | 5514559.8669 | 0 | 303335.7424 | 0 | 6171379.7912 | 16056664.2927 | 10959003.3112 | 49011098.1418 | 961560.8286 | 8390483.6777 | 8390483.6777 | 1478867.319 | 4237914.541 | 0 | 58363142.6482 | 72470408.1859 | 2371373.7057 | 10.0081 | 5831.6152 | 7241.2059 | 118.8854 | 147.6218
1 | 2700 | 707 | 0.04 | 15 | 15 | 7 | 3.1623e-09 | 5spot_SharedNeighbor | Water | Porous | Wet | R245fa | MinimizeLCOE_Brownfield | IgnoreSilica | 144.6575 | 31.5005 | 2.5136 | 4 | 5817.0005 | 7220.1116 | 118.5874 | 147.1917 | 119.1655 | 0 | 219.212 | 4469324.7607 | 177111.941 | 5384973.5206 | 5533659.3682 | 0 | 298559.3318 | 0 | 6186815.2797 | 16096824.2674 | 10986413.3192 | 49133681.7886 | 961560.8286 | 8390483.6777 | 8390483.6777 | 1478867.319 | 4237914.541 | 0 | 58485726.295 | 72592991.8327 | 3162277.6602 | 10.0543 | 5817.0005 | 7220.1116 | 118.5874 | 147.1917
1 | 2700 | 707 | 0.04 | 15 | 15 | 7 | 4.217e-09 | 5spot_SharedNeighbor | Water | Porous | Wet | R245fa | MinimizeLCOE_Brownfield | IgnoreSilica | 142.725 | 31.1021 | 2.4946 | 4 | 5802.7642 | 7216.5185 | 118.2972 | 147.1185 | 119.2143 | 0 | 216.9406 | 4430352.0038 | 175646.0959 | 5330241.7249 | 5461832.6976 | 0 | 277531.6371 | 0 | 6113485.6222 | 15906035.5405 | 10856196.0928 | 48551321.4148 | 961560.8286 | 8390483.6777 | 8390483.6777 | 1478867.319 | 4237914.541 | 0 | 57903365.9212 | 72010631.4589 | 4216965.0343 | 9.9786 | 5802.7642 | 7216.5185 | 118.2972 | 147.1185
1 | 2700 | 707 | 0.04 | 15 | 15 | 7 | 5.6234e-09 | 5spot_SharedNeighbor | Water | Porous | Wet | R245fa | MinimizeLCOE_Brownfield | IgnoreSilica | 146.2458 | 31.8271 | 2.5401 | 4 | 5797.8595 | 7186.3294 | 118.1972 | 146.503 | 119.1246 | 0 | 176.6473 | 4501137.2624 | 178306.4282 | 5429754.1732 | 5592630.7871 | 0 | 298129.2477 | 0 | 6239983.5804 | 16235157.2796 | 11080828.4425 | 49555927.2011 | 961560.8286 | 8390483.6777 | 8390483.6777 | 1478867.319 | 4237914.541 | 0 | 58907971.7075 | 73015237.2452 | 5623413.2519 | 10.1603 | 5797.8595 | 7186.3294 | 118.1972 | 146.503
1 | 2700 | 707 | 0.04 | 15 | 15 | 7 | 7.4989e-09 | 5spot_SharedNeighbor | Water | Porous | Wet | R245fa | MinimizeLCOE_Brownfield | IgnoreSilica | 145.983 | 31.7731 | 2.5404 | 4 | 5787.8811 | 7176.1545 | 117.9938 | 146.2956 | 119.1314 | 0 | 187.119 | 4495884.9778 | 178109.3232 | 5422354.9968 | 5582874.8603 | 0 | 290687.789 | 0 | 6228265.6594 | 16204669.6527 | 11060020.0107 | 49462867.2699 | 961560.8286 | 8390483.6777 | 8390483.6777 | 1478867.319 | 4237914.541 | 0 | 58814911.7762 | 72922177.314 | 7498942.0933 | 10.1617 | 5787.8811 | 7176.1545 | 117.9938 | 146.2956
1 | 2700 | 707 | 0.04 | 15 | 15 | 7 | 1e-08 | 5spot_SharedNeighbor | Water | Porous | Wet | R245fa | MinimizeLCOE_Brownfield | IgnoreSilica | 145.7318 | 31.7214 | 2.5377 | 4 | 5786.9512 | 7176.7445 | 117.9748 | 146.3076 | 119.1378 | 0 | 196.547 | 4490855.8208 | 177920.4444 | 5415275.6906 | 5573548.5935 | 0 | 288495.7205 | 0 | 6218977.5452 | 16180503.8849 | 11043526.3776 | 49389104.0774 | 961560.8286 | 8390483.6777 | 8390483.6777 | 1478867.319 | 4237914.541 | 0 | 58741148.5838 | 72848414.1215 | 10000000 | 10.1506 | 5786.9512 | 7176.7445 | 117.9748 | 146.3076
1 | 2800 | 707 | 0.04 | 15 | 15 | 7 | 1e-13 | 5spot_SharedNeighbor | Water | Porous | Wet | R245fa | MinimizeLCOE_Brownfield | IgnoreSilica | 0 | 0 | 0 | 0 | [6 empty] | 21.6149 | [19 empty] | 100 | 0
1 | 2800 | 707 | 0.04 | 15 | 15 | 7 | 1.3335e-13 | 5spot_SharedNeighbor | Water | Porous | Wet | R245fa | MinimizeLCOE_Brownfield | IgnoreSilica | 0 | 0 | 0 | 0 | [6 empty] | 21.843 | [19 empty] | 133.3521 | 0
1 | 2800 | 707 | 0.04 | 15 | 15 | 7 | 1.7783e-13 | 5spot_SharedNeighbor | Water | Porous | Wet | R245fa | MinimizeLCOE_Brownfield | IgnoreSilica | 0 | 0 | 0 | 0 | [6 empty] | 22.466 | [19 empty] | 177.8279 | 0
1 | 2800 | 707 | 0.04 | 15 | 15 | 7 | 2.3714e-13 | 5spot_SharedNeighbor | Water | Porous | Wet | R245fa | MinimizeLCOE_Brownfield | IgnoreSilica | 0.77197 | 0.10412 | 0.00052711 | 4 | 4937188.7567 | 11869913.2623 | 100651.2708 | 241984.2371 | 91.051 | 0 | 55.9407 | 68443.0991 | 2228.5521 | 56965.3185 | 47704.8859 | 0 | 48552.8114 | 0 | 87318.9201 | 227185.9186 | 155059.0577 | 693458.5634 | 961560.8286 | 8754830.6413 | 8754830.6413 | 1478867.319 | 4383653.3264 | 0 | 10409850.0334 | 25027201.3201 | 237.1374 | 0.0021085 | 4937188.7567 | 11869913.2623 | 100651.2708 | 241984.2371
1 | 2800 | 707 | 0.04 | 15 | 15 | 7 | 3.1623e-13 | 5spot_SharedNeighbor | Water | Porous | Wet | R245fa | MinimizeLCOE_Brownfield | IgnoreSilica | 1.2083 | 0.19723 | 0.0031591 | 4 | 853405.0644 | 2010174.6995 | 17397.8166 | 40980.1302 | 101.336 | 0 | 60.9283 | 114757.7148 | 4037.0091 | 94218.1979 | 64304.5079 | 0 | 67354.8737 | 0 | 134422.1983 | 349738.9863 | 238704.0446 | 1067537.5327 | 961560.8286 | 8754830.6413 | 8754830.6413 | 1478867.319 | 4383653.3264 | 0 | 10783929.0026 | 25401280.2894 | 316.2278 | 0.012636 | 853405.0644 | 2010174.6995 | 17397.8166 | 40980.1302
1 | 2800 | 707 | 0.04 | 15 | 15 | 7 | 4.217e-13 | 5spot_SharedNeighbor | Water | Porous | Wet | R245fa | MinimizeLCOE_Brownfield | IgnoreSilica | 1.7292 | 0.3141 | 0.0074898 | 4 | 373632.5382 | 861541.5256 | 7617.0047 | 17563.6893 | 107.6204 | 0 | 295.0372 | 164983.4098 | 6081.1937 | 136076.5823 | 84512.7042 | 0 | 85327.2483 | 0 | 186022.6439 | 483992.761 | 330335.0044 | 1477331.5477 | 961560.8286 | 8754830.6413 | 8754830.6413 | 1478867.319 | 4383653.3264 | 0 | 11193723.0176 | 25811074.3043 | 421.6965 | 0.029959 | 373632.5382 | 861541.5256 | 7617.0047 | 17563.6893
1 | 2800 | 707 | 0.04 | 15 | 15 | 7 | 5.6234e-13 | 5spot_SharedNeighbor | Water | Porous | Wet | R245fa | MinimizeLCOE_Brownfield | IgnoreSilica | 2.3515 | 0.45697 | 0.013847 | 4 | 210223.7923 | 474138.0485 | 4285.6964 | 9665.9454 | 111.792 | 0 | 415.6265 | 219469.1503 | 8342.7281 | 183112.2828 | 108850.9255 | 0 | 102459.9961 | 0 | 242671.6823 | 631381.9386 | 430931.1467 | 1927219.8506 | 961560.8286 | 8754830.6413 | 8754830.6413 | 1478867.319 | 4383653.3264 | 0 | 11643611.3205 | 26260962.6073 | 562.3413 | 0.055387 | 210223.7923 | 474138.0485 | 4285.6964 | 9665.9454
1 | 2800 | 707 | 0.04 | 15 | 15 | 7 | 7.4989e-13 | 5spot_SharedNeighbor | Water | Porous | Wet | R245fa | MinimizeLCOE_Brownfield | IgnoreSilica | 3.1295 | 0.63776 | 0.022731 | 4 | 133805.6248 | 294571.133 | 2727.8086 | 6005.231 | 114.8226 | 0 | 567.4085 | 281587.5696 | 10945.3578 | 238556.8188 | 139426.8493 | 0 | 120401.7726 | 0 | 308458.1636 | 802544.8681 | 547753.3631 | 2449674.7629 | 961560.8286 | 8754830.6413 | 8754830.6413 | 1478867.319 | 4383653.3264 | 0 | 12166066.2328 | 26783417.5195 | 749.8942 | 0.090923 | 133805.6248 | 294571.133 | 2727.8086 | 6005.231
1 | 2800 | 707 | 0.04 | 15 | 15 | 7 | 1e-12 | 5spot_SharedNeighbor | Water | Porous | Wet | R245fa | MinimizeLCOE_Brownfield | IgnoreSilica | 4.158 | 0.87857 | 0.034933 | 4 | 91710.2054 | 196320.2068 | 1869.6366 | 4002.253 | 117.1717 | 0 | 67.3987 | 356661.2733 | 14106.1148 | 307723.3131 | 180134.19 | 0 | 141760.473 | 0 | 390150.2921 | 1015091.0291 | 692820.4854 | 3098447.1708 | 961560.8286 | 8754830.6413 | 8754830.6413 | 1478867.319 | 4383653.3264 | 0 | 12814838.6407 | 27432189.9275 | 1000 | 0.13973 | 91710.2054 | 196320.2068 | 1869.6366 | 4002.253
1 | 2800 | 707 | 0.04 | 15 | 15 | 7 | 1.3335e-12 | 5spot_SharedNeighbor | Water | Porous | Wet | R245fa | MinimizeLCOE_Brownfield | IgnoreSilica | 5.4421 | 1.1804 | 0.051247 | 4 | 66204.9071 | 137512.7194 | 1349.6766 | 2803.3828 | 118.8981 | 0 | 73.3582 | 442391.6185 | 17717.706 | 389243.0355 | 230956.3999 | 0 | 164315.8157 | 0 | 485403.5845 | 1262920.5568 | 861969.2305 | 3854917.9473 | 961560.8286 | 8754830.6413 | 8754830.6413 | 1478867.319 | 4383653.3264 | 0 | 13571309.4173 | 28188660.704 | 1333.5214 | 0.20499 | 66204.9071 | 137512.7194 | 1349.6766 | 2803.3828
1 | 2800 | 707 | 0.04 | 15 | 15 | 7 | 1.7783e-12 | 5spot_SharedNeighbor | Water | Porous | Wet | R245fa | MinimizeLCOE_Brownfield | IgnoreSilica | 7.0059 | 1.5475 | 0.072528 | 4 | 49745.5911 | 100131.0761 | 1014.1312 | 2041.3074 | 120.1286 | 0 | 92.9494 | 538079.0011 | 21740.7077 | 482991.4588 | 292677.6875 | 0 | 186930.8547 | 0 | 593743.6868 | 1544799.2795 | 1054357.2507 | 4715319.9267 | 961560.8286 | 8754830.6413 | 8754830.6413 | 1478867.319 | 4383653.3264 | 0 | 14431711.3966 | 29049062.6833 | 1778.2794 | 0.29011 | 49745.5911 | 100131.0761 | 1014.1312 | 2041.3074
1 | 2800 | 707 | 0.04 | 15 | 15 | 7 | 2.3714e-12 | 5spot_SharedNeighbor | Water | Porous | Wet | R245fa | MinimizeLCOE_Brownfield | IgnoreSilica | 9.3495 | 2.1017 | 0.10224 | 4 | 38329.7692 | 74072.8196 | 781.4042 | 1510.0746 | 121.3041 | 0 | 104.2486 | 670794.3064 | 27326.4762 | 616500.9632 | 385832.5857 | 0 | 223448.5685 | 0 | 750322.131 | 1952184.2726 | 1332405.8794 | 5958815.1829 | 961560.8286 | 8754830.6413 | 8754830.6413 | 1478867.319 | 4383653.3264 | 0 | 15675206.6528 | 30292557.9396 | 2371.3737 | 0.40896 | 38329.7692 | 74072.8196 | 781.4042 | 1510.0746
1 | 2800 | 707 | 0.04 | 15 | 15 | 7 | 3.1623e-12 | 5spot_SharedNeighbor | Water | Porous | Wet | R245fa | MinimizeLCOE_Brownfield | IgnoreSilica | 11.7607 | 2.6716 | 0.13901 | 4 | 30313.9805 | 56602.8362 | 617.9915 | 1153.9254 | 122.0117 | 0 | 86.5647 | 796595.4029 | 32605.7227 | 746593.7309 | 481709.384 | 0 | 247455.0908 | 0 | 898934.1392 | 2338842.2335 | 1596307.8828 | 7139043.5869 | 961560.8286 | 8754830.6413 | 8754830.6413 | 1478867.319 | 4383653.3264 | 0 | 16855435.0568 | 31472786.3435 | 3162.2777 | 0.55603 | 30313.9805 | 56602.8362 | 617.9915 | 1153.9254
1 | 2800 | 707 | 0.04 | 15 | 15 | 7 | 4.217e-12 | 5spot_SharedNeighbor | Water | Porous | Wet | R245fa | MinimizeLCOE_Brownfield | IgnoreSilica | 15.023 | 3.4421 | 0.18748 | 4 | 24515.4181 | 44007.5315 | 499.78 | 897.1531 | 122.6067 | 0 | 87.3289 | 954484.8347 | 39210.2075 | 913995.3038 | 610780.9864 | 0 | 280134.321 | 0 | 1091456.2048 | 2839745.1565 | 1938184.4203 | 8667991.4351 | 961560.8286 | 8754830.6413 | 8754830.6413 | 1478867.319 | 4383653.3264 | 0 | 18384382.905 | 33001734.1918 | 4216.965 | 0.74991 | 24515.4181 | 44007.5315 | 499.78 | 897.1531
1 | 2800 | 707 | 0.04 | 15 | 15 | 7 | 5.6234e-12 | 5spot_SharedNeighbor | Water | Porous | Wet | R245fa | MinimizeLCOE_Brownfield | IgnoreSilica | 19.1077 | 4.4072 | 0.25008 | 4 | 20199.5153 | 34812.0917 | 411.7944 | 709.6916 | 123.0685 | 0 | 90.0624 | 1138159.7302 | 46873.7883 | 1113476.1238 | 772517.8168 | 0 | 315755.0649 | 0 | 1320845.1844 | 3436568.2271 | 2345528.4294 | 10489724.3648 | 961560.8286 | 8754830.6413 | 8754830.6413 | 1478867.319 | 4383653.3264 | 0 | 20206115.8348 | 34823467.1215 | 5623.4133 | 1.0003 | 20199.5153 | 34812.0917 | 411.7944 | 709.6916
1 | 2800 | 707 | 0.04 | 15 | 15 | 7 | 7.4989e-12 | 5spot_SharedNeighbor | Water | Porous | Wet | R245fa | MinimizeLCOE_Brownfield | IgnoreSilica | 24.1307 | 5.5948 | 0.33001 | 4 | 16925.5348 | 27998.9675 | 345.0499 | 570.7968 | 123.4245 | 0 | 116.8684 | 1348640.6227 | 55636.5562 | 1347302.7817 | 971949.9467 | 0 | 352970.8769 | 0 | 1589835.3059 | 4136425.3458 | 2823195.2935 | 12625956.7294 | 961560.8286 | 8754830.6413 | 8754830.6413 | 1478867.319 | 4383653.3264 | 0 | 22342348.1993 | 36959699.4861 | 7498.9421 | 1.32 | 16925.5348 | 27998.9675 | 345.0499 | 570.7968
1 | 2800 | 707 | 0.04 | 15 | 15 | 7 | 1e-11 | 5spot_SharedNeighbor | Water | Porous | Wet | R245fa | MinimizeLCOE_Brownfield | IgnoreSilica | 30.3233 | 7.0591 | 0.4314 | 4 | 14406.4547 | 22877.3048 | 293.6951 | 466.3848 | 123.7031 | 0 | 139.9247 | 1590858.5283 | 65693.3223 | 1622390.8757 | 1217849.8021 | 0 | 392531.3162 | 0 | 1906836.2994 | 4961196.9052 | 3386118.8302 | 15143475.8795 | 961560.8286 | 8754830.6413 | 8754830.6413 | 1478867.319 | 4383653.3264 | 0 | 24859867.3494 | 39477218.6362 | 10000 | 1.7256 | 14406.4547 | 22877.3048 | 293.6951 | 466.3848
1 | 2800 | 707 | 0.04 | 15 | 15 | 7 | 1.3335e-11 | 5spot_SharedNeighbor | Water | Porous | Wet | R245fa | MinimizeLCOE_Brownfield | IgnoreSilica | 37.8313 | 8.8348 | 0.55817 | 4 | 12443.4569 | 18990.4359 | 253.6767 | 387.1457 | 123.9201 | 0 | 132.158 | 1865619.3955 | 77070.3237 | 1941098.4556 | 1516014.0248 | 0 | 433090.0369 | 0 | 2274827.9723 | 5918635.7524 | 4039590.5168 | 18065946.478 | 961560.8286 | 8754830.6413 | 8754830.6413 | 1478867.319 | 4383653.3264 | 0 | 27782337.948 | 42399689.2347 | 13335.2143 | 2.2327 | 12443.4569 | 18990.4359 | 253.6767 | 387.1457
1 | 2800 | 707 | 0.04 | 15 | 15 | 7 | 1.7783e-11 | 5spot_SharedNeighbor | Water | Porous | Wet | R245fa | MinimizeLCOE_Brownfield | IgnoreSilica | 46.7272 | 10.9381 | 0.71334 | 4 | 10899.9972 | 16022.8816 | 222.2112 | 326.6481 | 124.0844 | 0 | 139.3641 | 2170902.1756 | 89672.7771 | 2302472.1267 | 1868927.3426 | 0 | 472545.7371 | 0 | 2692762.8621 | 7006016.6055 | 4781750.2925 | 21385049.9191 | 961560.8286 | 8754830.6413 | 8754830.6413 | 1478867.319 | 4383653.3264 | 0 | 31101441.389 | 45718792.6758 | 17782.7941 | 2.8533 | 10899.9972 | 16022.8816 | 222.2112 | 326.6481
1 | 2800 | 707 | 0.04 | 15 | 15 | 7 | 2.3714e-11 | 5spot_SharedNeighbor | Water | Porous | Wet | R245fa | MinimizeLCOE_Brownfield | IgnoreSilica | 56.9 | 13.34 | 0.89719 | 4 | 9681.0316 | 13754.1112 | 197.3609 | 280.3962 | 124.1928 | 0 | 160.5563 | 2499076.7983 | 103171.7252 | 2698571.1999 | 2271999.2879 | 0 | 507441.8998 | 0 | 3151301.7554 | 8199040.7466 | 5596013.783 | 25026617.1961 | 961560.8286 | 8754830.6413 | 8754830.6413 | 1478867.319 | 4383653.3264 | 0 | 34743008.6661 | 49360359.9528 | 23713.7371 | 3.5888 | 9681.0316 | 13754.1112 | 197.3609 | 280.3962
1 | 2800 | 707 | 0.04 | 15 | 15 | 7 | 3.1623e-11 | 5spot_SharedNeighbor | Water | Porous | Wet | R245fa | MinimizeLCOE_Brownfield | IgnoreSilica | 67.9427 | 15.9382 | 1.1049 | 4 | 8719.4815 | 12026.9433 | 177.7584 | 245.1855 | 124.2337 | 0 | 156.9921 | 2834731.6832 | 116914.0824 | 3111351.1867 | 2708907.0473 | 0 | 532926.6193 | 0 | 3628883.9414 | 9441611.629 | 6444093.9425 | 28819420.1316 | 961560.8286 | 8754830.6413 | 8754830.6413 | 1478867.319 | 4383653.3264 | 0 | 38535811.6016 | 53153162.8883 | 31622.7766 | 4.4195 | 8719.4815 | 12026.9433 | 177.7584 | 245.1855
1 | 2800 | 707 | 0.04 | 15 | 15 | 7 | 4.217e-11 | 5spot_SharedNeighbor | Water | Porous | Wet | R245fa | MinimizeLCOE_Brownfield | IgnoreSilica | 79.2675 | 18.5862 | 1.3267 | 4 | 7964.9603 | 10719.4709 | 162.3765 | 218.5309 | 124.2011 | 0 | 165.475 | 3159890.0079 | 130144.6284 | 3518508.7663 | 3155814.4859 | 0 | 545351.318 | 0 | 4098786.5906 | 10664201.9319 | 7278536.946 | 32551234.675 | 961560.8286 | 8754830.6413 | 8754830.6413 | 1478867.319 | 4383653.3264 | 0 | 42267626.1449 | 56884977.4317 | 42169.6503 | 5.3067 | 7964.9603 | 10719.4709 | 162.3765 | 218.5309
1 | 2800 | 707 | 0.04 | 15 | 15 | 7 | 5.6234e-11 | 5spot_SharedNeighbor | Water | Porous | Wet | R245fa | MinimizeLCOE_Brownfield | IgnoreSilica | 90.266 | 21.1356 | 1.5504 | 4 | 7376.7383 | 9733.747 | 150.3848 | 198.4356 | 124.1034 | 0 | 179.026 | 3459264.6371 | 142235.4592 | 3899840.5271 | 3588297.6728 | 0 | 543759.4325 | 0 | 4537025.1142 | 11804408.6754 | 8056751.4773 | 36031582.9956 | 961560.8286 | 8754830.6413 | 8754830.6413 | 1478867.319 | 4383653.3264 | 0 | 45747974.4656 | 60365325.7523 | 56234.1325 | 6.2017 | 7376.7383 | 9733.747 | 150.3848 | 198.4356
1 | 2800 | 707 | 0.04 | 15 | 15 | 7 | 7.4989e-11 | 5spot_SharedNeighbor | Water | Porous | Wet | R245fa | MinimizeLCOE_Brownfield | IgnoreSilica | 100.4628 | 23.475 | 1.7646 | 4 | 6921.0632 | 8991.9578 | 141.0952 | 183.3132 | 123.9602 | 0 | 222.3538 | 3723583.3828 | 152821.6137 | 4241904.7366 | 3987252.3776 | 0 | 530064.7573 | 0 | 4927894.4785 | 12821370.5828 | 8750848.8756 | 39135740.8048 | 961560.8286 | 8754830.6413 | 8754830.6413 | 1478867.319 | 4383653.3264 | 0 | 48852132.2747 | 63469483.5615 | 74989.4209 | 7.0585 | 6921.0632 | 8991.9578 | 141.0952 | 183.3132
1 | 2800 | 707 | 0.04 | 15 | 15 | 7 | 1e-10 | 5spot_SharedNeighbor | Water | Porous | Wet | R245fa | MinimizeLCOE_Brownfield | IgnoreSilica | 109.5102 | 25.5275 | 1.9598 | 4 | 6570.0705 | 8434.6776 | 133.9398 | 171.9523 | 123.7947 | 0 | 196.5188 | 3948013.265 | 161729.2316 | 4536636.838 | 4338455.5988 | 0 | 507391.5506 | 0 | 5261968.3288 | 13690562.2133 | 9344090.0235 | 41788847.0495 | 961560.8286 | 8754830.6413 | 8754830.6413 | 1478867.319 | 4383653.3264 | 0 | 51505238.5195 | 66122589.8062 | 100000 | 7.8394 | 6570.0705 | 8434.6776 | 133.9398 | 171.9523
1 | 2800 | 707 | 0.04 | 15 | 15 | 7 | 1.3335e-10 | 5spot_SharedNeighbor | Water | Porous | Wet | R245fa | MinimizeLCOE_Brownfield | IgnoreSilica | 117.2593 | 27.267 | 2.1308 | 4 | 6300.9125 | 8015.9136 | 128.4526 | 163.4152 | 123.6265 | 0 | 192.4539 | 4133189.4329 | 169018.6338 | 4782866.9768 | 4637544.6117 | 0 | 479557.0551 | 0 | 5538848.917 | 14410948.708 | 9835768.6086 | 43987742.944 | 961560.8286 | 8754830.6413 | 8754830.6413 | 1478867.319 | 4383653.3264 | 0 | 53704134.414 | 68321485.7007 | 133352.1432 | 8.5232 | 6300.9125 | 8015.9136 | 128.4526 | 163.4152
1 | 2800 | 707 | 0.04 | 15 | 15 | 7 | 1.7783e-10 | 5spot_SharedNeighbor | Water | Porous | Wet | R245fa | MinimizeLCOE_Brownfield | IgnoreSilica | 123.6512 | 28.6881 | 2.2749 | 4 | 6095.318 | 7701.7176 | 124.2613 | 157.0099 | 123.4706 | 0 | 215.773 | 4281240.7981 | 174803.4323 | 4981814.3002 | 4882983.007 | 0 | 449548.9225 | 0 | 5760452.2794 | 14987515.1998 | 10229287.0865 | 45747645.0259 | 961560.8286 | 8754830.6413 | 8754830.6413 | 1478867.319 | 4383653.3264 | 0 | 55464036.4958 | 70081387.7825 | 177827.941 | 9.0994 | 6095.318 | 7701.7176 | 124.2613 | 157.0099
1 | 2800 | 707 | 0.04 | 15 | 15 | 7 | 2.3714e-10 | 5spot_SharedNeighbor | Water | Porous | Wet | R245fa | MinimizeLCOE_Brownfield | IgnoreSilica | 128.8233 | 29.8284 | 2.3932 | 4 | 5938.782 | 7465.7212 | 121.0701 | 152.1988 | 123.3336 | 0 | 237.0067 | 4398023.3419 | 179337.1729 | 5140108.6289 | 5080695.1854 | 0 | 420293.9908 | 0 | 5935198.7448 | 15442169.6572 | 10539598.0959 | 47135424.8177 | 961560.8286 | 8754830.6413 | 8754830.6413 | 1478867.319 | 4383653.3264 | 0 | 56851816.2877 | 71469167.5744 | 237137.3706 | 9.573 | 5938.782 | 7465.7212 | 121.0701 | 152.1988
1 | 2800 | 707 | 0.04 | 15 | 15 | 7 | 3.1623e-10 | 5spot_SharedNeighbor | Water | Porous | Wet | R245fa | MinimizeLCOE_Brownfield | IgnoreSilica | 130 | 30.0864 | 2.4508 | 4 | 5817.6641 | 7308.7224 | 118.601 | 148.9982 | 123.3006 | 0 | 240.5387 | 4424187.5826 | 180348.4704 | 5175763.934 | 5125543.8278 | 0 | 370963.172 | 0 | 5957954.7249 | 15501376.0496 | 10580007.6753 | 47316145.4366 | 961560.8286 | 8754830.6413 | 8754830.6413 | 1478867.319 | 4383653.3264 | 0 | 57032536.9065 | 71649888.1933 | 316227.766 | 9.8033 | 5817.6641 | 7308.7224 | 118.601 | 148.9982
1 | 2800 | 707 | 0.04 | 15 | 15 | 7 | 4.217e-10 | 5spot_SharedNeighbor | Water | Porous | Wet | R245fa | MinimizeLCOE_Brownfield | IgnoreSilica | 138.5675 | 31.965 | 2.598 | 4 | 5725.001 | 7131.58 | 116.7119 | 145.3869 | 123.0775 | 0 | 211.6153 | 4612894.0792 | 187644.053 | 5433580.8721 | 5452099.0359 | 0 | 385620.4029 | 0 | 6268016.9928 | 16308094.4682 | 11130609.5724 | 49778559.4766 | 961560.8286 | 8754830.6413 | 8754830.6413 | 1478867.319 | 4383653.3264 | 0 | 59494950.9465 | 74112302.2333 | 421696.5034 | 10.3921 | 5725.001 | 7131.58 | 116.7119 | 145.3869
1 | 2800 | 707 | 0.04 | 15 | 15 | 7 | 5.6234e-10 | 5spot_SharedNeighbor | Water | Porous | Wet | R245fa | MinimizeLCOE_Brownfield | IgnoreSilica | 141.1808 | 32.5354 | 2.6592 | 4 | 5656.3711 | 7030.5769 | 115.3128 | 143.3278 | 123.0092 | 0 | 242.7887 | 4669435.9775 | 189822.4765 | 5511280.5038 | 5551469.0707 | 0 | 366653.7632 | 0 | 6352578.0988 | 16528105.1201 | 11280771.363 | 50450116.3736 | 961560.8286 | 8754830.6413 | 8754830.6413 | 1478867.319 | 4383653.3264 | 0 | 60166507.8435 | 74783859.1303 | 562341.3252 | 10.6369 | 5656.3711 | 7030.5769 | 115.3128 | 143.3278
1 | 2800 | 707 | 0.04 | 15 | 15 | 7 | 7.4989e-10 | 5spot_SharedNeighbor | Water | Porous | Wet | R245fa | MinimizeLCOE_Brownfield | IgnoreSilica | 143.1714 | 32.969 | 2.7064 | 4 | 5604.5411 | 6954.7869 | 114.2562 | 141.7827 | 122.9563 | 0 | 212.1108 | 4712201.7069 | 191468.7998 | 5570158.5378 | 5627481.0645 | 0 | 350900.9048 | 0 | 6416362.2954 | 16694058.5158 | 11394037.9657 | 50956669.7908 | 961560.8286 | 8754830.6413 | 8754830.6413 | 1478867.319 | 4383653.3264 | 0 | 60673061.2608 | 75290412.5475 | 749894.2093 | 10.8257 | 5604.5411 | 6954.7869 | 114.2562 | 141.7827
1 | 2800 | 707 | 0.04 | 15 | 15 | 7 | 1e-09 | 5spot_SharedNeighbor | Water | Porous | Wet | R245fa | MinimizeLCOE_Brownfield | IgnoreSilica | 144.677 | 33.2962 | 2.7425 | 4 | 5565.4545 | 6897.9549 | 113.4593 | 140.6241 | 122.9157 | 0 | 222.0776 | 4744348.6441 | 192704.669 | 5614504.9703 | 5684992.8308 | 0 | 338101.6225 | 0 | 6464114.5673 | 16818300.1319 | 11478835.4215 | 51335902.8574 | 961560.8286 | 8754830.6413 | 8754830.6413 | 1478867.319 | 4383653.3264 | 0 | 61052294.3274 | 75669645.6141 | 1000000 | 10.9699 | 5565.4545 | 6897.9549 | 113.4593 | 140.6241
1 | 2800 | 707 | 0.04 | 15 | 15 | 7 | 1.3335e-09 | 5spot_SharedNeighbor | Water | Porous | Wet | R245fa | MinimizeLCOE_Brownfield | IgnoreSilica | 145.8218 | 33.5447 | 2.77 | 4 | 5536.0124 | 6855.2778 | 112.8591 | 139.7541 | 122.8845 | 0 | 214.3861 | 4768671.0347 | 193638.5545 | 5648113.9565 | 5728693.5923 | 0 | 327960.1007 | 0 | 6500160.1231 | 16912083.2742 | 11542844.3432 | 51622164.9793 | 961560.8286 | 8754830.6413 | 8754830.6413 | 1478867.319 | 4383653.3264 | 0 | 61338556.4492 | 75955907.7359 | 1333521.4322 | 11.0799 | 5536.0124 | 6855.2778 | 112.8591 | 139.7541
1 | 2800 | 707 | 0.04 | 15 | 15 | 7 | 1.7783e-09 | 5spot_SharedNeighbor | Water | Porous | Wet | R245fa | MinimizeLCOE_Brownfield | IgnoreSilica | 146.6797 | 33.7306 | 2.7908 | 4 | 5513.8562 | 6823.2986 | 112.4074 | 139.1022 | 122.861 | 0 | 217.9271 | 4786829.2848 | 194335.0924 | 5673237.2331 | 5761425.1002 | 0 | 319960.6945 | 0 | 6526957.088 | 16981803.4799 | 11590429.8162 | 51834977.7892 | 961560.8286 | 8754830.6413 | 8754830.6413 | 1478867.319 | 4383653.3264 | 0 | 61551369.2592 | 76168720.5459 | 1778279.41 | 11.163 | 5513.8562 | 6823.2986 | 112.4074 | 139.1022
1 | 2800 | 707 | 0.04 | 15 | 15 | 7 | 2.3714e-09 | 5spot_SharedNeighbor | Water | Porous | Wet | R245fa | MinimizeLCOE_Brownfield | IgnoreSilica | 147.3272 | 33.8708 | 2.8065 | 4 | 5497.196 | 6799.3007 | 112.0678 | 138.6129 | 122.8432 | 0 | 222.3018 | 4800493.9539 | 194858.881 | 5692161.3935 | 5786116.6093 | 0 | 313759.756 | 0 | 6547082.3315 | 17034165.2354 | 11626167.7902 | 51994805.9507 | 961560.8286 | 8754830.6413 | 8754830.6413 | 1478867.319 | 4383653.3264 | 0 | 61711197.4207 | 76328548.7074 | 2371373.7057 | 11.2259 | 5497.196 | 6799.3007 | 112.0678 | 138.6129
1 | 2800 | 707 | 0.04 | 15 | 15 | 7 | 3.1623e-09 | 5spot_SharedNeighbor | Water | Porous | Wet | R245fa | MinimizeLCOE_Brownfield | IgnoreSilica | 147.8117 | 33.9756 | 2.8183 | 4 | 5484.6761 | 6781.3151 | 111.8125 | 138.2463 | 122.8297 | 0 | 235.8693 | 4810698.4888 | 195249.8228 | 5706303.8161 | 5804589.5817 | 0 | 308968.2529 | 0 | 6562065.8853 | 17073149.3688 | 11652775.2623 | 52113800.4787 | 961560.8286 | 8754830.6413 | 8754830.6413 | 1478867.319 | 4383653.3264 | 0 | 61830191.9486 | 76447543.2354 | 3162277.6602 | 11.2733 | 5484.6761 | 6781.3151 | 111.8125 | 138.2463
1 | 2800 | 707 | 0.04 | 15 | 15 | 7 | 4.217e-09 | 5spot_SharedNeighbor | Water | Porous | Wet | R245fa | MinimizeLCOE_Brownfield | IgnoreSilica | 148.1749 | 34.0542 | 2.8272 | 4 | 5475.2722 | 6767.8302 | 111.6208 | 137.9714 | 122.8197 | 0 | 223.6029 | 4818335.7713 | 195542.2913 | 5716894.0096 | 5818434.0796 | 0 | 305296.1551 | 0 | 6573255.8997 | 17102263.4909 | 11672646.2489 | 52202667.9464 | 961560.8286 | 8754830.6413 | 8754830.6413 | 1478867.319 | 4383653.3264 | 0 | 61919059.4164 | 76536410.7031 | 4216965.0343 | 11.3089 | 5475.2722 | 6767.8302 | 111.6208 | 137.9714
1 | 2800 | 707 | 0.04 | 15 | 15 | 7 | 5.6234e-09 | 5spot_SharedNeighbor | Water | Porous | Wet | R245fa | MinimizeLCOE_Brownfield | IgnoreSilica | 148.4307 | 34.1095 | 2.8337 | 4 | 5468.2115 | 6757.8213 | 111.4769 | 137.7673 | 122.8125 | 0 | 234.6057 | 4823707.6627 | 195747.9408 | 5724345.9755 | 5828182.0277 | 0 | 302383.5146 | 0 | 6581003.1774 | 17122420.3181 | 11686403.6977 | 52264194.3146 | 961560.8286 | 8754830.6413 | 8754830.6413 | 1478867.319 | 4383653.3264 | 0 | 61980585.7845 | 76597937.0713 | 5623413.2519 | 11.3347 | 5468.2115 | 6757.8213 | 111.4769 | 137.7673
1 | 2800 | 707 | 0.04 | 15 | 15 | 7 | 7.4989e-09 | 5spot_SharedNeighbor | Water | Porous | Wet | R245fa | MinimizeLCOE_Brownfield | IgnoreSilica | 148.6398 | 34.1547 | 2.8388 | 4 | 5462.9117 | 6750.2087 | 111.3688 | 137.6121 | 122.8067 | 0 | 235.8132 | 4828096.1125 | 195915.9085 | 5730435.3591 | 5836151.0404 | 0 | 300292.6825 | 0 | 6587447.5302 | 17139187.2023 | 11697847.4407 | 52315373.2764 | 961560.8286 | 8754830.6413 | 8754830.6413 | 1478867.319 | 4383653.3264 | 0 | 62031764.7463 | 76649116.0331 | 7498942.0933 | 11.3551 | 5462.9117 | 6750.2087 | 111.3688 | 137.6121
1 | 2800 | 707 | 0.04 | 15 | 15 | 7 | 1e-08 | 5spot_SharedNeighbor | Water | Porous | Wet | R245fa | MinimizeLCOE_Brownfield | IgnoreSilica | 148.801 | 34.1895 | 2.8427 | 4 | 5458.9346 | 6744.4737 | 111.2878 | 137.4952 | 122.8022 | 0 | 226.2728 | 4831475.3558 | 196045.2267 | 5735125.4478 | 5842291.017 | 0 | 298739.8018 | 0 | 6592433.9711 | 17152160.8988 | 11706702.2551 | 52354973.9741 | 961560.8286 | 8754830.6413 | 8754830.6413 | 1478867.319 | 4383653.3264 | 0 | 62071365.444 | 76688716.7307 | 10000000 | 11.3706 | 5458.9346 | 6744.4737 | 111.2878 | 137.4952
1 | 2900 | 707 | 0.04 | 15 | 15 | 7 | 1e-13 | 5spot_SharedNeighbor | Water | Porous | Wet | R245fa | MinimizeLCOE_Brownfield | IgnoreSilica | 0 | 0 | 0 | 0 | [6 empty] | 21.3419 | [19 empty] | 100 | 0
1 | 2900 | 707 | 0.04 | 15 | 15 | 7 | 1.3335e-13 | 5spot_SharedNeighbor | Water | Porous | Wet | R245fa | MinimizeLCOE_Brownfield | IgnoreSilica | 0 | 0 | 0 | 0 | [6 empty] | 21.6984 | [19 empty] | 133.3521 | 0
1 | 2900 | 707 | 0.04 | 15 | 15 | 7 | 1.7783e-13 | 5spot_SharedNeighbor | Water | Porous | Wet | R245fa | MinimizeLCOE_Brownfield | IgnoreSilica | 0 | 0 | 0 | 0 | [6 empty] | 23.3534 | [19 empty] | 177.8279 | 0
1 | 2900 | 707 | 0.04 | 15 | 15 | 7 | 2.3714e-13 | 5spot_SharedNeighbor | Water | Porous | Wet | R245fa | MinimizeLCOE_Brownfield | IgnoreSilica | 0.93774 | 0.14387 | 0.0013547 | 4 | 2021287.125 | 4814404.4587 | 41206.672 | 98148.1469 | 97.859 | 0 | 53.3119 | 90086.7175 | 3084.9616 | 73394.8709 | 54462.5294 | 0 | 58756.5492 | 0 | 109116.3952 | 283898.4774 | 193766.5443 | 866567.0455 | 961560.8286 | 9125037.6958 | 9125037.6958 | 1478867.319 | 4531736.1482 | 0 | 10953165.5699 | 26088806.7328 | 237.1374 | 0.0054189 | 2021287.125 | 4814404.4587 | 41206.672 | 98148.1469
1 | 2900 | 707 | 0.04 | 15 | 15 | 7 | 3.1623e-13 | 5spot_SharedNeighbor | Water | Porous | Wet | R245fa | MinimizeLCOE_Brownfield | IgnoreSilica | 1.3936 | 0.24851 | 0.0048726 | 4 | 582214.0222 | 1358779.0401 | 11869.2203 | 27700.5486 | 106.5169 | 0 | 53.478 | 139320.2815 | 5086.9637 | 112916.8752 | 72347.3037 | 0 | 77477.7954 | 0 | 158788.1956 | 413134.3131 | 281972.6577 | 1261044.386 | 961560.8286 | 9125037.6958 | 9125037.6958 | 1478867.319 | 4531736.1482 | 0 | 11347642.9104 | 26483284.0734 | 316.2278 | 0.019491 | 582214.0222 | 1358779.0401 | 11869.2203 | 27700.5486
1 | 2900 | 707 | 0.04 | 15 | 15 | 7 | 4.217e-13 | 5spot_SharedNeighbor | Water | Porous | Wet | R245fa | MinimizeLCOE_Brownfield | IgnoreSilica | 1.8264 | 0.35156 | 0.01023 | 4 | 285554.8005 | 655427.2402 | 5821.4208 | 13361.7708 | 111.1974 | 0 | 319.1043 | 182329.6333 | 6890.9103 | 148522.3251 | 89612.4545 | 0 | 88798.6536 | 0 | 201300.051 | 523741.4403 | 357464.2948 | 1598659.7629 | 961560.8286 | 9125037.6958 | 9125037.6958 | 1478867.319 | 4531736.1482 | 0 | 11685258.2872 | 26820899.4502 | 421.6965 | 0.040921 | 285554.8005 | 655427.2402 | 5821.4208 | 13361.7708
1 | 2900 | 707 | 0.04 | 15 | 15 | 7 | 5.6234e-13 | 5spot_SharedNeighbor | Water | Porous | Wet | R245fa | MinimizeLCOE_Brownfield | IgnoreSilica | 2.4293 | 0.49776 | 0.017941 | 4 | 169039.3331 | 379943.9676 | 3446.0954 | 7745.6717 | 115.1727 | 0 | 431.6192 | 237521.7454 | 9242.5517 | 195603.3025 | 113851.0246 | 0 | 103903.4208 | 0 | 257447.5976 | 669825.8392 | 457169.8988 | 2044565.3807 | 961560.8286 | 9125037.6958 | 9125037.6958 | 1478867.319 | 4531736.1482 | 0 | 12131163.905 | 27266805.068 | 562.3413 | 0.071765 | 169039.3331 | 379943.9676 | 3446.0954 | 7745.6717
1 | 2900 | 707 | 0.04 | 15 | 15 | 7 | 7.4989e-13 | 5spot_SharedNeighbor | Water | Porous | Wet | R245fa | MinimizeLCOE_Brownfield | IgnoreSilica | 3.2073 | 0.68868 | 0.028618 | 4 | 110686.1827 | 242908.2917 | 2256.4875 | 4952.0141 | 118.2356 | 0 | 585.884 | 302819.9469 | 12051.7201 | 253062.6332 | 145366.4064 | 0 | 120921.0803 | 0 | 325346.4969 | 846484.8471 | 577743.3017 | 2583796.4326 | 961560.8286 | 9125037.6958 | 9125037.6958 | 1478867.319 | 4531736.1482 | 0 | 12670394.9569 | 27806036.1199 | 749.8942 | 0.11447 | 110686.1827 | 242908.2917 | 2256.4875 | 4952.0141
1 | 2900 | 707 | 0.04 | 15 | 15 | 7 | 1e-12 | 5spot_SharedNeighbor | Water | Porous | Wet | R245fa | MinimizeLCOE_Brownfield | IgnoreSilica | 4.2675 | 0.95067 | 0.043305 | 4 | 77142.3484 | 164520.3139 | 1572.6511 | 3353.9691 | 120.698 | 0 | 87.0571 | 384155.2621 | 15566.1987 | 326955.3124 | 188410.5725 | 0 | 142632.1517 | 0 | 412510.604 | 1073267.974 | 732527.4457 | 3276025.5211 | 961560.8286 | 9125037.6958 | 9125037.6958 | 1478867.319 | 4531736.1482 | 0 | 13362624.0455 | 28498265.2084 | 1000 | 0.17322 | 77142.3484 | 164520.3139 | 1572.6511 | 3353.9691
1 | 2900 | 707 | 0.04 | 15 | 15 | 7 | 1.3335e-12 | 5spot_SharedNeighbor | Water | Porous | Wet | R245fa | MinimizeLCOE_Brownfield | IgnoreSilica | 5.6636 | 1.2971 | 0.063106 | 4 | 56326.2076 | 116287.0573 | 1148.2859 | 2370.669 | 122.5766 | 0 | 94.5716 | 481925.1563 | 19794.7531 | 418671.8445 | 245222.419 | 0 | 168331.0604 | 0 | 520238.641 | 1353554.2282 | 923828.5735 | 4131566.6759 | 961560.8286 | 9125037.6958 | 9125037.6958 | 1478867.319 | 4531736.1482 | 0 | 14218165.2003 | 29353806.3632 | 1333.5214 | 0.25243 | 56326.2076 | 116287.0573 | 1148.2859 | 2370.669
1 | 2900 | 707 | 0.04 | 15 | 15 | 7 | 1.7783e-12 | 5spot_SharedNeighbor | Water | Porous | Wet | R245fa | MinimizeLCOE_Brownfield | IgnoreSilica | 7.5468 | 1.7635 | 0.089528 | 4 | 42728.1008 | 84993.0514 | 871.0701 | 1732.6983 | 123.9637 | 0 | 93.0413 | 601694.561 | 24960.1563 | 534787.7962 | 321798.6661 | 0 | 200477.2296 | 0 | 656650.1796 | 1708469.0697 | 1166065.2456 | 5214902.9041 | 961560.8286 | 9125037.6958 | 9125037.6958 | 1478867.319 | 4531736.1482 | 0 | 15301501.4284 | 30437142.5914 | 1778.2794 | 0.35811 | 42728.1008 | 84993.0514 | 871.0701 | 1732.6983
1 | 2900 | 707 | 0.04 | 15 | 15 | 7 | 2.3714e-12 | 5spot_SharedNeighbor | Water | Porous | Wet | R245fa | MinimizeLCOE_Brownfield | IgnoreSilica | 10.048 | 2.3888 | 0.12566 | 4 | 33152.4607 | 63264.0235 | 675.8578 | 1289.7227 | 125.1737 | 0 | 92.383 | 748660.6042 | 31308.6754 | 681194.6655 | 423416.4644 | 0 | 239093.445 | 0 | 828232.8032 | 2154891.8601 | 1470757.9731 | 6577556.4909 | 961560.8286 | 9125037.6958 | 9125037.6958 | 1478867.319 | 4531736.1482 | 0 | 16664155.0153 | 31799796.1782 | 2371.3737 | 0.50265 | 33152.4607 | 63264.0235 | 675.8578 | 1289.7227
1 | 2900 | 707 | 0.04 | 15 | 15 | 7 | 3.1623e-12 | 5spot_SharedNeighbor | Water | Porous | Wet | R245fa | MinimizeLCOE_Brownfield | IgnoreSilica | 13.0106 | 3.1275 | 0.17166 | 4 | 26462.8531 | 48505.5842 | 539.4811 | 988.8519 | 125.9506 | 0 | 104.3226 | 907899.681 | 38158.1572 | 844599.9368 | 543925.7874 | 0 | 275509.2646 | 0 | 1017936.2025 | 2648461.1915 | 1807629.1837 | 8084119.4047 | 961560.8286 | 9125037.6958 | 9125037.6958 | 1478867.319 | 4531736.1482 | 0 | 18170717.9291 | 33306359.0921 | 3162.2777 | 0.68665 | 26462.8531 | 48505.5842 | 539.4811 | 988.8519
1 | 2900 | 707 | 0.04 | 15 | 15 | 7 | 4.217e-12 | 5spot_SharedNeighbor | Water | Porous | Wet | R245fa | MinimizeLCOE_Brownfield | IgnoreSilica | 16.6038 | 4.0242 | 0.23078 | 4 | 21555.4779 | 37951.6702 | 439.4376 | 773.6961 | 126.5256 | 0 | 111.7872 | 1086878.6056 | 45838.5696 | 1032905.9316 | 690437.8132 | 0 | 311803.2081 | 0 | 1235467.0099 | 3214431.7307 | 2193915.7062 | 9811678.5748 | 961560.8286 | 9125037.6958 | 9125037.6958 | 1478867.319 | 4531736.1482 | 0 | 19898277.0992 | 35033918.2622 | 4216.965 | 0.92312 | 21555.4779 | 37951.6702 | 439.4376 | 773.6961
1 | 2900 | 707 | 0.04 | 15 | 15 | 7 | 5.6234e-12 | 5spot_SharedNeighbor | Water | Porous | Wet | R245fa | MinimizeLCOE_Brownfield | IgnoreSilica | 21.0419 | 5.1321 | 0.30659 | 4 | 17879.942 | 30221.9301 | 364.5068 | 616.1149 | 126.9679 | 0 | 100.015 | 1292441.1379 | 54635.34 | 1254362.3315 | 871468.9538 | 0 | 350005.6278 | 0 | 1490936.2225 | 3879110.2178 | 2647572.4314 | 11840532.2627 | 961560.8286 | 9125037.6958 | 9125037.6958 | 1478867.319 | 4531736.1482 | 0 | 21927130.7871 | 37062771.95 | 5623.4133 | 1.2264 | 17879.942 | 30221.9301 | 364.5068 | 616.1149
1 | 2900 | 707 | 0.04 | 15 | 15 | 7 | 7.4989e-12 | 5spot_SharedNeighbor | Water | Porous | Wet | R245fa | MinimizeLCOE_Brownfield | IgnoreSilica | 26.5519 | 6.5084 | 0.4035 | 4 | 15076.1878 | 24453.9123 | 307.3485 | 498.5261 | 127.3136 | 0 | 113.041 | 1530443.762 | 64795.8961 | 1516552.8783 | 1096740.6641 | 0 | 391141.4293 | 0 | 1793873.1056 | 4667289.8469 | 3185521.2237 | 14246358.806 | 961560.8286 | 9125037.6958 | 9125037.6958 | 1478867.319 | 4531736.1482 | 0 | 24332957.3304 | 39468598.4934 | 7498.9421 | 1.614 | 15076.1878 | 24453.9123 | 307.3485 | 498.5261
1 | 2900 | 707 | 0.04 | 15 | 15 | 7 | 1e-11 | 5spot_SharedNeighbor | Water | Porous | Wet | R245fa | MinimizeLCOE_Brownfield | IgnoreSilica | 33.2829 | 8.19 | 0.52569 | 4 | 12907.6909 | 20105.6411 | 263.1407 | 409.8807 | 127.5827 | 0 | 123.902 | 1802048.911 | 76358.6113 | 1822323.5984 | 1372026.1159 | 0 | 433837.4597 | 0 | 2147571.9315 | 5587541.6382 | 3813611.9806 | 17055320.2465 | 961560.8286 | 9125037.6958 | 9125037.6958 | 1478867.319 | 4531736.1482 | 0 | 27141918.7709 | 42277559.9339 | 10000 | 2.1028 | 12907.6909 | 20105.6411 | 263.1407 | 409.8807
1 | 2900 | 707 | 0.04 | 15 | 15 | 7 | 1.3335e-11 | 5spot_SharedNeighbor | Water | Porous | Wet | R245fa | MinimizeLCOE_Brownfield | IgnoreSilica | 41.3922 | 10.2162 | 0.67754 | 4 | 11210.7205 | 16795.4604 | 228.5457 | 342.3982 | 127.7912 | 0 | 128.9808 | 2108477.7222 | 89366.5859 | 2174523.6879 | 1703697.3494 | 0 | 476983.2118 | 0 | 2555688.9373 | 6649378.3711 | 4538337.3693 | 20296453.235 | 961560.8286 | 9125037.6958 | 9125037.6958 | 1478867.319 | 4531736.1482 | 0 | 30383051.7594 | 45518692.9223 | 13335.2143 | 2.7102 | 11210.7205 | 16795.4604 | 228.5457 | 342.3982
1 | 2900 | 707 | 0.04 | 15 | 15 | 7 | 1.7783e-11 | 5spot_SharedNeighbor | Water | Porous | Wet | R245fa | MinimizeLCOE_Brownfield | IgnoreSilica | 50.9272 | 12.5973 | 0.86194 | 4 | 9872.4972 | 14262.492 | 201.2642 | 290.7602 | 127.9439 | 0 | 132.1361 | 2446662.5237 | 103676.7577 | 2571027.5035 | 2093540.827 | 0 | 518196.8192 | 0 | 3015910.7281 | 7846781.0662 | 5355589.3129 | 23951385.5384 | 961560.8286 | 9125037.6958 | 9125037.6958 | 1478867.319 | 4531736.1482 | 0 | 34037984.0628 | 49173625.2257 | 17782.7941 | 3.4478 | 9872.4972 | 14262.492 | 201.2642 | 290.7602
1 | 2900 | 707 | 0.04 | 15 | 15 | 7 | 2.3714e-11 | 5spot_SharedNeighbor | Water | Porous | Wet | R245fa | MinimizeLCOE_Brownfield | IgnoreSilica | 61.6091 | 15.2585 | 1.0766 | 4 | 8815.0419 | 12329.6473 | 179.7066 | 251.3565 | 128.0313 | 0 | 147.5983 | 2802933.4672 | 118687.9989 | 2996881.3365 | 2529457.7877 | 0 | 552064.9056 | 0 | 3510009.9434 | 9132325.8706 | 6233000.0572 | 27875361.367 | 961560.8286 | 9125037.6958 | 9125037.6958 | 1478867.319 | 4531736.1482 | 0 | 37961959.8914 | 53097601.0544 | 23713.7371 | 4.3065 | 8815.0419 | 12329.6473 | 179.7066 | 251.3565
1 | 2900 | 707 | 0.04 | 15 | 15 | 7 | 3.1623e-11 | 5spot_SharedNeighbor | Water | Porous | Wet | R245fa | MinimizeLCOE_Brownfield | IgnoreSilica | 72.9728 | 18.0755 | 1.3143 | 4 | 7981.8883 | 10860.9707 | 162.7216 | 221.4156 | 128.0414 | 0 | 163.739 | 3160065.8199 | 133648.2648 | 3431852.8637 | 2991778.3252 | 0 | 574041.1539 | 0 | 4013640.7067 | 10442669.808 | 7127336.7194 | 31875033.6616 | 961560.8286 | 9125037.6958 | 9125037.6958 | 1478867.319 | 4531736.1482 | 0 | 41961632.186 | 57097273.3489 | 31622.7766 | 5.2571 | 7981.8883 | 10860.9707 | 162.7216 | 221.4156
1 | 2900 | 707 | 0.04 | 15 | 15 | 7 | 4.217e-11 | 5spot_SharedNeighbor | Water | Porous | Wet | R245fa | MinimizeLCOE_Brownfield | IgnoreSilica | 84.4271 | 20.8926 | 1.5631 | 4 | 7329.2039 | 9749.9693 | 149.4157 | 198.7663 | 127.9733 | 0 | 160.3167 | 3500152.1827 | 147788.2597 | 3853638.5044 | 3455774.8191 | 0 | 581468.9008 | 0 | 4500140.84 | 11708443.3599 | 7991253.1776 | 35738660.0443 | 961560.8286 | 9125037.6958 | 9125037.6958 | 1478867.319 | 4531736.1482 | 0 | 45825258.5687 | 60960899.7317 | 42169.6503 | 6.2524 | 7329.2039 | 9749.9693 | 149.4157 | 198.7663
1 | 2900 | 707 | 0.04 | 15 | 15 | 7 | 5.6234e-11 | 5spot_SharedNeighbor | Water | Porous | Wet | R245fa | MinimizeLCOE_Brownfield | IgnoreSilica | 95.3692 | 23.5556 | 1.8091 | 4 | 6821.1974 | 8912.7448 | 139.0593 | 181.6984 | 127.8417 | 0 | 177.8507 | 3808074.3398 | 160475.4699 | 4242218.4699 | 3895798.2813 | 0 | 574188.5739 | 0 | 4945494.5026 | 12867162.2354 | 8782102.6194 | 39275514.4922 | 961560.8286 | 9125037.6958 | 9125037.6958 | 1478867.319 | 4531736.1482 | 0 | 49362113.0166 | 64497754.1796 | 56234.1325 | 7.2366 | 6821.1974 | 8912.7448 | 139.0593 | 181.6984
1 | 2900 | 707 | 0.04 | 15 | 15 | 7 | 7.4989e-11 | 5spot_SharedNeighbor | Water | Porous | Wet | R245fa | MinimizeLCOE_Brownfield | IgnoreSilica | 105.4035 | 25.9694 | 2.041 | 4 | 6428.0491 | 8281.9664 | 131.0445 | 168.8391 | 127.6693 | 0 | 162.6955 | 4077073.5543 | 171452.9601 | 4587117.7387 | 4296320.3124 | 0 | 555289.479 | 0 | 5338029.0774 | 13888456.679 | 9479157.0627 | 42392896.8637 | 961560.8286 | 9125037.6958 | 9125037.6958 | 1478867.319 | 4531736.1482 | 0 | 52479495.3881 | 67615136.5511 | 74989.4209 | 8.1641 | 6428.0491 | 8281.9664 | 131.0445 | 168.8391
1 | 2900 | 707 | 0.04 | 15 | 15 | 7 | 1e-10 | 5spot_SharedNeighbor | Water | Porous | Wet | R245fa | MinimizeLCOE_Brownfield | IgnoreSilica | 114.1855 | 28.0571 | 2.2492 | 4 | 6125.3498 | 7807.7106 | 124.8735 | 159.1707 | 127.4817 | 0 | 176.7175 | 4302647.1085 | 180570.527 | 4880469.3588 | 4644225.7761 | 0 | 527913.9937 | 0 | 5668972.438 | 14749503.4176 | 10066839.1545 | 45021141.7742 | 961560.8286 | 9125037.6958 | 9125037.6958 | 1478867.319 | 4531736.1482 | 0 | 55107740.2986 | 70243381.4615 | 100000 | 8.9967 | 6125.3498 | 7807.7106 | 124.8735 | 159.1707
1 | 2900 | 707 | 0.04 | 15 | 15 | 7 | 1.3335e-10 | 5spot_SharedNeighbor | Water | Porous | Wet | R245fa | MinimizeLCOE_Brownfield | IgnoreSilica | 121.6102 | 29.8024 | 2.4288 | 4 | 5893.3175 | 7451.222 | 120.1432 | 151.9032 | 127.2982 | 0 | 195.3604 | 4486521.7917 | 187936.2046 | 5122540.453 | 4936287.232 | 0 | 496092.6328 | 0 | 5939457.5425 | 15453250.1754 | 10547160.7773 | 47169246.8094 | 961560.8286 | 9125037.6958 | 9125037.6958 | 1478867.319 | 4531736.1482 | 0 | 57255845.3338 | 72391486.4968 | 133352.1432 | 9.7154 | 5893.3175 | 7451.222 | 120.1432 | 151.9032
1 | 2900 | 707 | 0.04 | 15 | 15 | 7 | 1.7783e-10 | 5spot_SharedNeighbor | Water | Porous | Wet | R245fa | MinimizeLCOE_Brownfield | IgnoreSilica | 127.7197 | 31.2242 | 2.5792 | 4 | 5716.115 | 7183.2184 | 116.5307 | 146.4396 | 127.1313 | 0 | 205.6946 | 4633293.0606 | 193768.5439 | 5317768.3541 | 5175100.9874 | 0 | 463327.0092 | 0 | 6155470.6025 | 16015271.8472 | 10930752.1166 | 48884752.5216 | 961560.8286 | 9125037.6958 | 9125037.6958 | 1478867.319 | 4531736.1482 | 0 | 58971351.046 | 74106992.2089 | 177827.941 | 10.3167 | 5716.115 | 7183.2184 | 116.5307 | 146.4396
1 | 2900 | 707 | 0.04 | 15 | 15 | 7 | 2.3714e-10 | 5spot_SharedNeighbor | Water | Porous | Wet | R245fa | MinimizeLCOE_Brownfield | IgnoreSilica | 134.5332 | 32.7983 | 2.729 | 4 | 5580.8543 | 6967.4339 | 113.7733 | 142.0406 | 126.9373 | 0 | 229.2668 | 4793002.8556 | 200079.4685 | 5531922.4433 | 5440654.7635 | 0 | 446606.9675 | 0 | 6400783.9344 | 16653526.816 | 11366374.2477 | 50832951.4967 | 961560.8286 | 9125037.6958 | 9125037.6958 | 1478867.319 | 4531736.1482 | 0 | 60919550.021 | 76055191.184 | 237137.3706 | 10.9158 | 5580.8543 | 6967.4339 | 113.7733 | 142.0406
1 | 2900 | 707 | 0.04 | 15 | 15 | 7 | 3.1623e-10 | 5spot_SharedNeighbor | Water | Porous | Wet | R245fa | MinimizeLCOE_Brownfield | IgnoreSilica | 138.6741 | 33.7543 | 2.8324 | 4 | 5476.6291 | 6812.5895 | 111.6485 | 138.8839 | 126.8263 | 0 | 233.5986 | 4888974.672 | 203872.5527 | 5660985.9767 | 5602541.9138 | 0 | 419897.5381 | 0 | 6542746.3348 | 17022883.8613 | 11618468.0206 | 51960370.8701 | 961560.8286 | 9125037.6958 | 9125037.6958 | 1478867.319 | 4531736.1482 | 0 | 62046969.3945 | 77182610.5574 | 316227.766 | 11.3294 | 5476.6291 | 6812.5895 | 111.6485 | 138.8839
1 | 2900 | 707 | 0.04 | 15 | 15 | 7 | 4.217e-10 | 5spot_SharedNeighbor | Water | Porous | Wet | R245fa | MinimizeLCOE_Brownfield | IgnoreSilica | 142.2286 | 34.5711 | 2.9198 | 4 | 5394.846 | 6690.7955 | 109.9812 | 136.4009 | 126.7282 | 0 | 228.9398 | 4970151.3962 | 207068.7456 | 5770695.0901 | 5741151.9265 | 0 | 397307.8792 | 0 | 6663686.2647 | 17337544.7507 | 11833230.5432 | 52920836.5962 | 961560.8286 | 9125037.6958 | 9125037.6958 | 1478867.319 | 4531736.1482 | 0 | 63007435.1206 | 78143076.2835 | 421696.5034 | 11.6792 | 5394.846 | 6690.7955 | 109.9812 | 136.4009
1 | 2900 | 707 | 0.04 | 15 | 15 | 7 | 5.6234e-10 | 5spot_SharedNeighbor | Water | Porous | Wet | R245fa | MinimizeLCOE_Brownfield | IgnoreSilica | 144.6964 | 35.1359 | 2.9827 | 4 | 5335.6499 | 6604.285 | 108.7744 | 134.6373 | 126.6583 | 0 | 231.0013 | 5025854.8309 | 209255.0941 | 5846276.43 | 5837184.2603 | 0 | 377777.0752 | 0 | 6745575.5993 | 17550604.0016 | 11978647.8599 | 53571175.1514 | 961560.8286 | 9125037.6958 | 9125037.6958 | 1478867.319 | 4531736.1482 | 0 | 63657773.6757 | 78793414.8387 | 562341.3252 | 11.9307 | 5335.6499 | 6604.285 | 108.7744 | 134.6373
1 | 2900 | 707 | 0.04 | 15 | 15 | 7 | 7.4989e-10 | 5spot_SharedNeighbor | Water | Porous | Wet | R245fa | MinimizeLCOE_Brownfield | IgnoreSilica | 146.5601 | 35.5612 | 3.0307 | 4 | 5290.9441 | 6539.4534 | 107.8631 | 133.3156 | 126.6047 | 0 | 217.0048 | 5067572.1722 | 210888.8062 | 5903040.7091 | 5909596.9866 | 0 | 361575.7855 | 0 | 6806543.0392 | 17709228.7741 | 12086912.5266 | 54055358.7996 | 961560.8286 | 9125037.6958 | 9125037.6958 | 1478867.319 | 4531736.1482 | 0 | 64141957.3239 | 79277598.4869 | 749894.2093 | 12.123 | 5290.9441 | 6539.4534 | 107.8631 | 133.3156
1 | 2900 | 707 | 0.04 | 15 | 15 | 7 | 1e-09 | 5spot_SharedNeighbor | Water | Porous | Wet | R245fa | MinimizeLCOE_Brownfield | IgnoreSilica | 147.9749 | 35.8833 | 3.0675 | 4 | 5257.2297 | 6490.7855 | 107.1757 | 132.3234 | 126.5635 | 0 | 254.7768 | 5099042.7084 | 212119.1164 | 5945953.9082 | 5964505.0214 | 0 | 348536.9184 | 0 | 6852361.4924 | 17828438.9907 | 12168275.949 | 54419234.1051 | 961560.8286 | 9125037.6958 | 9125037.6958 | 1478867.319 | 4531736.1482 | 0 | 64505832.6295 | 79641473.7924 | 1000000 | 12.2699 | 5257.2297 | 6490.7855 | 107.1757 | 132.3234
1 | 2900 | 707 | 0.04 | 15 | 15 | 7 | 1.3335e-09 | 5spot_SharedNeighbor | Water | Porous | Wet | R245fa | MinimizeLCOE_Brownfield | IgnoreSilica | 149.0297 | 36.1231 | 3.0952 | 4 | 5231.8343 | 6454.3464 | 106.658 | 131.5806 | 126.5325 | 0 | 232.1521 | 5122395.3299 | 213030.8642 | 5977849.0383 | 6005407.4441 | 0 | 338101.4101 | 0 | 6886145.7938 | 17916338.8127 | 12228269.3836 | 54687538.0768 | 961560.8286 | 9125037.6958 | 9125037.6958 | 1478867.319 | 4531736.1482 | 0 | 64774136.6012 | 79909777.7641 | 1333521.4322 | 12.3808 | 5231.8343 | 6454.3464 | 106.658 | 131.5806
1 | 2900 | 707 | 0.04 | 15 | 15 | 7 | 1.7783e-09 | 5spot_SharedNeighbor | Water | Porous | Wet | R245fa | MinimizeLCOE_Brownfield | IgnoreSilica | 149.8339 | 36.3057 | 3.1163 | 4 | 5212.7235 | 6426.9521 | 106.2684 | 131.0221 | 126.5087 | 0 | 218.2546 | 5140136.2583 | 213722.8319 | 6002109.0707 | 6036571.1493 | 0 | 330004.5796 | 0 | 6911792.117 | 17983065.285 | 12273811.5721 | 54891212.8639 | 961560.8286 | 9125037.6958 | 9125037.6958 | 1478867.319 | 4531736.1482 | 0 | 64977811.3883 | 80113452.5512 | 1778279.41 | 12.4652 | 5212.7235 | 6426.9521 | 106.2684 | 131.0221
1 | 2900 | 707 | 0.04 | 15 | 15 | 7 | 2.3714e-09 | 5spot_SharedNeighbor | Water | Porous | Wet | R245fa | MinimizeLCOE_Brownfield | IgnoreSilica | 150.4381 | 36.4428 | 3.1322 | 4 | 5198.3533 | 6406.4058 | 105.9755 | 130.6032 | 126.4907 | 0 | 233.7322 | 5153428.362 | 214240.8849 | 6020302.2739 | 6059971.4613 | 0 | 323724.6656 | 0 | 6930950.3826 | 18032911.1621 | 12307832.4074 | 55043361.5996 | 961560.8286 | 9125037.6958 | 9125037.6958 | 1478867.319 | 4531736.1482 | 0 | 65129960.124 | 80265601.287 | 2371373.7057 | 12.529 | 5198.3533 | 6406.4058 | 105.9755 | 130.6032
1 | 2900 | 707 | 0.04 | 15 | 15 | 7 | 3.1623e-09 | 5spot_SharedNeighbor | Water | Porous | Wet | R245fa | MinimizeLCOE_Brownfield | IgnoreSilica | 150.8861 | 36.5443 | 3.1442 | 4 | 5187.5544 | 6391.0272 | 105.7553 | 130.2897 | 126.4774 | 0 | 215.8485 | 5163265.9362 | 214624.0796 | 6033776.5209 | 6077318.7551 | 0 | 318853.3916 | 0 | 6945057.0865 | 18069613.912 | 12332882.7884 | 55155392.4704 | 961560.8286 | 9125037.6958 | 9125037.6958 | 1478867.319 | 4531736.1482 | 0 | 65241990.9948 | 80377632.1577 | 3162277.6602 | 12.5766 | 5187.5544 | 6391.0272 | 105.7553 | 130.2897
1 | 2900 | 707 | 0.04 | 15 | 15 | 7 | 4.217e-09 | 5spot_SharedNeighbor | Water | Porous | Wet | R245fa | MinimizeLCOE_Brownfield | IgnoreSilica | 151.2151 | 36.6188 | 3.153 | 4 | 5179.4431 | 6379.5341 | 105.59 | 130.0554 | 126.4675 | 0 | 213.8422 | 5170477.2952 | 214904.8565 | 6043658.824 | 6090050.6372 | 0 | 315076.8732 | 0 | 6955325.7096 | 18096330.7628 | 12351117.5881 | 55236942.5466 | 961560.8286 | 9125037.6958 | 9125037.6958 | 1478867.319 | 4531736.1482 | 0 | 65323541.071 | 80459182.2339 | 4216965.0343 | 12.6121 | 5179.4431 | 6379.5341 | 105.59 | 130.0554
1 | 2900 | 707 | 0.04 | 15 | 15 | 7 | 5.6234e-09 | 5spot_SharedNeighbor | Water | Porous | Wet | R245fa | MinimizeLCOE_Brownfield | IgnoreSilica | 151.4781 | 36.6784 | 3.1599 | 4 | 5173.3531 | 6370.8235 | 105.4658 | 129.8779 | 126.4596 | 0 | 226.6317 | 5176237.0489 | 215129.0489 | 6051554.7725 | 6100228.6952 | 0 | 312320.0455 | 0 | 6963633.1483 | 18117945.0142 | 12365869.7587 | 55302917.5322 | 961560.8286 | 9125037.6958 | 9125037.6958 | 1478867.319 | 4531736.1482 | 0 | 65389516.0565 | 80525157.2195 | 5623413.2519 | 12.6397 | 5173.3531 | 6370.8235 | 105.4658 | 129.8779
1 | 2900 | 707 | 0.04 | 15 | 15 | 7 | 7.4989e-09 | 5spot_SharedNeighbor | Water | Porous | Wet | R245fa | MinimizeLCOE_Brownfield | IgnoreSilica | 151.6561 | 36.7187 | 3.1648 | 4 | 5168.7818 | 6364.3989 | 105.3726 | 129.7469 | 126.4543 | 0 | 222.5704 | 5180131.2072 | 215280.5818 | 6056894.9329 | 6107115.1736 | 0 | 310090.7506 | 0 | 6969109.9319 | 18132194.4819 | 12375595.3132 | 55346412.3731 | 961560.8286 | 9125037.6958 | 9125037.6958 | 1478867.319 | 4531736.1482 | 0 | 65433010.8975 | 80568652.0605 | 7498942.0933 | 12.6593 | 5168.7818 | 6364.3989 | 105.3726 | 129.7469
1 | 2900 | 707 | 0.04 | 15 | 15 | 7 | 1e-08 | 5spot_SharedNeighbor | Water | Porous | Wet | R245fa | MinimizeLCOE_Brownfield | IgnoreSilica | 151.805 | 36.7524 | 3.1687 | 4 | 5165.3514 | 6359.4946 | 105.3027 | 129.6469 | 126.4498 | 0 | 227.9584 | 5183387.7636 | 215407.287 | 6061361.5361 | 6112876.7131 | 0 | 308516.0708 | 0 | 6973804.2545 | 18144408.1464 | 12383931.3902 | 55383693.1617 | 961560.8286 | 9125037.6958 | 9125037.6958 | 1478867.319 | 4531736.1482 | 0 | 65470291.6861 | 80605932.849 | 10000000 | 12.6749 | 5165.3514 | 6359.4946 | 105.3027 | 129.6469
1 | 3000 | 707 | 0.04 | 15 | 15 | 7 | 1e-13 | 5spot_SharedNeighbor | Water | Porous | Wet | R245fa | MinimizeLCOE_Brownfield | IgnoreSilica | 0 | 0 | 0 | 0 | [6 empty] | 21.5017 | [19 empty] | 100 | 0
1 | 3000 | 707 | 0.04 | 15 | 15 | 7 | 1.3335e-13 | 5spot_SharedNeighbor | Water | Porous | Wet | R245fa | MinimizeLCOE_Brownfield | IgnoreSilica | 0 | 0 | 0 | 0 | [6 empty] | 22.8662 | [19 empty] | 133.3521 | 0
1 | 3000 | 707 | 0.04 | 15 | 15 | 7 | 1.7783e-13 | 5spot_SharedNeighbor | Water | Porous | Wet | R245fa | MinimizeLCOE_Brownfield | IgnoreSilica | 0 | 0 | 0 | 0 | [6 empty] | 21.8032 | [19 empty] | 177.8279 | 0
1 | 3000 | 707 | 0.04 | 15 | 15 | 7 | 2.3714e-13 | 5spot_SharedNeighbor | Water | Porous | Wet | R245fa | MinimizeLCOE_Brownfield | IgnoreSilica | 1.0887 | 0.18462 | 0.0025103 | 4 | 1144821.603 | 2704619.9186 | 23338.7369 | 55137.3353 | 103.5338 | 0 | 56.1937 | 111289.6951 | 3971.306 | 89219.7842 | 60960.0363 | 0 | 67962.6304 | 0 | 130027.3463 | 338304.4827 | 230899.7609 | 1032635.0417 | 961560.8286 | 9501104.8411 | 9501104.8411 | 1478867.319 | 4682163.0063 | 0 | 11495300.7114 | 27157435.8778 | 237.1374 | 0.010041 | 1144821.603 | 2704619.9186 | 23338.7369 | 55137.3353
1 | 3000 | 707 | 0.04 | 15 | 15 | 7 | 3.1623e-13 | 5spot_SharedNeighbor | Water | Porous | Wet | R245fa | MinimizeLCOE_Brownfield | IgnoreSilica | 1.4176 | 0.26468 | 0.0068128 | 4 | 432067.2733 | 1006802.899 | 8808.2758 | 20525.0389 | 109.3072 | 0 | 58.9393 | 148091.7118 | 5513.4151 | 118512.7564 | 74222.8672 | 0 | 77134.6133 | 0 | 165155.3919 | 429700.4516 | 293279.3877 | 1311610.5949 | 961560.8286 | 9501104.8411 | 9501104.8411 | 1478867.319 | 4682163.0063 | 0 | 11774276.2646 | 27436411.431 | 316.2278 | 0.027251 | 432067.2733 | 1006802.899 | 8808.2758 | 20525.0389
1 | 3000 | 707 | 0.04 | 15 | 15 | 7 | 4.217e-13 | 5spot_SharedNeighbor | Water | Porous | Wet | R245fa | MinimizeLCOE_Brownfield | IgnoreSilica | 1.8848 | 0.3818 | 0.013262 | 4 | 229113.136 | 524367.3969 | 4670.7812 | 10689.9386 | 114.4352 | 0 | 324.7416 | 196771.5337 | 7606.1901 | 158291.6272 | 93359.0123 | 0 | 89916.5962 | 0 | 212918.5342 | 553970.3504 | 378096.1471 | 1690929.9911 | 961560.8286 | 9501104.8411 | 9501104.8411 | 1478867.319 | 4682163.0063 | 0 | 12153595.6608 | 27815730.8272 | 421.6965 | 0.053046 | 229113.136 | 524367.3969 | 4670.7812 | 10689.9386
1 | 3000 | 707 | 0.04 | 15 | 15 | 7 | 5.6234e-13 | 5spot_SharedNeighbor | Water | Porous | Wet | R245fa | MinimizeLCOE_Brownfield | IgnoreSilica | 2.4877 | 0.53591 | 0.022387 | 4 | 140853.2434 | 315751.8352 | 2871.4839 | 6437.0282 | 118.4506 | 0 | 443.9574 | 254671.3488 | 10138.1994 | 207025.3869 | 118312.8452 | 0 | 104246.4751 | 0 | 270813.7596 | 704601.851 | 480905.2414 | 2150715.1075 | 961560.8286 | 9501104.8411 | 9501104.8411 | 1478867.319 | 4682163.0063 | 0 | 12613380.7772 | 28275515.9436 | 562.3413 | 0.08955 | 140853.2434 | 315751.8352 | 2871.4839 | 6437.0282
1 | 3000 | 707 | 0.04 | 15 | 15 | 7 | 7.4989e-13 | 5spot_SharedNeighbor | Water | Porous | Wet | R245fa | MinimizeLCOE_Brownfield | IgnoreSilica | 3.2851 | 0.74219 | 0.035023 | 4 | 94121.2479 | 205921.2632 | 1918.7889 | 4197.9835 | 121.6438 | 0 | 596.5404 | 324957.7694 | 13242.1129 | 268032.6741 | 151530.6498 | 0 | 121351.031 | 0 | 342854.5525 | 892037.2164 | 608833.7298 | 2722839.7358 | 961560.8286 | 9501104.8411 | 9501104.8411 | 1478867.319 | 4682163.0063 | 0 | 13185505.4055 | 28847640.5719 | 749.8942 | 0.14009 | 94121.2479 | 205921.2632 | 1918.7889 | 4197.9835
1 | 3000 | 707 | 0.04 | 15 | 15 | 7 | 1e-12 | 5spot_SharedNeighbor | Water | Porous | Wet | R245fa | MinimizeLCOE_Brownfield | IgnoreSilica | 4.3601 | 1.0222 | 0.052335 | 4 | 66451.4458 | 141268.7223 | 1354.7026 | 2879.954 | 124.1893 | 0 | 83.5616 | 411571.2683 | 17084.2426 | 345639.8745 | 196325.4366 | 0 | 142681.3659 | 0 | 434187.8532 | 1129667.7299 | 771021.438 | 3448179.2089 | 961560.8286 | 9501104.8411 | 9501104.8411 | 1478867.319 | 4682163.0063 | 0 | 13910844.8786 | 29572980.045 | 1000 | 0.20934 | 66451.4458 | 141268.7223 | 1354.7026 | 2879.954
1 | 3000 | 707 | 0.04 | 15 | 15 | 7 | 1.3335e-12 | 5spot_SharedNeighbor | Water | Porous | Wet | R245fa | MinimizeLCOE_Brownfield | IgnoreSilica | 5.8124 | 1.4017 | 0.075811 | 4 | 48908.8291 | 100557.6164 | 997.0726 | 2050.003 | 126.1759 | 0 | 58.9245 | 518217.5421 | 21816.4172 | 444372.851 | 256712.4521 | 0 | 169354.9125 | 0 | 550084.9282 | 1431208.1453 | 976828.9675 | 4368596.216 | 961560.8286 | 9501104.8411 | 9501104.8411 | 1478867.319 | 4682163.0063 | 0 | 14831261.8857 | 30493397.0521 | 1333.5214 | 0.30324 | 48908.8291 | 100557.6164 | 997.0726 | 2050.003
1 | 3000 | 707 | 0.04 | 15 | 15 | 7 | 1.7783e-12 | 5spot_SharedNeighbor | Water | Porous | Wet | R245fa | MinimizeLCOE_Brownfield | IgnoreSilica | 7.7099 | 1.8973 | 0.10686 | 4 | 37337.8378 | 73978.8147 | 761.1823 | 1508.1582 | 127.5847 | 0 | 101.4337 | 645028.8027 | 27432.0248 | 565584.9371 | 336332.5438 | 0 | 200530.1745 | 0 | 692214.3084 | 1800999.6377 | 1229219.2596 | 5497341.6886 | 961560.8286 | 9501104.8411 | 9501104.8411 | 1478867.319 | 4682163.0063 | 0 | 15960007.3583 | 31622142.5247 | 1778.2794 | 0.42745 | 37337.8378 | 73978.8147 | 761.1823 | 1508.1582
1 | 3000 | 707 | 0.04 | 15 | 15 | 7 | 2.3714e-12 | 5spot_SharedNeighbor | Water | Porous | Wet | R245fa | MinimizeLCOE_Brownfield | IgnoreSilica | 10.2721 | 2.5739 | 0.14976 | 4 | 29064.2839 | 55210.4009 | 592.5147 | 1125.5387 | 128.8663 | 0 | 96.6901 | 803786.2676 | 34485.7386 | 721256.7224 | 444231.7713 | 0 | 239362.1149 | 0 | 874817.8197 | 2276096.5172 | 1553482.6421 | 6947519.5937 | 961560.8286 | 9501104.8411 | 9501104.8411 | 1478867.319 | 4682163.0063 | 0 | 17410185.2634 | 33072320.4298 | 2371.3737 | 0.59902 | 29064.2839 | 55210.4009 | 592.5147 | 1125.5387
1 | 3000 | 707 | 0.04 | 15 | 15 | 7 | 3.1623e-12 | 5spot_SharedNeighbor | Water | Porous | Wet | R245fa | MinimizeLCOE_Brownfield | IgnoreSilica | 13.6562 | 3.4642 | 0.20616 | 4 | 23293.123 | 42285.9068 | 474.8618 | 862.0554 | 129.7496 | 0 | 100.6982 | 994364.0186 | 42906.6612 | 914180.4751 | 586324.8643 | 0 | 285914.1277 | 0 | 1101239.1573 | 2865198.392 | 1955556.7765 | 8745684.4727 | 961560.8286 | 9501104.8411 | 9501104.8411 | 1478867.319 | 4682163.0063 | 0 | 19208350.1424 | 34870485.3088 | 3162.2777 | 0.82464 | 23293.123 | 42285.9068 | 474.8618 | 862.0554
1 | 3000 | 707 | 0.04 | 15 | 15 | 7 | 4.217e-12 | 5spot_SharedNeighbor | Water | Porous | Wet | R245fa | MinimizeLCOE_Brownfield | IgnoreSilica | 18.1728 | 4.6534 | 0.28144 | 4 | 19079.9371 | 32992.2267 | 388.9703 | 672.5912 | 130.4225 | 0 | 74.4685 | 1227563.8649 | 53178.0116 | 1157088.9544 | 776233.5537 | 0 | 342986.248 | 0 | 1387249.7467 | 3609339.2769 | 2463448.221 | 11017087.8771 | 961560.8286 | 9501104.8411 | 9501104.8411 | 1478867.319 | 4682163.0063 | 0 | 21479753.5468 | 37141888.7132 | 4216.965 | 1.1258 | 19079.9371 | 32992.2267 | 388.9703 | 672.5912
1 | 3000 | 707 | 0.04 | 15 | 15 | 7 | 5.6234e-12 | 5spot_SharedNeighbor | Water | Porous | Wet | R245fa | MinimizeLCOE_Brownfield | IgnoreSilica | 23.0908 | 5.9489 | 0.37337 | 4 | 15930.4197 | 26417.4342 | 324.7632 | 538.5551 | 130.8591 | 0 | 80.946 | 1462276.3252 | 63483.0361 | 1407900.3513 | 983146.424 | 0 | 386709.9261 | 0 | 1678371.2644 | 4366777.7488 | 2980415.5419 | 13329080.6178 | 961560.8286 | 9501104.8411 | 9501104.8411 | 1478867.319 | 4682163.0063 | 0 | 23791746.2875 | 39453881.4539 | 5623.4133 | 1.4935 | 15930.4197 | 26417.4342 | 324.7632 | 538.5551
1 | 3000 | 707 | 0.04 | 15 | 15 | 7 | 7.4989e-12 | 5spot_SharedNeighbor | Water | Porous | Wet | R245fa | MinimizeLCOE_Brownfield | IgnoreSilica | 29.054 | 7.5197 | 0.48939 | 4 | 13516.408 | 21517.2177 | 275.5503 | 438.6576 | 131.1926 | 0 | 108.2788 | 1727497.2738 | 75091.0377 | 1697784.6361 | 1233679.2201 | 0 | 430727.5298 | 0 | 2014264.082 | 5240701.9589 | 3576886.7726 | 15996632.511 | 961560.8286 | 9501104.8411 | 9501104.8411 | 1478867.319 | 4682163.0063 | 0 | 26459298.1807 | 42121433.3471 | 7498.9421 | 1.9576 | 13516.408 | 21517.2177 | 275.5503 | 438.6576
1 | 3000 | 707 | 0.04 | 15 | 15 | 7 | 1e-11 | 5spot_SharedNeighbor | Water | Porous | Wet | R245fa | MinimizeLCOE_Brownfield | IgnoreSilica | 36.3452 | 9.4402 | 0.6353 | 4 | 11639.2869 | 17802.5265 | 237.2826 | 362.9286 | 131.4535 | 0 | 96.2963 | 2030627.677 | 88318.1942 | 2036262.5851 | 1539758.2305 | 0 | 476726.7226 | 0 | 2406960.4297 | 6262417.3025 | 4274228.4888 | 19115299.6304 | 961560.8286 | 9501104.8411 | 9501104.8411 | 1478867.319 | 4682163.0063 | 0 | 29577965.3001 | 45240100.4665 | 10000 | 2.5412 | 11639.2869 | 17802.5265 | 237.2826 | 362.9286
1 | 3000 | 707 | 0.04 | 15 | 15 | 7 | 1.3335e-11 | 5spot_SharedNeighbor | Water | Porous | Wet | R245fa | MinimizeLCOE_Brownfield | IgnoreSilica | 45.0781 | 11.7404 | 0.81555 | 4 | 10163.7076 | 14964.7916 | 207.2009 | 305.0775 | 131.6533 | 0 | 128.392 | 2370878.9149 | 103120.3182 | 2424016.0093 | 1906351.3682 | 0 | 522596.8094 | 0 | 2857515.7338 | 7434669.7822 | 5074314.8936 | 22693463.8295 | 961560.8286 | 9501104.8411 | 9501104.8411 | 1478867.319 | 4682163.0063 | 0 | 33156129.4992 | 48818264.6656 | 13335.2143 | 3.2622 | 10163.7076 | 14964.7916 | 207.2009 | 305.0775
1 | 3000 | 707 | 0.04 | 15 | 15 | 7 | 1.7783e-11 | 5spot_SharedNeighbor | Water | Porous | Wet | R245fa | MinimizeLCOE_Brownfield | IgnoreSilica | 55.1971 | 14.4027 | 1.0317 | 4 | 8997.0956 | 12792.2136 | 183.418 | 260.7866 | 131.7906 | 0 | 151.0697 | 2741140.0698 | 119169.9347 | 2854335.5175 | 2330912.4291 | 0 | 564520.4903 | 0 | 3357930.5922 | 8736646.5946 | 5962940.8209 | 26667596.4492 | 961560.8286 | 9501104.8411 | 9501104.8411 | 1478867.319 | 4682163.0063 | 0 | 37130262.1189 | 52792397.2853 | 17782.7941 | 4.1269 | 8997.0956 | 12792.2136 | 183.418 | 260.7866
1 | 3000 | 707 | 0.04 | 15 | 15 | 7 | 2.3714e-11 | 5spot_SharedNeighbor | Water | Porous | Wet | R245fa | MinimizeLCOE_Brownfield | IgnoreSilica | 66.3445 | 17.3259 | 1.2794 | 4 | 8074.8019 | 11135.212 | 164.6158 | 227.0064 | 131.8518 | 0 | 131.8391 | 3124885.5753 | 135721.8409 | 3308933.0139 | 2797887.4669 | 0 | 596695.2112 | 0 | 3886008.0122 | 10110595.7179 | 6900689.3294 | 30861416.1676 | 961560.8286 | 9501104.8411 | 9501104.8411 | 1478867.319 | 4682163.0063 | 0 | 41324081.8373 | 56986217.0037 | 23713.7371 | 5.1177 | 8074.8019 | 11135.212 | 164.6158 | 227.0064
1 | 3000 | 707 | 0.04 | 15 | 15 | 7 | 3.1623e-11 | 5spot_SharedNeighbor | Water | Porous | Wet | R245fa | MinimizeLCOE_Brownfield | IgnoreSilica | 77.9808 | 20.3578 | 1.5484 | 4 | 7348.886 | 9877.662 | 149.817 | 201.3695 | 131.827 | 0 | 192.0718 | 3502460.3354 | 151897.2223 | 3764642.4028 | 3283869.2262 | 0 | 614617.8286 | 0 | 4413819.936 | 11483854.0744 | 7837966.3754 | 35053127.401 | 961560.8286 | 9501104.8411 | 9501104.8411 | 1478867.319 | 4682163.0063 | 0 | 45515793.0707 | 61177928.2371 | 31622.7766 | 6.1936 | 7348.886 | 9877.662 | 149.817 | 201.3695
1 | 3000 | 707 | 0.04 | 15 | 15 | 7 | 4.217e-11 | 5spot_SharedNeighbor | Water | Porous | Wet | R245fa | MinimizeLCOE_Brownfield | IgnoreSilica | 89.5085 | 23.3336 | 1.8247 | 4 | 6781.0474 | 8926.892 | 138.2408 | 181.9868 | 131.7211 | 0 | 201.7284 | 3856011.6225 | 166914.6755 | 4199091.9985 | 3763209.129 | 0 | 616576.6366 | 0 | 4914703.5842 | 12787050.5817 | 8727424.7696 | 39030982.9974 | 961560.8286 | 9501104.8411 | 9501104.8411 | 1478867.319 | 4682163.0063 | 0 | 49493648.6671 | 65155783.8335 | 42169.6503 | 7.2988 | 6781.0474 | 8926.892 | 138.2408 | 181.9868
1 | 3000 | 707 | 0.04 | 15 | 15 | 7 | 5.6234e-11 | 5spot_SharedNeighbor | Water | Porous | Wet | R245fa | MinimizeLCOE_Brownfield | IgnoreSilica | 100.3682 | 26.1055 | 2.0935 | 4 | 6339.6045 | 8209.9162 | 129.2414 | 167.3702 | 131.5548 | 0 | 202.5957 | 4172114.7975 | 180211.9366 | 4594126.9243 | 4212389.9792 | 0 | 603565.7545 | 0 | 5367339.6629 | 13964716.8101 | 9531206.1691 | 42625672.0342 | 961560.8286 | 9501104.8411 | 9501104.8411 | 1478867.319 | 4682163.0063 | 0 | 53088337.7039 | 68750472.8703 | 56234.1325 | 8.3741 | 6339.6045 | 8209.9162 | 129.2414 | 167.3702
1 | 3000 | 707 | 0.04 | 15 | 15 | 7 | 7.4989e-11 | 5spot_SharedNeighbor | Water | Porous | Wet | R245fa | MinimizeLCOE_Brownfield | IgnoreSilica | 110.1681 | 28.5765 | 2.3427 | 4 | 5998.3502 | 7669.7555 | 122.2845 | 156.3583 | 131.3547 | 0 | 209.6039 | 4444270.8545 | 191545.2112 | 4939499.4371 | 4615452.4999 | 0 | 578996.5005 | 0 | 5760208.1562 | 14986880.0413 | 10228853.5778 | 45745706.2783 | 961560.8286 | 9501104.8411 | 9501104.8411 | 1478867.319 | 4682163.0063 | 0 | 56208371.948 | 71870507.1144 | 74989.4209 | 9.3706 | 5998.3502 | 7669.7555 | 122.2845 | 156.3583
1 | 3000 | 707 | 0.04 | 15 | 15 | 7 | 1e-10 | 5spot_SharedNeighbor | Water | Porous | Wet | R245fa | MinimizeLCOE_Brownfield | IgnoreSilica | 118.6601 | 30.692 | 2.5636 | 4 | 5735.843 | 7263.2302 | 116.9329 | 148.0708 | 131.1463 | 0 | 224.0184 | 4670620.5715 | 200878.3238 | 5230661.4804 | 4962788.6614 | 0 | 546887.6998 | 0 | 6088616.3274 | 15841330.7369 | 10812033.7347 | 48353817.5358 | 961560.8286 | 9501104.8411 | 9501104.8411 | 1478867.319 | 4682163.0063 | 0 | 58816483.2055 | 74478618.3719 | 100000 | 10.2542 | 5735.843 | 7263.2302 | 116.9329 | 148.0708
1 | 3000 | 707 | 0.04 | 15 | 15 | 7 | 1.3335e-10 | 5spot_SharedNeighbor | Water | Porous | Wet | R245fa | MinimizeLCOE_Brownfield | IgnoreSilica | 125.7707 | 32.4432 | 2.7521 | 4 | 5534.7451 | 6957.4951 | 112.8333 | 141.8379 | 130.9486 | 0 | 219.8772 | 4853587.2194 | 208352.4718 | 5468806.3975 | 5251695.8427 | 0 | 511272.6068 | 0 | 6354548.67 | 16533232.142 | 11284270.6609 | 50465766.0112 | 961560.8286 | 9501104.8411 | 9501104.8411 | 1478867.319 | 4682163.0063 | 0 | 60928431.6809 | 76590566.8473 | 133352.1432 | 11.0084 | 5534.7451 | 6957.4951 | 112.8333 | 141.8379
1 | 3000 | 707 | 0.04 | 15 | 15 | 7 | 1.7783e-10 | 5spot_SharedNeighbor | Water | Porous | Wet | R245fa | MinimizeLCOE_Brownfield | IgnoreSilica | 131.5707 | 33.8559 | 2.9081 | 4 | 5381.2176 | 6727.6359 | 109.7034 | 137.152 | 130.7726 | 0 | 232.2986 | 4998351.5471 | 214213.7128 | 5659180.2214 | 5485019.5113 | 0 | 475581.4507 | 0 | 6564615.1129 | 17079781.936 | 11657302.1258 | 52134045.618 | 961560.8286 | 9501104.8411 | 9501104.8411 | 1478867.319 | 4682163.0063 | 0 | 62596711.2877 | 78258846.4541 | 177827.941 | 11.6324 | 5381.2176 | 6727.6359 | 109.7034 | 137.152
1 | 3000 | 707 | 0.04 | 15 | 15 | 7 | 2.3714e-10 | 5spot_SharedNeighbor | Water | Porous | Wet | R245fa | MinimizeLCOE_Brownfield | IgnoreSilica | 138.4501 | 35.5283 | 3.0709 | 4 | 5262.419 | 6537.4805 | 107.2815 | 133.2754 | 130.5759 | 0 | 253.9356 | 5167402.4834 | 221048.6176 | 5882521.6159 | 5761469.3547 | 0 | 459803.4252 | 0 | 6821975.7437 | 17749381.5056 | 12114317.5909 | 54177920.337 | 961560.8286 | 9501104.8411 | 9501104.8411 | 1478867.319 | 4682163.0063 | 0 | 64640586.0067 | 80302721.1731 | 237137.3706 | 12.2834 | 5262.419 | 6537.4805 | 107.2815 | 133.2754
1 | 3000 | 707 | 0.04 | 15 | 15 | 7 | 3.1623e-10 | 5spot_SharedNeighbor | Water | Porous | Wet | R245fa | MinimizeLCOE_Brownfield | IgnoreSilica | 142.3601 | 36.4735 | 3.1772 | 4 | 5172.0126 | 6404.3898 | 105.4385 | 130.5621 | 130.462 | 0 | 249.2193 | 5261691.7371 | 224843.81 | 6007863.0178 | 5918105.8821 | 0 | 431633.9735 | 0 | 6959213.984 | 18106447.2553 | 12358022.302 | 55267821.9617 | 961560.8286 | 9501104.8411 | 9501104.8411 | 1478867.319 | 4682163.0063 | 0 | 65730487.6314 | 81392622.7978 | 316227.766 | 12.7089 | 5172.0126 | 6404.3898 | 105.4385 | 130.5621
1 | 3000 | 707 | 0.04 | 15 | 15 | 7 | 4.217e-10 | 5spot_SharedNeighbor | Water | Porous | Wet | R245fa | MinimizeLCOE_Brownfield | IgnoreSilica | 145.3808 | 37.2004 | 3.2604 | 4 | 5103.4671 | 6304.4029 | 104.0411 | 128.5238 | 130.3717 | 0 | 232.6149 | 5333559.3294 | 227725.5936 | 6103834.6516 | 6038807.0639 | 0 | 407201.3525 | 0 | 7063339.9165 | 18377361.5724 | 12542926.8902 | 56094756.3699 | 961560.8286 | 9501104.8411 | 9501104.8411 | 1478867.319 | 4682163.0063 | 0 | 66557422.0396 | 82219557.206 | 421696.5034 | 13.0416 | 5103.4671 | 6304.4029 | 104.0411 | 128.5238
1 | 3000 | 707 | 0.04 | 15 | 15 | 7 | 5.6234e-10 | 5spot_SharedNeighbor | Water | Porous | Wet | R245fa | MinimizeLCOE_Brownfield | IgnoreSilica | 148.048 | 37.8397 | 3.3315 | 4 | 5049.4802 | 6224.7858 | 102.9405 | 126.9007 | 130.2903 | 0 | 250.9598 | 5396327.963 | 230234.7788 | 6187964.7837 | 6145160.1103 | 0 | 387779.9457 | 0 | 7155512.3568 | 18617175.355 | 12706604.7245 | 56826760.0177 | 961560.8286 | 9501104.8411 | 9501104.8411 | 1478867.319 | 4682163.0063 | 0 | 67289425.6874 | 82951560.8538 | 562341.3252 | 13.326 | 5049.4802 | 6224.7858 | 102.9405 | 126.9007
1 | 3000 | 707 | 0.04 | 15 | 15 | 7 | 7.4989e-10 | 5spot_SharedNeighbor | Water | Porous | Wet | R245fa | MinimizeLCOE_Brownfield | IgnoreSilica | 149.7996 | 38.2583 | 3.3805 | 4 | 5010.7254 | 6168.9847 | 102.1504 | 125.7631 | 130.2359 | 0 | 237.2835 | 5437188.108 | 231863.8993 | 6242894.9992 | 6214880.8171 | 0 | 371182.5891 | 0 | 7214224.061 | 18769931.1658 | 12810863.7042 | 57293029.3436 | 961560.8286 | 9501104.8411 | 9501104.8411 | 1478867.319 | 4682163.0063 | 0 | 67755695.0133 | 83417830.1797 | 749894.2093 | 13.5221 | 5010.7254 | 6168.9847 | 102.1504 | 125.7631
1 | 3000 | 707 | 0.04 | 15 | 15 | 7 | 1e-09 | 5spot_SharedNeighbor | Water | Porous | Wet | R245fa | MinimizeLCOE_Brownfield | IgnoreSilica | 151.1102 | 38.5708 | 3.4177 | 4 | 4981.4998 | 6127.1787 | 101.5546 | 124.9108 | 130.1948 | 0 | 218.81 | 5467579.1265 | 233073.474 | 6283834.1311 | 6266986.1131 | 0 | 357754.6932 | 0 | 7257598.7398 | 18882783.1827 | 12887887.5246 | 57637496.9851 | 961560.8286 | 9501104.8411 | 9501104.8411 | 1478867.319 | 4682163.0063 | 0 | 68100162.6548 | 83762297.8212 | 1000000 | 13.6706 | 4981.4998 | 6127.1787 | 101.5546 | 124.9108
1 | 3000 | 707 | 0.04 | 15 | 15 | 7 | 1.3335e-09 | 5spot_SharedNeighbor | Water | Porous | Wet | R245fa | MinimizeLCOE_Brownfield | IgnoreSilica | 152.0971 | 38.8057 | 3.4458 | 4 | 4959.4859 | 6095.8124 | 101.1058 | 124.2714 | 130.1635 | 0 | 228.2609 | 5490360.0224 | 233978.9557 | 6314568.6339 | 6306183.7526 | 0 | 347135.5349 | 0 | 7289968.4908 | 18967002.6349 | 12945369.0313 | 57894567.0566 | 961560.8286 | 9501104.8411 | 9501104.8411 | 1478867.319 | 4682163.0063 | 0 | 68357232.7263 | 84019367.8927 | 1333521.4322 | 13.7831 | 4959.4859 | 6095.8124 | 101.1058 | 124.2714
1 | 3000 | 707 | 0.04 | 15 | 15 | 7 | 1.7783e-09 | 5spot_SharedNeighbor | Water | Porous | Wet | R245fa | MinimizeLCOE_Brownfield | IgnoreSilica | 152.8398 | 38.9823 | 3.467 | 4 | 4942.92 | 6072.2762 | 100.7681 | 123.7916 | 130.1399 | 0 | 224.7561 | 5507448.467 | 234657.4919 | 6337649.7545 | 6335665.8787 | 0 | 338847.0582 | 0 | 7314164.7736 | 19029956.3993 | 12988336.2691 | 58086726.0922 | 961560.8286 | 9501104.8411 | 9501104.8411 | 1478867.319 | 4682163.0063 | 0 | 68549391.7619 | 84211526.9283 | 1778279.41 | 13.8682 | 4942.92 | 6072.2762 | 100.7681 | 123.7916
1 | 3000 | 707 | 0.04 | 15 | 15 | 7 | 2.3714e-09 | 5spot_SharedNeighbor | Water | Porous | Wet | R245fa | MinimizeLCOE_Brownfield | IgnoreSilica | 153.4077 | 39.1172 | 3.4832 | 4 | 4930.4635 | 6054.5682 | 100.5142 | 123.4306 | 130.1217 | 0 | 210.2859 | 5520480.7745 | 235174.5763 | 6355267.5531 | 6358195.6685 | 0 | 332509.3347 | 0 | 7332634.8838 | 19078011.8373 | 13021135.0929 | 58233409.721 | 961560.8286 | 9501104.8411 | 9501104.8411 | 1478867.319 | 4682163.0063 | 0 | 68696075.3907 | 84358210.5571 | 2371373.7057 | 13.933 | 4930.4635 | 6054.5682 | 100.5142 | 123.4306
1 | 3000 | 707 | 0.04 | 15 | 15 | 7 | 3.1623e-09 | 5spot_SharedNeighbor | Water | Porous | Wet | R245fa | MinimizeLCOE_Brownfield | IgnoreSilica | 153.8144 | 39.2137 | 3.4951 | 4 | 4921.1027 | 6041.3861 | 100.3233 | 123.1618 | 130.1087 | 0 | 224.7626 | 5529796.9294 | 235543.9934 | 6367870.0385 | 6374325.9231 | 0 | 327495.3642 | 0 | 7345662.577 | 19111907.2227 | 13044269.3899 | 58336871.4383 | 961560.8286 | 9501104.8411 | 9501104.8411 | 1478867.319 | 4682163.0063 | 0 | 68799537.108 | 84461672.2744 | 3162277.6602 | 13.9805 | 4921.1027 | 6041.3861 | 100.3233 | 123.1618
1 | 3000 | 707 | 0.04 | 15 | 15 | 7 | 4.217e-09 | 5spot_SharedNeighbor | Water | Porous | Wet | R245fa | MinimizeLCOE_Brownfield | IgnoreSilica | 154.1239 | 39.2872 | 3.5041 | 4 | 4914.0718 | 6031.4761 | 100.18 | 122.9598 | 130.0987 | 0 | 224.5975 | 5536876.024 | 235824.5867 | 6377450.8509 | 6386596.3968 | 0 | 323700.1671 | 0 | 7355574.7299 | 19137696.6114 | 13061871.1776 | 58415590.5442 | 961560.8286 | 9501104.8411 | 9501104.8411 | 1478867.319 | 4682163.0063 | 0 | 68878256.2139 | 84540391.3803 | 4216965.0343 | 14.0165 | 4914.0718 | 6031.4761 | 100.18 | 122.9598
1 | 3000 | 707 | 0.04 | 15 | 15 | 7 | 5.6234e-09 | 5spot_SharedNeighbor | Water | Porous | Wet | R245fa | MinimizeLCOE_Brownfield | IgnoreSilica | 154.3692 | 39.3454 | 3.5111 | 4 | 4908.7929 | 6023.976 | 100.0724 | 122.8069 | 130.0908 | 0 | 241.6864 | 5542481.849 | 236046.7172 | 6385040.4053 | 6396321.2522 | 0 | 320913.4435 | 0 | 7363513.4302 | 19158351.4812 | 13075968.5507 | 58478637.1294 | 961560.8286 | 9501104.8411 | 9501104.8411 | 1478867.319 | 4682163.0063 | 0 | 68941302.7991 | 84603437.9655 | 5623413.2519 | 14.0445 | 4908.7929 | 6023.976 | 100.0724 | 122.8069
1 | 3000 | 707 | 0.04 | 15 | 15 | 7 | 7.4989e-09 | 5spot_SharedNeighbor | Water | Porous | Wet | R245fa | MinimizeLCOE_Brownfield | IgnoreSilica | 154.5324 | 39.384 | 3.516 | 4 | 4904.8305 | 6018.4572 | 99.9916 | 122.6944 | 130.0855 | 0 | 270.2223 | 5546206.8337 | 236194.2745 | 6390085.1474 | 6402787.8279 | 0 | 318645.9469 | 0 | 7368628.8118 | 19171660.6548 | 13085052.3351 | 58519261.8322 | 961560.8286 | 9501104.8411 | 9501104.8411 | 1478867.319 | 4682163.0063 | 0 | 68981927.5019 | 84644062.6683 | 7498942.0933 | 14.0641 | 4904.8305 | 6018.4572 | 99.9916 | 122.6944
1 | 3000 | 707 | 0.04 | 15 | 15 | 7 | 1e-08 | 5spot_SharedNeighbor | Water | Porous | Wet | R245fa | MinimizeLCOE_Brownfield | IgnoreSilica | 154.6787 | 39.4187 | 3.5201 | 4 | 4901.857 | 6014.1964 | 99.931 | 122.6075 | 130.0808 | 0 | 241.7607 | 5549545.7682 | 236326.5271 | 6394607.7014 | 6408586.3951 | 0 | 317111.3806 | 0 | 7373409.3312 | 19184098.5857 | 13093541.4785 | 58557227.1678 | 961560.8286 | 9501104.8411 | 9501104.8411 | 1478867.319 | 4682163.0063 | 0 | 69019892.8375 | 84682028.0039 | 10000000 | 14.0804 | 4901.857 | 6014.1964 | 99.931 | 122.6075
1 | 3100 | 707 | 0.04 | 15 | 15 | 7 | 1e-13 | 5spot_SharedNeighbor | Water | Porous | Wet | R245fa | MinimizeLCOE_Brownfield | IgnoreSilica | 0 | 0 | 0 | 0 | [6 empty] | 21.3529 | [19 empty] | 100 | 0
1 | 3100 | 707 | 0.04 | 15 | 15 | 7 | 1.3335e-13 | 5spot_SharedNeighbor | Water | Porous | Wet | R245fa | MinimizeLCOE_Brownfield | IgnoreSilica | 0 | 0 | 0 | 0 | [6 empty] | 22.5896 | [19 empty] | 133.3521 | 0
1 | 3100 | 707 | 0.04 | 15 | 15 | 7 | 1.7783e-13 | 5spot_SharedNeighbor | Water | Porous | Wet | R245fa | MinimizeLCOE_Brownfield | IgnoreSilica | 0.79402 | 0.11988 | 0.00058106 | 4 | 4999004.9857 | 11967695.775 | 101911.4783 | 243977.6659 | 96.9709 | 0 | 37.8095 | 78948.4848 | 2681.7505 | 63470.5874 | 49644.9105 | 0 | 55230.4087 | 0 | 97490.6953 | 253650.7911 | 173121.877 | 774239.5053 | 961560.8286 | 9883032.0773 | 9883032.0773 | 1478867.319 | 4834933.9008 | 0 | 11618832.4111 | 27815665.7082 | 177.8279 | 0.0023242 | 4999004.9857 | 11967695.775 | 101911.4783 | 243977.6659
1 | 3100 | 707 | 0.04 | 15 | 15 | 7 | 2.3714e-13 | 5spot_SharedNeighbor | Water | Porous | Wet | R245fa | MinimizeLCOE_Brownfield | IgnoreSilica | 1.1081 | 0.19619 | 0.0038433 | 4 | 775098.1315 | 1828679.2825 | 15801.4238 | 37280.1006 | 106.0867 | 0 | 59.6821 | 118001.4195 | 4286.578 | 93489.0863 | 62326.8488 | 0 | 67714.2151 | 0 | 134869.0776 | 350901.6745 | 239497.6032 | 1071086.5031 | 961560.8286 | 9883032.0773 | 9883032.0773 | 1478867.319 | 4834933.9008 | 0 | 11915679.4089 | 28112512.706 | 237.1374 | 0.015373 | 775098.1315 | 1828679.2825 | 15801.4238 | 37280.1006
1 | 3100 | 707 | 0.04 | 15 | 15 | 7 | 3.1623e-13 | 5spot_SharedNeighbor | Water | Porous | Wet | R245fa | MinimizeLCOE_Brownfield | IgnoreSilica | 1.4565 | 0.28533 | 0.0089505 | 4 | 341394.8428 | 793793.6613 | 6959.7956 | 16182.5575 | 112.2997 | 0 | 66.9798 | 158836.4767 | 6038.5513 | 125583.5515 | 76782.9923 | 0 | 77689.2498 | 0 | 173523.0204 | 451471.3046 | 308138.4422 | 1378063.5888 | 961560.8286 | 9883032.0773 | 9883032.0773 | 1478867.319 | 4834933.9008 | 0 | 12222656.4947 | 28419489.7917 | 316.2278 | 0.035802 | 341394.8428 | 793793.6613 | 6959.7956 | 16182.5575
1 | 3100 | 707 | 0.04 | 15 | 15 | 7 | 4.217e-13 | 5spot_SharedNeighbor | Water | Porous | Wet | R245fa | MinimizeLCOE_Brownfield | IgnoreSilica | 1.9237 | 0.40851 | 0.016491 | 4 | 191223.6077 | 436770.4485 | 3898.3519 | 8904.1564 | 117.5028 | 0 | 328.442 | 209834.1847 | 8286.4319 | 166724.2796 | 96441.4121 | 0 | 89850.4038 | 0 | 222743.3177 | 579532.4218 | 395542.7861 | 1768955.2377 | 961560.8286 | 9883032.0773 | 9883032.0773 | 1478867.319 | 4834933.9008 | 0 | 12613548.1435 | 28810381.4406 | 421.6965 | 0.065962 | 191223.6077 | 436770.4485 | 3898.3519 | 8904.1564
1 | 3100 | 707 | 0.04 | 15 | 15 | 7 | 5.6234e-13 | 5spot_SharedNeighbor | Water | Porous | Wet | R245fa | MinimizeLCOE_Brownfield | IgnoreSilica | 2.546 | 0.57591 | 0.027206 | 4 | 120422.7959 | 269255.7105 | 2454.9816 | 5489.1419 | 121.724 | 0 | 448.422 | 272512.3949 | 11098.6335 | 218792.7017 | 122921.3124 | 0 | 104512.4435 | 0 | 284636.6195 | 740566.097 | 505451.5783 | 2260491.7809 | 961560.8286 | 9883032.0773 | 9883032.0773 | 1478867.319 | 4834933.9008 | 0 | 13105084.6868 | 29301917.9838 | 562.3413 | 0.10883 | 120422.7959 | 269255.7105 | 2454.9816 | 5489.1419
1 | 3100 | 707 | 0.04 | 15 | 15 | 7 | 7.4989e-13 | 5spot_SharedNeighbor | Water | Porous | Wet | R245fa | MinimizeLCOE_Brownfield | IgnoreSilica | 3.3628 | 0.79805 | 0.041919 | 4 | 81762.2472 | 178357.4157 | 1666.834 | 3636.0572 | 125.0474 | 0 | 603.1684 | 347852.3961 | 14511.1412 | 283390.2176 | 157611.3315 | 0 | 121678.2149 | 0 | 360766.8875 | 938641.4379 | 640642.0685 | 2865093.6952 | 961560.8286 | 9883032.0773 | 9883032.0773 | 1478867.319 | 4834933.9008 | 0 | 13709686.6011 | 29906519.8981 | 749.8942 | 0.16768 | 81762.2472 | 178357.4157 | 1666.834 | 3636.0572
1 | 3100 | 707 | 0.04 | 15 | 15 | 7 | 1e-12 | 5spot_SharedNeighbor | Water | Porous | Wet | R245fa | MinimizeLCOE_Brownfield | IgnoreSilica | 4.4721 | 1.1025 | 0.062256 | 4 | 58170.7613 | 123211.9932 | 1185.8897 | 2511.8431 | 127.7108 | 0 | 85.8005 | 441699.2971 | 18789.3 | 366322.2949 | 205412.9054 | 0 | 143439.6166 | 0 | 458508.7314 | 1192945.6661 | 814209.9297 | 3641327.7411 | 961560.8286 | 9883032.0773 | 9883032.0773 | 1478867.319 | 4834933.9008 | 0 | 14485920.647 | 30682753.9441 | 1000 | 0.24902 | 58170.7613 | 123211.9932 | 1185.8897 | 2511.8431
1 | 3100 | 707 | 0.04 | 15 | 15 | 7 | 1.3335e-12 | 5spot_SharedNeighbor | Water | Porous | Wet | R245fa | MinimizeLCOE_Brownfield | IgnoreSilica | 5.9459 | 1.5084 | 0.089648 | 4 | 43094.4353 | 88262.2973 | 878.5384 | 1799.3463 | 129.754 | 0 | 84.7679 | 555385.8464 | 23976.5766 | 470069.4213 | 268887.5091 | 0 | 169684.7957 | 0 | 580321.6182 | 1509877.8102 | 1030522.6303 | 4608726.2079 | 961560.8286 | 9883032.0773 | 9883032.0773 | 1478867.319 | 4834933.9008 | 0 | 15453319.1137 | 31650152.4108 | 1333.5214 | 0.35859 | 43094.4353 | 88262.2973 | 878.5384 | 1799.3463
1 | 3100 | 707 | 0.04 | 15 | 15 | 7 | 1.7783e-12 | 5spot_SharedNeighbor | Water | Porous | Wet | R245fa | MinimizeLCOE_Brownfield | IgnoreSilica | 7.8951 | 2.0438 | 0.12583 | 4 | 33083.389 | 65263.9484 | 674.4496 | 1330.4939 | 131.2083 | 0 | 96.7646 | 691786.7971 | 30174.5454 | 598792.2153 | 352808.1214 | 0 | 201210.3881 | 0 | 731161.1063 | 1902331.2167 | 1298380.1444 | 5806644.5348 | 961560.8286 | 9883032.0773 | 9883032.0773 | 1478867.319 | 4834933.9008 | 0 | 16651237.4407 | 32848070.7377 | 1778.2794 | 0.50331 | 33083.389 | 65263.9484 | 674.4496 | 1330.4939
1 | 3100 | 707 | 0.04 | 15 | 15 | 7 | 2.3714e-12 | 5spot_SharedNeighbor | Water | Porous | Wet | R245fa | MinimizeLCOE_Brownfield | IgnoreSilica | 10.489 | 2.7655 | 0.17563 | 4 | 25860.8599 | 48915.7134 | 527.2086 | 997.213 | 132.551 | 0 | 96.179 | 860559.4886 | 37879.6207 | 761980.1955 | 464904.6427 | 0 | 239208.6651 | 0 | 922167.7189 | 2399291.242 | 1637565.5731 | 7323557.1466 | 961560.8286 | 9883032.0773 | 9883032.0773 | 1478867.319 | 4834933.9008 | 0 | 18168150.0525 | 34364983.3495 | 2371.3737 | 0.70253 | 25860.8599 | 48915.7134 | 527.2086 | 997.213
1 | 3100 | 707 | 0.04 | 15 | 15 | 7 | 3.1623e-12 | 5spot_SharedNeighbor | Water | Porous | Wet | R245fa | MinimizeLCOE_Brownfield | IgnoreSilica | 13.958 | 3.727 | 0.2415 | 4 | 20783.8038 | 37550.6984 | 423.706 | 765.5218 | 133.475 | 0 | 94.7608 | 1065773.2037 | 47194.5191 | 966800.9889 | 615007.3369 | 0 | 286115.6919 | 0 | 1162547.7788 | 3024710.849 | 2064427.306 | 9232577.6742 | 961560.8286 | 9883032.0773 | 9883032.0773 | 1478867.319 | 4834933.9008 | 0 | 20077170.5801 | 36274003.8771 | 3162.2777 | 0.966 | 20783.8038 | 37550.6984 | 423.706 | 765.5218
1 | 3100 | 707 | 0.04 | 15 | 15 | 7 | 4.217e-12 | 5spot_SharedNeighbor | Water | Porous | Wet | R245fa | MinimizeLCOE_Brownfield | IgnoreSilica | 18.5601 | 5.0034 | 0.32912 | 4 | 17069.2489 | 29372.3208 | 347.9797 | 598.7945 | 134.1745 | 0 | 88.6111 | 1315302.1801 | 58481.353 | 1223083.3415 | 814174.9031 | 0 | 342880.721 | 0 | 1464029.7745 | 3809105.1594 | 2599792.5406 | 11626849.9732 | 961560.8286 | 9883032.0773 | 9883032.0773 | 1478867.319 | 4834933.9008 | 0 | 22471442.879 | 38668276.1761 | 4216.965 | 1.3165 | 17069.2489 | 29372.3208 | 347.9797 | 598.7945
1 | 3100 | 707 | 0.04 | 15 | 15 | 7 | 5.6234e-12 | 5spot_SharedNeighbor | Water | Porous | Wet | R245fa | MinimizeLCOE_Brownfield | IgnoreSilica | 24.6768 | 6.7 | 0.44551 | 4 | 14300.6454 | 23389.5858 | 291.538 | 476.8283 | 134.7051 | 0 | 101.3406 | 1619516.0773 | 72189.3902 | 1544369.1748 | 1078524.6592 | 0 | 412070.2951 | 0 | 1843401.1426 | 4796151.6395 | 3273472.045 | 14639694.4237 | 961560.8286 | 9883032.0773 | 9883032.0773 | 1478867.319 | 4834933.9008 | 0 | 25484287.3295 | 41681120.6266 | 5623.4133 | 1.782 | 14300.6454 | 23389.5858 | 291.538 | 476.8283
1 | 3100 | 707 | 0.04 | 15 | 15 | 7 | 7.4989e-12 | 5spot_SharedNeighbor | Water | Porous | Wet | R245fa | MinimizeLCOE_Brownfield | IgnoreSilica | 31.6876 | 8.6449 | 0.58883 | 4 | 12199.0848 | 19075.7861 | 248.6948 | 388.8857 | 135.0643 | 0 | 105.2805 | 1941536.3156 | 86648.1678 | 1893203.2106 | 1381390.1305 | 0 | 472712.3533 | 0 | 2252441.1693 | 5860389.8834 | 3999836.5144 | 17888157.7448 | 961560.8286 | 9883032.0773 | 9883032.0773 | 1478867.319 | 4834933.9008 | 0 | 28732750.6507 | 44929583.9477 | 7498.9421 | 2.3553 | 12199.0848 | 19075.7861 | 248.6948 | 388.8857
1 | 3100 | 707 | 0.04 | 15 | 15 | 7 | 1e-11 | 5spot_SharedNeighbor | Water | Porous | Wet | R245fa | MinimizeLCOE_Brownfield | IgnoreSilica | 39.5487 | 10.8251 | 0.76176 | 4 | 10560.6505 | 15876.2618 | 215.2931 | 323.6591 | 135.3168 | 0 | 105.2193 | 2278158.0071 | 101710.5887 | 2266015.8415 | 1720291.384 | 0 | 521874.3668 | 0 | 2686339.5733 | 6989304.5258 | 4770343.9547 | 21334038.2417 | 961560.8286 | 9883032.0773 | 9883032.0773 | 1478867.319 | 4834933.9008 | 0 | 32178631.1476 | 48375464.4446 | 10000 | 3.047 | 10560.6505 | 15876.2618 | 215.2931 | 323.6591
1 | 3100 | 707 | 0.04 | 15 | 15 | 7 | 1.3335e-11 | 5spot_SharedNeighbor | Water | Porous | Wet | R245fa | MinimizeLCOE_Brownfield | IgnoreSilica | 48.8908 | 13.4151 | 0.97379 | 4 | 9268.2512 | 13426.4328 | 188.9458 | 273.716 | 135.5056 | 0 | 105.0286 | 2653297.2037 | 118441.5525 | 2689924.9653 | 2122993.1204 | 0 | 569935.8486 | 0 | 3180291.1493 | 8274465.203 | 5647492.5243 | 25256841.5671 | 961560.8286 | 9883032.0773 | 9883032.0773 | 1478867.319 | 4834933.9008 | 0 | 36101434.473 | 52298267.77 | 13335.2143 | 3.8952 | 9268.2512 | 13426.4328 | 188.9458 | 273.716
1 | 3100 | 707 | 0.04 | 15 | 15 | 7 | 1.7783e-11 | 5spot_SharedNeighbor | Water | Porous | Wet | R245fa | MinimizeLCOE_Brownfield | IgnoreSilica | 59.548 | 16.3643 | 1.2246 | 4 | 8245.0159 | 11551.5301 | 168.0858 | 235.4936 | 135.6227 | 0 | 154.6059 | 3055350.8456 | 136297.6662 | 3153183.7716 | 2582052.0038 | 0 | 611663.298 | 0 | 3720033.5582 | 9678764.2347 | 6605955.4689 | 29543300.8469 | 961560.8286 | 9883032.0773 | 9883032.0773 | 1478867.319 | 4834933.9008 | 0 | 40387893.7528 | 56584727.0499 | 17782.7941 | 4.8985 | 8245.0159 | 11551.5301 | 168.0858 | 235.4936
1 | 3100 | 707 | 0.04 | 15 | 15 | 7 | 2.3714e-11 | 5spot_SharedNeighbor | Water | Porous | Wet | R245fa | MinimizeLCOE_Brownfield | IgnoreSilica | 71.0897 | 19.5436 | 1.5072 | 4 | 7436.4385 | 10123.0994 | 151.6019 | 206.3731 | 135.6525 | 0 | 168.6389 | 3465062.0284 | 154386.497 | 3634352.2737 | 3078308.6881 | 0 | 641096.6594 | 0 | 4279550.3972 | 11134512.277 | 7599533.4204 | 33986802.2411 | 961560.8286 | 9883032.0773 | 9883032.0773 | 1478867.319 | 4834933.9008 | 0 | 44831395.147 | 61028228.444 | 23713.7371 | 6.0286 | 7436.4385 | 10123.0994 | 151.6019 | 206.3731
1 | 3100 | 707 | 0.04 | 15 | 15 | 7 | 3.1623e-11 | 5spot_SharedNeighbor | Water | Porous | Wet | R245fa | MinimizeLCOE_Brownfield | IgnoreSilica | 82.9191 | 22.7769 | 1.8082 | 4 | 6800.8863 | 9040.2564 | 138.6453 | 184.2979 | 135.589 | 0 | 180.1041 | 3860980.4422 | 171728.032 | 4108052.0982 | 3585374.2318 | 0 | 654061.3015 | 0 | 4828276.4812 | 12562184.9885 | 8573949.3817 | 38344606.9572 | 961560.8286 | 9883032.0773 | 9883032.0773 | 1478867.319 | 4834933.9008 | 0 | 49189199.863 | 65386033.1601 | 31622.7766 | 7.2328 | 6800.8863 | 9040.2564 | 138.6453 | 184.2979
1 | 3100 | 707 | 0.04 | 15 | 15 | 7 | 4.217e-11 | 5spot_SharedNeighbor | Water | Porous | Wet | R245fa | MinimizeLCOE_Brownfield | IgnoreSilica | 94.4413 | 25.8931 | 2.1118 | 4 | 6304.4538 | 8221.9024 | 128.5248 | 167.6146 | 135.4445 | 0 | 187.7482 | 4225714.7638 | 187550.4119 | 4552279.2437 | 4077240.0236 | 0 | 649863.3281 | 0 | 5340132.6307 | 13893929.6934 | 9482892.5074 | 42409602.6027 | 961560.8286 | 9883032.0773 | 9883032.0773 | 1478867.319 | 4834933.9008 | 0 | 53254195.5085 | 69451028.8056 | 42169.6503 | 8.4471 | 6304.4538 | 8221.9024 | 128.5248 | 167.6146
1 | 3100 | 707 | 0.04 | 15 | 15 | 7 | 5.6234e-11 | 5spot_SharedNeighbor | Water | Porous | Wet | R245fa | MinimizeLCOE_Brownfield | IgnoreSilica | 105.1723 | 28.7602 | 2.4028 | 4 | 5919.0031 | 7604.2377 | 120.6669 | 155.0227 | 135.2441 | 0 | 210.924 | 4548412.29 | 201400.9664 | 4951882.5362 | 4533172.5852 | 0 | 630913.1618 | 0 | 5797654.8004 | 15084308.5282 | 10295350.522 | 46043095.3902 | 961560.8286 | 9883032.0773 | 9883032.0773 | 1478867.319 | 4834933.9008 | 0 | 56887688.296 | 73084521.5931 | 56234.1325 | 9.611 | 5919.0031 | 7604.2377 | 120.6669 | 155.0227
1 | 3100 | 707 | 0.04 | 15 | 15 | 7 | 7.4989e-11 | 5spot_SharedNeighbor | Water | Porous | Wet | R245fa | MinimizeLCOE_Brownfield | IgnoreSilica | 114.7307 | 31.2815 | 2.6685 | 4 | 5621.3107 | 7138.7254 | 114.598 | 145.5326 | 135.0174 | 0 | 229.5383 | 4822967.2059 | 213057.6549 | 5297008.5522 | 4937309.6611 | 0 | 600842.1844 | 0 | 6189762.2508 | 16104491.6818 | 10991646.4871 | 49157085.6782 | 961560.8286 | 9883032.0773 | 9883032.0773 | 1478867.319 | 4834933.9008 | 0 | 60001678.5841 | 76198511.8811 | 74989.4209 | 10.674 | 5621.3107 | 7138.7254 | 114.598 | 145.5326
1 | 3100 | 707 | 0.04 | 15 | 15 | 7 | 1e-10 | 5spot_SharedNeighbor | Water | Porous | Wet | R245fa | MinimizeLCOE_Brownfield | IgnoreSilica | 122.9083 | 33.4091 | 2.9005 | 4 | 5392.4645 | 6788.5153 | 109.9327 | 138.3931 | 134.7904 | 0 | 227.2399 | 5048267.9615 | 222514.1544 | 5584172.3475 | 5279177.1317 | 0 | 563955.6653 | 0 | 6512254.0316 | 16943549.1432 | 11564320.4453 | 51718210.8806 | 961560.8286 | 9883032.0773 | 9883032.0773 | 1478867.319 | 4834933.9008 | 0 | 62562803.7864 | 78759637.0835 | 100000 | 11.6019 | 5392.4645 | 6788.5153 | 109.9327 | 138.3931
1 | 3100 | 707 | 0.04 | 15 | 15 | 7 | 1.3335e-10 | 5spot_SharedNeighbor | Water | Porous | Wet | R245fa | MinimizeLCOE_Brownfield | IgnoreSilica | 129.705 | 35.1569 | 3.0966 | 4 | 5217.2173 | 6524.8586 | 106.36 | 133.0181 | 134.58 | 0 | 244.9318 | 5229248.2104 | 230035.818 | 5817498.3889 | 5561478.3503 | 0 | 524674.5731 | 0 | 6771544.7829 | 17618170.4902 | 12024763.3768 | 53777413.9905 | 961560.8286 | 9883032.0773 | 9883032.0773 | 1478867.319 | 4834933.9008 | 0 | 64622006.8964 | 80818840.1934 | 133352.1432 | 12.3863 | 5217.2173 | 6524.8586 | 106.36 | 133.0181
1 | 3100 | 707 | 0.04 | 15 | 15 | 7 | 1.7783e-10 | 5spot_SharedNeighbor | Water | Porous | Wet | R245fa | MinimizeLCOE_Brownfield | IgnoreSilica | 137.4445 | 37.1355 | 3.2965 | 4 | 5082.0345 | 6310.3611 | 103.6041 | 128.6452 | 134.3418 | 0 | 195.9254 | 5430515.4182 | 238360.2327 | 6078941.3429 | 5881985.3086 | 0 | 504845.3298 | 0 | 7072512.5766 | 18401226.9525 | 12559215.5025 | 56167602.6637 | 961560.8286 | 9883032.0773 | 9883032.0773 | 1478867.319 | 4834933.9008 | 0 | 67012195.5696 | 83209028.8667 | 177827.941 | 13.1861 | 5082.0345 | 6310.3611 | 103.6041 | 128.6452
1 | 3100 | 707 | 0.04 | 15 | 15 | 7 | 2.3714e-10 | 5spot_SharedNeighbor | Water | Porous | Wet | R245fa | MinimizeLCOE_Brownfield | IgnoreSilica | 142.1749 | 38.339 | 3.4345 | 4 | 4978.2708 | 6157.2347 | 101.4888 | 125.5236 | 134.1976 | 0 | 262.2144 | 5551188.9339 | 243331.9619 | 6236654.2169 | 6077411.3244 | 0 | 471696.2834 | 0 | 7246310.261 | 18853412.8765 | 12867841.6871 | 57547847.5453 | 961560.8286 | 9883032.0773 | 9883032.0773 | 1478867.319 | 4834933.9008 | 0 | 68392440.4511 | 84589273.7482 | 237137.3706 | 13.7382 | 4978.2708 | 6157.2347 | 101.4888 | 125.5236
1 | 3100 | 707 | 0.04 | 15 | 15 | 7 | 3.1623e-10 | 5spot_SharedNeighbor | Water | Porous | Wet | R245fa | MinimizeLCOE_Brownfield | IgnoreSilica | 145.8561 | 39.2704 | 3.5435 | 4 | 4899.4197 | 6042.1369 | 99.8813 | 123.1771 | 134.0817 | 0 | 231.9386 | 5643565.6714 | 247119.5955 | 6358054.8183 | 6229058.0256 | 0 | 442061.8201 | 0 | 7378745.3731 | 19197981.872 | 13103017.1067 | 58599604.2828 | 961560.8286 | 9883032.0773 | 9883032.0773 | 1478867.319 | 4834933.9008 | 0 | 69444197.1886 | 85641030.4857 | 316227.766 | 14.174 | 4899.4197 | 6042.1369 | 99.8813 | 123.1771
1 | 3100 | 707 | 0.04 | 15 | 15 | 7 | 4.217e-10 | 5spot_SharedNeighbor | Water | Porous | Wet | R245fa | MinimizeLCOE_Brownfield | IgnoreSilica | 148.7472 | 39.9984 | 3.6293 | 4 | 4839.6436 | 5955.3411 | 98.6627 | 121.4077 | 133.9884 | 0 | 242.9953 | 5715177.1888 | 250044.2474 | 6452580.9327 | 6347808.1482 | 0 | 417065.0319 | 0 | 7481243.4641 | 19464660.8795 | 13285031.009 | 59413610.9015 | 961560.8286 | 9883032.0773 | 9883032.0773 | 1478867.319 | 4834933.9008 | 0 | 70258203.8074 | 86455037.1044 | 421696.5034 | 14.5172 | 4839.6436 | 5955.3411 | 98.6627 | 121.4077
1 | 3100 | 707 | 0.04 | 15 | 15 | 7 | 5.6234e-10 | 5spot_SharedNeighbor | Water | Porous | Wet | R245fa | MinimizeLCOE_Brownfield | IgnoreSilica | 151.2858 | 40.6345 | 3.7024 | 4 | 4792.3192 | 5885.9944 | 97.6979 | 119.994 | 133.9051 | 0 | 271.3355 | 5777306.5583 | 252571.8491 | 6534920.6524 | 6451369.5837 | 0 | 396990.6313 | 0 | 7571132.1172 | 19698532.7162 | 13444653.3432 | 60127477.4514 | 961560.8286 | 9883032.0773 | 9883032.0773 | 1478867.319 | 4834933.9008 | 0 | 70972070.3573 | 87168903.6543 | 562341.3252 | 14.8095 | 4792.3192 | 5885.9944 | 97.6979 | 119.994
1 | 3100 | 707 | 0.04 | 15 | 15 | 7 | 7.4989e-10 | 5spot_SharedNeighbor | Water | Porous | Wet | R245fa | MinimizeLCOE_Brownfield | IgnoreSilica | 152.913 | 41.041 | 3.7519 | 4 | 4758.5293 | 5837.7721 | 97.0091 | 119.0109 | 133.8507 | 0 | 230.8784 | 5816794.8091 | 254173.9861 | 6587405.6722 | 6517629.2227 | 0 | 379859.5095 | 0 | 7626786.6478 | 19843334.3886 | 13543483.46 | 60569467.696 | 961560.8286 | 9883032.0773 | 9883032.0773 | 1478867.319 | 4834933.9008 | 0 | 71414060.6019 | 87610893.8989 | 749894.2093 | 15.0076 | 4758.5293 | 5837.7721 | 97.0091 | 119.0109
1 | 3100 | 707 | 0.04 | 15 | 15 | 7 | 1e-09 | 5spot_SharedNeighbor | Water | Porous | Wet | R245fa | MinimizeLCOE_Brownfield | IgnoreSilica | 154.1434 | 41.3477 | 3.7896 | 4 | 4733.0486 | 5801.563 | 96.4896 | 118.2727 | 133.8093 | 0 | 242.4881 | 5846486.5003 | 255376.5014 | 6626945.6518 | 6567672.0315 | 0 | 366182.1711 | 0 | 7668438.5139 | 19951704.0001 | 13617447.9466 | 60900253.3166 | 961560.8286 | 9883032.0773 | 9883032.0773 | 1478867.319 | 4834933.9008 | 0 | 71744846.2225 | 87941679.5195 | 1000000 | 15.1583 | 4733.0486 | 5801.563 | 96.4896 | 118.2727
1 | 3100 | 707 | 0.04 | 15 | 15 | 7 | 1.3335e-09 | 5spot_SharedNeighbor | Water | Porous | Wet | R245fa | MinimizeLCOE_Brownfield | IgnoreSilica | 155.064 | 41.5768 | 3.818 | 4 | 4713.856 | 5774.4156 | 96.0983 | 117.7193 | 133.778 | 0 | 262.9317 | 5868609.1556 | 256271.2511 | 6656448.863 | 6605082.5607 | 0 | 355360.538 | 0 | 7699291.2237 | 20031976.4223 | 13672235.5241 | 61145275.5385 | 961560.8286 | 9883032.0773 | 9883032.0773 | 1478867.319 | 4834933.9008 | 0 | 71989868.4444 | 88186701.7414 | 1333521.4322 | 15.272 | 4713.856 | 5774.4156 | 96.0983 | 117.7193
1 | 3100 | 707 | 0.04 | 15 | 15 | 7 | 1.7783e-09 | 5spot_SharedNeighbor | Water | Porous | Wet | R245fa | MinimizeLCOE_Brownfield | IgnoreSilica | 155.7628 | 41.7505 | 3.8396 | 4 | 4699.4135 | 5754.0121 | 95.8039 | 117.3033 | 133.7541 | 0 | 273.8968 | 5885347.8987 | 256947.5559 | 6678796.3125 | 6633459.5461 | 0 | 346983.6711 | 0 | 7722598.6439 | 20092617.5486 | 13713624.3389 | 61330375.5157 | 961560.8286 | 9883032.0773 | 9883032.0773 | 1478867.319 | 4834933.9008 | 0 | 72174968.4215 | 88371801.7186 | 1778279.41 | 15.3583 | 4699.4135 | 5754.0121 | 95.8039 | 117.3033
1 | 3100 | 707 | 0.04 | 15 | 15 | 7 | 2.3714e-09 | 5spot_SharedNeighbor | Water | Porous | Wet | R245fa | MinimizeLCOE_Brownfield | IgnoreSilica | 156.2723 | 41.877 | 3.8556 | 4 | 4688.5538 | 5738.7761 | 95.5825 | 116.9927 | 133.7367 | 0 | 269.3522 | 5897523.4016 | 257439.101 | 6695064.9825 | 6654139.5744 | 0 | 340396.9594 | 0 | 7739379.9674 | 20136279.1101 | 13743424.2518 | 61463647.3484 | 961560.8286 | 9883032.0773 | 9883032.0773 | 1478867.319 | 4834933.9008 | 0 | 72308240.2543 | 88505073.5513 | 2371373.7057 | 15.4223 | 4688.5538 | 5738.7761 | 95.5825 | 116.9927
1 | 3100 | 707 | 0.04 | 15 | 15 | 7 | 3.1623e-09 | 5spot_SharedNeighbor | Water | Porous | Wet | R245fa | MinimizeLCOE_Brownfield | IgnoreSilica | 156.6667 | 41.9749 | 3.8678 | 4 | 4680.3931 | 5727.2894 | 95.4161 | 116.7585 | 133.7231 | 0 | 242.6621 | 5906929.9514 | 257818.6458 | 6707641.3638 | 6670138.5995 | 0 | 335440.2726 | 0 | 7752407.8449 | 20170174.975 | 13766558.8761 | 61567110.5292 | 961560.8286 | 9883032.0773 | 9883032.0773 | 1478867.319 | 4834933.9008 | 0 | 72411703.4351 | 88608536.7321 | 3162277.6602 | 15.4713 | 4680.3931 | 5727.2894 | 95.4161 | 116.7585
1 | 3100 | 707 | 0.04 | 15 | 15 | 7 | 4.217e-09 | 5spot_SharedNeighbor | Water | Porous | Wet | R245fa | MinimizeLCOE_Brownfield | IgnoreSilica | 156.9419 | 42.0432 | 3.8767 | 4 | 4674.2635 | 5718.7697 | 95.2912 | 116.5849 | 133.7136 | 0 | 255.6887 | 5913485.9673 | 258083.0485 | 6716410.8812 | 6681301.4281 | 0 | 331499.6192 | 0 | 7761304.5683 | 20193322.4241 | 13782357.4857 | 61637765.4224 | 961560.8286 | 9883032.0773 | 9883032.0773 | 1478867.319 | 4834933.9008 | 0 | 72482358.3282 | 88679191.6253 | 4216965.0343 | 15.5067 | 4674.2635 | 5718.7697 | 95.2912 | 116.5849
1 | 3100 | 707 | 0.04 | 15 | 15 | 7 | 5.6234e-09 | 5spot_SharedNeighbor | Water | Porous | Wet | R245fa | MinimizeLCOE_Brownfield | IgnoreSilica | 157.166 | 42.0988 | 3.8836 | 4 | 4669.6614 | 5712.2962 | 95.1974 | 116.4529 | 133.7059 | 0 | 255.8104 | 5918819.6838 | 258298.0978 | 6723547.5823 | 6690389.5864 | 0 | 328644.5273 | 0 | 7768682.7963 | 20212519.06 | 13795459.5842 | 61696360.9181 | 961560.8286 | 9883032.0773 | 9883032.0773 | 1478867.319 | 4834933.9008 | 0 | 72540953.824 | 88737787.121 | 5623413.2519 | 15.5345 | 4669.6614 | 5712.2962 | 95.1974 | 116.4529
1 | 3100 | 707 | 0.04 | 15 | 15 | 7 | 7.4989e-09 | 5spot_SharedNeighbor | Water | Porous | Wet | R245fa | MinimizeLCOE_Brownfield | IgnoreSilica | 157.3272 | 42.1387 | 3.8887 | 4 | 4666.207 | 5707.4734 | 95.1269 | 116.3546 | 133.7003 | 0 | 241.3131 | 5922651.5838 | 258452.5532 | 6728676.2303 | 6696922.8636 | 0 | 326428.5374 | 0 | 7773921.3897 | 20226148.8054 | 13804762.1655 | 61737964.1288 | 961560.8286 | 9883032.0773 | 9883032.0773 | 1478867.319 | 4834933.9008 | 0 | 72582557.0347 | 88779390.3317 | 7498942.0933 | 15.5549 | 4666.207 | 5707.4734 | 95.1269 | 116.3546
1 | 3100 | 707 | 0.04 | 15 | 15 | 7 | 1e-08 | 5spot_SharedNeighbor | Water | Porous | Wet | R245fa | MinimizeLCOE_Brownfield | IgnoreSilica | 157.4561 | 42.1707 | 3.8927 | 4 | 4663.6148 | 5703.8188 | 95.0741 | 116.2801 | 133.6959 | 0 | 249.8156 | 5925715.3433 | 258576.0283 | 6732777.4894 | 6702148.6069 | 0 | 324817.1177 | 0 | 7778173.4884 | 20237211.8939 | 13812312.9507 | 61771732.9186 | 961560.8286 | 9883032.0773 | 9883032.0773 | 1478867.319 | 4834933.9008 | 0 | 72616325.8244 | 88813159.1215 | 10000000 | 15.5708 | 4663.6148 | 5703.8188 | 95.0741 | 116.2801
1 | 3200 | 707 | 0.04 | 15 | 15 | 7 | 1e-13 | 5spot_SharedNeighbor | Water | Porous | Wet | R245fa | MinimizeLCOE_Brownfield | IgnoreSilica | 0 | 0 | 0 | 0 | [6 empty] | 21.7101 | [19 empty] | 100 | 0
1 | 3200 | 707 | 0.04 | 15 | 15 | 7 | 1.3335e-13 | 5spot_SharedNeighbor | Water | Porous | Wet | R245fa | MinimizeLCOE_Brownfield | IgnoreSilica | 0 | 0 | 0 | 0 | [6 empty] | 22.8465 | [19 empty] | 133.3521 | 0
1 | 3200 | 707 | 0.04 | 15 | 15 | 7 | 1.7783e-13 | 5spot_SharedNeighbor | Water | Porous | Wet | R245fa | MinimizeLCOE_Brownfield | IgnoreSilica | 0.88403 | 0.14567 | 0.0014636 | 4 | 2069570.006 | 4929000.0651 | 42190.9839 | 100484.3333 | 101.8792 | 0 | 58.0404 | 93460.6051 | 3289.3608 | 73904.7636 | 53623.9427 | 0 | 60922.3837 | 0 | 111228.4118 | 289393.5113 | 197517.0179 | 883339.9969 | 961560.8286 | 10270819.4043 | 10270819.4043 | 1478867.319 | 4990048.8316 | 0 | 12115720.2298 | 28855455.7847 | 177.8279 | 0.0058542 | 2069570.006 | 4929000.0651 | 42190.9839 | 100484.3333
1 | 3200 | 707 | 0.04 | 15 | 15 | 7 | 2.3714e-13 | 5spot_SharedNeighbor | Water | Porous | Wet | R245fa | MinimizeLCOE_Brownfield | IgnoreSilica | 1.1424 | 0.21212 | 0.0053329 | 4 | 579370.4806 | 1364115.2792 | 11811.2509 | 27809.3351 | 108.9661 | 0 | 49.4383 | 126818.6555 | 4701.4417 | 99303.1159 | 64394.0091 | 0 | 68468.0929 | 0 | 141837.2729 | 369031.4892 | 251871.5742 | 1126425.6514 | 961560.8286 | 10270819.4043 | 10270819.4043 | 1478867.319 | 4990048.8316 | 0 | 12358805.8843 | 29098541.4392 | 237.1374 | 0.021331 | 579370.4806 | 1364115.2792 | 11811.2509 | 27809.3351
1 | 3200 | 707 | 0.04 | 15 | 15 | 7 | 3.1623e-13 | 5spot_SharedNeighbor | Water | Porous | Wet | R245fa | MinimizeLCOE_Brownfield | IgnoreSilica | 1.5102 | 0.31101 | 0.011379 | 4 | 278894.3606 | 646686.1176 | 5685.6388 | 13183.5712 | 115.5 | 0 | 59.0545 | 171750.186 | 6677.4911 | 134237.2961 | 80026.3711 | 0 | 79102.2299 | 0 | 183999.4939 | 478728.9398 | 326742.3383 | 1461264.3462 | 961560.8286 | 10270819.4043 | 10270819.4043 | 1478867.319 | 4990048.8316 | 0 | 12693644.5791 | 29433380.134 | 316.2278 | 0.045514 | 278894.3606 | 646686.1176 | 5685.6388 | 13183.5712
1 | 3200 | 707 | 0.04 | 15 | 15 | 7 | 4.217e-13 | 5spot_SharedNeighbor | Water | Porous | Wet | R245fa | MinimizeLCOE_Brownfield | IgnoreSilica | 1.982 | 0.44179 | 0.020118 | 4 | 162789.0193 | 370810.7268 | 3318.6743 | 7559.4782 | 120.7362 | 0 | 353.2327 | 225486.6881 | 9107.841 | 177103.0318 | 100424.3445 | 0 | 90809.4035 | 0 | 235143.2104 | 611794.399 | 417562.2485 | 1867431.1668 | 961560.8286 | 10270819.4043 | 10270819.4043 | 1478867.319 | 4990048.8316 | 0 | 13099811.3997 | 29839546.9546 | 421.6965 | 0.080471 | 162789.0193 | 370810.7268 | 3318.6743 | 7559.4782
1 | 3200 | 707 | 0.04 | 15 | 15 | 7 | 5.6234e-13 | 5spot_SharedNeighbor | Water | Porous | Wet | R245fa | MinimizeLCOE_Brownfield | IgnoreSilica | 2.6044 | 0.61758 | 0.032378 | 4 | 105046.7935 | 234297.3207 | 2141.521 | 4776.4678 | 124.9929 | 0 | 482.9604 | 290929.649 | 12119.4152 | 230849.169 | 127455.3817 | 0 | 104691.5645 | 0 | 298757.62 | 777306.0435 | 530527.3468 | 2372636.1896 | 961560.8286 | 10270819.4043 | 10270819.4043 | 1478867.319 | 4990048.8316 | 0 | 13605016.4226 | 30344751.9774 | 562.3413 | 0.12951 | 105046.7935 | 234297.3207 | 2141.521 | 4776.4678
1 | 3200 | 707 | 0.04 | 15 | 15 | 7 | 7.4989e-13 | 5spot_SharedNeighbor | Water | Porous | Wet | R245fa | MinimizeLCOE_Brownfield | IgnoreSilica | 3.4601 | 0.86268 | 0.049662 | 4 | 71803.2748 | 156071.9807 | 1463.8069 | 3181.7384 | 128.5081 | 0 | 652.3954 | 373739.6393 | 15976.6519 | 300883.0985 | 165249.9617 | 0 | 122802.6305 | 0 | 381674.2729 | 993038.166 | 677768.9532 | 3031133.374 | 961560.8286 | 10270819.4043 | 10270819.4043 | 1478867.319 | 4990048.8316 | 0 | 14263513.6069 | 31003249.1618 | 749.8942 | 0.19865 | 71803.2748 | 156071.9807 | 1463.8069 | 3181.7384
1 | 3200 | 707 | 0.04 | 15 | 15 | 7 | 1e-12 | 5spot_SharedNeighbor | Water | Porous | Wet | R245fa | MinimizeLCOE_Brownfield | IgnoreSilica | 4.5842 | 1.187 | 0.073046 | 4 | 51592.767 | 108884.1543 | 1051.7883 | 2219.7508 | 131.2278 | 0 | 91.25 | 473177.5227 | 20632.5267 | 387691.0406 | 214973.8104 | 0 | 144075.3831 | 0 | 483814.6106 | 1258786.3728 | 859147.5649 | 3842298.8318 | 961560.8286 | 10270819.4043 | 10270819.4043 | 1478867.319 | 4990048.8316 | 0 | 15074679.0647 | 31814414.6196 | 1000 | 0.29219 | 51592.767 | 108884.1543 | 1051.7883 | 2219.7508
1 | 3200 | 707 | 0.04 | 15 | 15 | 7 | 1.3335e-12 | 5spot_SharedNeighbor | Water | Porous | Wet | R245fa | MinimizeLCOE_Brownfield | IgnoreSilica | 6.0728 | 1.6181 | 0.10446 | 4 | 38492.1927 | 78555.6406 | 784.7154 | 1601.463 | 133.3193 | 0 | 72.6956 | 593414.2759 | 26268.4589 | 496014.0959 | 280853.5956 | 0 | 169623.157 | 0 | 610807.6975 | 1589196.3349 | 1084659.1533 | 4850836.7689 | 961560.8286 | 10270819.4043 | 10270819.4043 | 1478867.319 | 4990048.8316 | 0 | 16083217.0019 | 32822952.5567 | 1333.5214 | 0.41783 | 38492.1927 | 78555.6406 | 784.7154 | 1601.463
1 | 3200 | 707 | 0.04 | 15 | 15 | 7 | 1.7783e-12 | 5spot_SharedNeighbor | Water | Porous | Wet | R245fa | MinimizeLCOE_Brownfield | IgnoreSilica | 8.0756 | 2.196 | 0.14623 | 4 | 29670.0751 | 58288.2671 | 604.8646 | 1188.2852 | 134.8205 | 0 | 69.4436 | 740048.8011 | 33109.0684 | 632650.6214 | 369431.871 | 0 | 201555.0889 | 0 | 770950.2258 | 2005854.344 | 1369036.8059 | 6122636.8266 | 961560.8286 | 10270819.4043 | 10270819.4043 | 1478867.319 | 4990048.8316 | 0 | 17355017.0595 | 34094752.6144 | 1778.2794 | 0.58493 | 29670.0751 | 58288.2671 | 604.8646 | 1188.2852
1 | 3200 | 707 | 0.04 | 15 | 15 | 7 | 2.3714e-12 | 5spot_SharedNeighbor | Water | Porous | Wet | R245fa | MinimizeLCOE_Brownfield | IgnoreSilica | 10.7326 | 2.9735 | 0.20371 | 4 | 23267.477 | 43810.8383 | 474.339 | 893.1432 | 136.2396 | 0 | 108.9125 | 921154.7403 | 41602.5956 | 805503.1151 | 486885.2319 | 0 | 239676.8691 | 0 | 972980.7953 | 2531496.4435 | 1727798.3397 | 7727098.1305 | 961560.8286 | 10270819.4043 | 10270819.4043 | 1478867.319 | 4990048.8316 | 0 | 18959478.3634 | 35699213.9183 | 2371.3737 | 0.81485 | 23267.477 | 43810.8383 | 474.339 | 893.1432
1 | 3200 | 707 | 0.04 | 15 | 15 | 7 | 3.1623e-12 | 5spot_SharedNeighbor | Water | Porous | Wet | R245fa | MinimizeLCOE_Brownfield | IgnoreSilica | 14.2675 | 4.0038 | 0.27952 | 4 | 18754.3214 | 33726.1585 | 382.3322 | 687.5534 | 137.1964 | 0 | 97.4539 | 1140234.6721 | 51816.2954 | 1021304.2686 | 643951.6859 | 0 | 286278.539 | 0 | 1225998.3298 | 3189796.1673 | 2177101.428 | 9736481.3862 | 961560.8286 | 10270819.4043 | 10270819.4043 | 1478867.319 | 4990048.8316 | 0 | 20968861.6191 | 37708597.174 | 3162.2777 | 1.1181 | 18754.3214 | 33726.1585 | 382.3322 | 687.5534
1 | 3200 | 707 | 0.04 | 15 | 15 | 7 | 4.217e-12 | 5spot_SharedNeighbor | Water | Porous | Wet | R245fa | MinimizeLCOE_Brownfield | IgnoreSilica | 18.9622 | 5.3729 | 0.38037 | 4 | 15439.7609 | 26441.9738 | 314.7604 | 539.0554 | 137.9227 | 0 | 87.2076 | 1406938.1405 | 64204.5188 | 1291612.8345 | 852429.3577 | 0 | 342848.0714 | 0 | 1543632.84 | 4016216.007 | 2741149.9497 | 12259031.7196 | 961560.8286 | 10270819.4043 | 10270819.4043 | 1478867.319 | 4990048.8316 | 0 | 23491411.9526 | 40231147.5074 | 4216.965 | 1.5215 | 15439.7609 | 26441.9738 | 314.7604 | 539.0554
1 | 3200 | 707 | 0.04 | 15 | 15 | 7 | 5.6234e-12 | 5spot_SharedNeighbor | Water | Porous | Wet | R245fa | MinimizeLCOE_Brownfield | IgnoreSilica | 25.2032 | 7.193 | 0.51435 | 4 | 12961.1816 | 21097.5056 | 264.2312 | 430.1012 | 138.4741 | 0 | 101.4897 | 1732227.3899 | 79256.5668 | 1630548.4494 | 1129232.5071 | 0 | 411877.1034 | 0 | 1943425.3865 | 5056394.2042 | 3451092.9429 | 15434054.5502 | 961560.8286 | 10270819.4043 | 10270819.4043 | 1478867.319 | 4990048.8316 | 0 | 26666434.7831 | 43406170.338 | 5623.4133 | 2.0574 | 12961.1816 | 21097.5056 | 264.2312 | 430.1012
1 | 3200 | 707 | 0.04 | 15 | 15 | 7 | 7.4989e-12 | 5spot_SharedNeighbor | Water | Porous | Wet | R245fa | MinimizeLCOE_Brownfield | IgnoreSilica | 33.4394 | 9.5956 | 0.6913 | 4 | 11081.2989 | 17134.9917 | 225.9073 | 349.32 | 138.8907 | 0 | 115.2268 | 2126728.6135 | 97441.1164 | 2052791.5851 | 1494539.7228 | 0 | 495259.105 | 0 | 2444036.4557 | 6358881.517 | 4340067.2973 | 19409745.413 | 961560.8286 | 10270819.4043 | 10270819.4043 | 1478867.319 | 4990048.8316 | 0 | 30642125.6459 | 47381861.2008 | 7498.9421 | 2.7652 | 11081.2989 | 17134.9917 | 225.9073 | 349.32
1 | 3200 | 707 | 0.04 | 15 | 15 | 7 | 1e-11 | 5spot_SharedNeighbor | Water | Porous | Wet | R245fa | MinimizeLCOE_Brownfield | IgnoreSilica | 42.925 | 12.3634 | 0.90727 | 4 | 9635.1002 | 14247.7478 | 196.4245 | 290.4596 | 139.1728 | 0 | 108.226 | 2546936.3346 | 116741.7454 | 2513709.7992 | 1915732.1838 | 0 | 569898.4628 | 0 | 2988577.2251 | 7775664.8981 | 5307051.0669 | 23734311.716 | 961560.8286 | 10270819.4043 | 10270819.4043 | 1478867.319 | 4990048.8316 | 0 | 34966691.9489 | 51706427.5038 | 10000 | 3.6291 | 9635.1002 | 14247.7478 | 196.4245 | 290.4596
1 | 3200 | 707 | 0.04 | 15 | 15 | 7 | 1.3335e-11 | 5spot_SharedNeighbor | Water | Porous | Wet | R245fa | MinimizeLCOE_Brownfield | IgnoreSilica | 52.8519 | 15.2577 | 1.1548 | 4 | 8495.6976 | 12119.7973 | 173.1963 | 247.0785 | 139.3469 | 0 | 129.7519 | 2957790.1232 | 135540.2083 | 2974027.5207 | 2356512.879 | 0 | 619396.6373 | 0 | 3526874.2738 | 9176203.3989 | 6262947.3719 | 28009292.4132 | 961560.8286 | 10270819.4043 | 10270819.4043 | 1478867.319 | 4990048.8316 | 0 | 39241672.6461 | 55981408.201 | 13335.2143 | 4.619 | 8495.6976 | 12119.7973 | 173.1963 | 247.0785
1 | 3200 | 707 | 0.04 | 15 | 15 | 7 | 1.7783e-11 | 5spot_SharedNeighbor | Water | Porous | Wet | R245fa | MinimizeLCOE_Brownfield | IgnoreSilica | 63.9797 | 18.4926 | 1.4429 | 4 | 7593.5864 | 10494.0185 | 154.8055 | 213.9348 | 139.4381 | 0 | 167.3003 | 3390476.7986 | 155235.7976 | 3468355.3982 | 2849712.0039 | 0 | 659646.3683 | 0 | 4104136.283 | 10678120.7343 | 7288036.8146 | 32593720.1985 | 961560.8286 | 10270819.4043 | 10270819.4043 | 1478867.319 | 4990048.8316 | 0 | 43826100.4314 | 60565835.9863 | 17782.7941 | 5.7715 | 7593.5864 | 10494.0185 | 154.8055 | 213.9348
1 | 3200 | 707 | 0.04 | 15 | 15 | 7 | 2.3714e-11 | 5spot_SharedNeighbor | Water | Porous | Wet | R245fa | MinimizeLCOE_Brownfield | IgnoreSilica | 75.8038 | 21.9082 | 1.7612 | 4 | 6881.6827 | 9257.8409 | 140.2924 | 188.7336 | 139.4314 | 0 | 170.0503 | 3822947.0818 | 174777.071 | 3972040.8866 | 3371734.3112 | 0 | 684706.577 | 0 | 4690220.3118 | 12202991.1548 | 8328792.2096 | 37248209.6039 | 961560.8286 | 10270819.4043 | 10270819.4043 | 1478867.319 | 4990048.8316 | 0 | 48480589.8368 | 65220325.3917 | 23713.7371 | 7.0449 | 6881.6827 | 9257.8409 | 140.2924 | 188.7336
1 | 3200 | 707 | 0.04 | 15 | 15 | 7 | 3.1623e-11 | 5spot_SharedNeighbor | Water | Porous | Wet | R245fa | MinimizeLCOE_Brownfield | IgnoreSilica | 87.7593 | 25.3283 | 2.0946 | 4 | 6323.0337 | 8321.017 | 128.9036 | 169.6352 | 139.3267 | 0 | 179.701 | 4235022.7963 | 193217.2587 | 4461123.2374 | 3896392.6984 | 0 | 691989.0019 | 0 | 5256320.5471 | 13675867.844 | 9334060.8145 | 41743994.1982 | 961560.8286 | 10270819.4043 | 10270819.4043 | 1478867.319 | 4990048.8316 | 0 | 52976374.4311 | 69716109.986 | 31622.7766 | 8.3783 | 6323.0337 | 8321.017 | 128.9036 | 169.6352
1 | 3200 | 707 | 0.04 | 15 | 15 | 7 | 4.217e-11 | 5spot_SharedNeighbor | Water | Porous | Wet | R245fa | MinimizeLCOE_Brownfield | IgnoreSilica | 99.2332 | 28.5703 | 2.4247 | 4 | 5887.241 | 7613.1786 | 120.0194 | 155.2049 | 139.1432 | 0 | 203.0925 | 4608900.371 | 209757.2582 | 4912978.1769 | 4396111.489 | 0 | 681346.1064 | 0 | 5775546.4266 | 15026787.0746 | 10256090.948 | 45867517.8508 | 961560.8286 | 10270819.4043 | 10270819.4043 | 1478867.319 | 4990048.8316 | 0 | 57099898.0837 | 73839633.6385 | 42169.6503 | 9.6989 | 5887.241 | 7613.1786 | 120.0194 | 155.2049
1 | 3200 | 707 | 0.04 | 15 | 15 | 7 | 5.6234e-11 | 5spot_SharedNeighbor | Water | Porous | Wet | R245fa | MinimizeLCOE_Brownfield | IgnoreSilica | 109.7808 | 31.5103 | 2.7361 | 4 | 5549.1573 | 7078.6664 | 113.1271 | 144.3082 | 138.9101 | 0 | 206.6536 | 4935438.4834 | 224028.997 | 5314249.7915 | 4852217.135 | 0 | 656113.7583 | 0 | 6232998.7844 | 16216984.2732 | 11068424.9922 | 49500456.215 | 961560.8286 | 10270819.4043 | 10270819.4043 | 1478867.319 | 4990048.8316 | 0 | 60732836.4479 | 77472572.0028 | 56234.1325 | 10.9445 | 5549.1573 | 7078.6664 | 113.1271 | 144.3082
1 | 3200 | 707 | 0.04 | 15 | 15 | 7 | 7.4989e-11 | 5spot_SharedNeighbor | Water | Porous | Wet | R245fa | MinimizeLCOE_Brownfield | IgnoreSilica | 119.0692 | 34.0644 | 3.0166 | 4 | 5288.1786 | 6675.4606 | 107.8067 | 136.0883 | 138.6587 | 0 | 213.127 | 5210350.4462 | 235904.3003 | 5657084.1041 | 5251774.8765 | 0 | 620505.6653 | 0 | 6620491.563 | 17225160.9975 | 11756526.3224 | 52577798.2753 | 961560.8286 | 10270819.4043 | 10270819.4043 | 1478867.319 | 4990048.8316 | 0 | 63810178.5082 | 80549914.0631 | 74989.4209 | 12.0666 | 5288.1786 | 6675.4606 | 107.8067 | 136.0883
1 | 3200 | 707 | 0.04 | 15 | 15 | 7 | 1e-10 | 5spot_SharedNeighbor | Water | Porous | Wet | R245fa | MinimizeLCOE_Brownfield | IgnoreSilica | 126.9498 | 36.2032 | 3.2592 | 4 | 5087.6377 | 6371.6606 | 103.7184 | 129.8949 | 138.4141 | 0 | 215.7652 | 5434625.4554 | 245481.3184 | 5940457.5707 | 5588543.305 | 0 | 579189.8985 | 0 | 6937436.0437 | 18049785.5219 | 12319349.5047 | 55094868.6184 | 961560.8286 | 10270819.4043 | 10270819.4043 | 1478867.319 | 4990048.8316 | 0 | 66327248.8513 | 83066984.4062 | 100000 | 13.0369 | 5087.6377 | 6371.6606 | 103.7184 | 129.8949
1 | 3200 | 707 | 0.04 | 15 | 15 | 7 | 1.3335e-10 | 5spot_SharedNeighbor | Water | Porous | Wet | R245fa | MinimizeLCOE_Brownfield | IgnoreSilica | 135.5855 | 38.5226 | 3.5015 | 4 | 4933.5015 | 6128.6711 | 100.5761 | 124.9413 | 138.1297 | 0 | 247.4322 | 5672420.7216 | 255543.4155 | 6244206.3418 | 5955676.1252 | 0 | 555487.7974 | 0 | 7286500.4166 | 18957979.4172 | 12939210.4998 | 57867024.7351 | 961560.8286 | 10270819.4043 | 10270819.4043 | 1478867.319 | 4990048.8316 | 0 | 69099404.968 | 85839140.5229 | 133352.1432 | 14.0062 | 4933.5015 | 6128.6711 | 100.5761 | 124.9413
1 | 3200 | 707 | 0.04 | 15 | 15 | 7 | 1.7783e-10 | 5spot_SharedNeighbor | Water | Porous | Wet | R245fa | MinimizeLCOE_Brownfield | IgnoreSilica | 141.3077 | 40.0532 | 3.6792 | 4 | 4814.0515 | 5951.5097 | 98.141 | 121.3296 | 137.9486 | 0 | 242.6598 | 5826844.6266 | 262056.6951 | 6442674.7922 | 6198227.8034 | 0 | 517897.5544 | 0 | 7506603.574 | 19530642.6835 | 13330064.946 | 59615012.6754 | 961560.8286 | 10270819.4043 | 10270819.4043 | 1478867.319 | 4990048.8316 | 0 | 70847392.9083 | 87587128.4632 | 177827.941 | 14.7168 | 4814.0515 | 5951.5097 | 98.141 | 121.3296
1 | 3200 | 707 | 0.04 | 15 | 15 | 7 | 2.3714e-10 | 5spot_SharedNeighbor | Water | Porous | Wet | R245fa | MinimizeLCOE_Brownfield | IgnoreSilica | 145.7971 | 41.2445 | 3.8208 | 4 | 4723.0126 | 5818.3153 | 96.285 | 118.6142 | 137.8006 | 0 | 278.3056 | 5945456.1685 | 267027.656 | 6596173.6496 | 6387275.1268 | 0 | 482916.7577 | 0 | 7674751.2499 | 19968128.4442 | 13628657.9672 | 60950387.0199 | 961560.8286 | 10270819.4043 | 10270819.4043 | 1478867.319 | 4990048.8316 | 0 | 72182767.2528 | 88922502.8077 | 237137.3706 | 15.2832 | 4723.0126 | 5818.3153 | 96.285 | 118.6142
1 | 3200 | 707 | 0.04 | 15 | 15 | 7 | 3.1623e-10 | 5spot_SharedNeighbor | Water | Porous | Wet | R245fa | MinimizeLCOE_Brownfield | IgnoreSilica | 149.2855 | 42.1649 | 3.9322 | 4 | 4653.8391 | 5718.1156 | 94.8748 | 116.5715 | 137.6822 | 0 | 277.5239 | 6036173.176 | 270810.5571 | 6714201.7855 | 6533714.9354 | 0 | 452075.5655 | 0 | 7802720.6476 | 20301078.567 | 13855903.2674 | 61966678.5015 | 961560.8286 | 10270819.4043 | 10270819.4043 | 1478867.319 | 4990048.8316 | 0 | 73199058.7345 | 89938794.2893 | 316227.766 | 15.7287 | 4653.8391 | 5718.1156 | 94.8748 | 116.5715
1 | 3200 | 707 | 0.04 | 15 | 15 | 7 | 4.217e-10 | 5spot_SharedNeighbor | Water | Porous | Wet | R245fa | MinimizeLCOE_Brownfield | IgnoreSilica | 151.9682 | 42.8695 | 4.0187 | 4 | 4601.4049 | 5642.7659 | 93.8059 | 115.0354 | 137.5891 | 0 | 254.2972 | 6105088.7145 | 273672.9465 | 6804237.5383 | 6646056.9206 | 0 | 425846.0193 | 0 | 7899411.8343 | 20552649.2007 | 14027605.3942 | 62734568.5683 | 961560.8286 | 10270819.4043 | 10270819.4043 | 1478867.319 | 4990048.8316 | 0 | 73966948.8012 | 90706684.3561 | 421696.5034 | 16.0749 | 4601.4049 | 5642.7659 | 93.8059 | 115.0354
1 | 3200 | 707 | 0.04 | 15 | 15 | 7 | 5.6234e-10 | 5spot_SharedNeighbor | Water | Porous | Wet | R245fa | MinimizeLCOE_Brownfield | IgnoreSilica | 150 | 42.3522 | 4.0107 | 4 | 4560.974 | 5604.4148 | 92.9816 | 114.2536 | 137.6565 | 0 | 279.3716 | 6054509.2873 | 271570.8093 | 6738172.5147 | 6563607.6405 | 0 | 370024.5257 | 0 | 7799175.0632 | 20291853.6837 | 13849607.095 | 61938520.6193 | 961560.8286 | 10270819.4043 | 10270819.4043 | 1478867.319 | 4990048.8316 | 0 | 73170900.8522 | 89910636.4071 | 562341.3252 | 16.0428 | 4560.974 | 5604.4148 | 92.9816 | 114.2536
1 | 3200 | 707 | 0.04 | 15 | 15 | 7 | 7.4989e-10 | 5spot_SharedNeighbor | Water | Porous | Wet | R245fa | MinimizeLCOE_Brownfield | IgnoreSilica | 155.8897 | 43.8945 | 4.1434 | 4 | 4530.0901 | 5540.1104 | 92.352 | 112.9426 | 137.4501 | 0 | 269.556 | 6204531.816 | 277785.7472 | 6934729.3415 | 6809849.2458 | 0 | 387433.805 | 0 | 8039588.6826 | 20917360.6057 | 14276528.4222 | 63847807.6659 | 961560.8286 | 10270819.4043 | 10270819.4043 | 1478867.319 | 4990048.8316 | 0 | 75080187.8988 | 91819923.4537 | 749894.2093 | 16.5737 | 4530.0901 | 5540.1104 | 92.352 | 112.9426
1 | 3200 | 707 | 0.04 | 15 | 15 | 7 | 1e-09 | 5spot_SharedNeighbor | Water | Porous | Wet | R245fa | MinimizeLCOE_Brownfield | IgnoreSilica | 157.0345 | 44.1926 | 4.1814 | 4 | 4507.7594 | 5508.6114 | 91.8968 | 112.3005 | 137.4088 | 0 | 262.4068 | 6233267.0292 | 278970.0158 | 6972569.1582 | 6857564.9052 | 0 | 373427.4802 | 0 | 8079161.4496 | 21020320.8279 | 14346800.8894 | 64162081.7556 | 961560.8286 | 10270819.4043 | 10270819.4043 | 1478867.319 | 4990048.8316 | 0 | 75394461.9885 | 92134197.5434 | 1000000 | 16.7255 | 4507.7594 | 5508.6114 | 91.8968 | 112.3005
1 | 3200 | 707 | 0.04 | 15 | 15 | 7 | 1.3335e-09 | 5spot_SharedNeighbor | Water | Porous | Wet | R245fa | MinimizeLCOE_Brownfield | IgnoreSilica | 157.8823 | 44.413 | 4.2098 | 4 | 4490.94 | 5485.0272 | 91.5539 | 111.8197 | 137.378 | 0 | 281.7701 | 6254461.1208 | 279842.3131 | 7000516.278 | 6892868.8266 | 0 | 362315.7242 | 0 | 8108101.6625 | 21095617.3255 | 14398192.2962 | 64391915.547 | 961560.8286 | 10270819.4043 | 10270819.4043 | 1478867.319 | 4990048.8316 | 0 | 75624295.7799 | 92364031.3348 | 1333521.4322 | 16.8393 | 4490.94 | 5485.0272 | 91.5539 | 111.8197
1 | 3200 | 707 | 0.04 | 15 | 15 | 7 | 1.7783e-09 | 5spot_SharedNeighbor | Water | Porous | Wet | R245fa | MinimizeLCOE_Brownfield | IgnoreSilica | 158.5233 | 44.5794 | 4.2314 | 4 | 4478.2836 | 5467.3088 | 91.2959 | 111.4585 | 137.3546 | 0 | 257.0295 | 6270440.3296 | 280499.3105 | 7021608.2804 | 6919548.5317 | 0 | 353715.016 | 0 | 8129866.4726 | 21152244.8967 | 14436841.7771 | 64564764.6144 | 961560.8286 | 10270819.4043 | 10270819.4043 | 1478867.319 | 4990048.8316 | 0 | 75797144.8474 | 92536880.4022 | 1778279.41 | 16.9255 | 4478.2836 | 5467.3088 | 91.2959 | 111.4585
1 | 3200 | 707 | 0.04 | 15 | 15 | 7 | 2.3714e-09 | 5spot_SharedNeighbor | Water | Porous | Wet | R245fa | MinimizeLCOE_Brownfield | IgnoreSilica | 159.0102 | 44.7058 | 4.2477 | 4 | 4468.7671 | 5453.9883 | 91.1019 | 111.1869 | 137.3367 | 0 | 247.7202 | 6282551.6286 | 280996.8931 | 7037607.0268 | 6939805.994 | 0 | 347132.5773 | 0 | 8146356.7068 | 21195149.1035 | 14466124.7799 | 64695724.71 | 961560.8286 | 10270819.4043 | 10270819.4043 | 1478867.319 | 4990048.8316 | 0 | 75928104.9429 | 92667840.4978 | 2371373.7057 | 16.9908 | 4468.7671 | 5453.9883 | 91.1019 | 111.1869
1 | 3200 | 707 | 0.04 | 15 | 15 | 7 | 3.1623e-09 | 5spot_SharedNeighbor | Water | Porous | Wet | R245fa | MinimizeLCOE_Brownfield | IgnoreSilica | 159.3586 | 44.7961 | 4.2597 | 4 | 4461.6158 | 5444.0682 | 90.9561 | 110.9847 | 137.3239 | 0 | 250.9746 | 6291201.7254 | 281352.0572 | 7049040.4038 | 6954293.824 | 0 | 341955.0709 | 0 | 8157958.8017 | 21225335.3747 | 14486727.5302 | 64787864.788 | 961560.8286 | 10270819.4043 | 10270819.4043 | 1478867.319 | 4990048.8316 | 0 | 76020245.0209 | 92759980.5758 | 3162277.6602 | 17.0387 | 4461.6158 | 5444.0682 | 90.9561 | 110.9847
1 | 3200 | 707 | 0.04 | 15 | 15 | 7 | 4.217e-09 | 5spot_SharedNeighbor | Water | Porous | Wet | R245fa | MinimizeLCOE_Brownfield | IgnoreSilica | 159.6339 | 44.8674 | 4.2689 | 4 | 4456.2445 | 5436.5659 | 90.8466 | 110.8317 | 137.3138 | 0 | 267.772 | 6298027.2383 | 281632.1954 | 7058065.7479 | 6965736.49 | 0 | 338123.0496 | 0 | 8167218.0413 | 21249426.0167 | 14503169.8884 | 64861398.6676 | 961560.8286 | 10270819.4043 | 10270819.4043 | 1478867.319 | 4990048.8316 | 0 | 76093778.9005 | 92833514.4554 | 4216965.0343 | 17.0758 | 4456.2445 | 5436.5659 | 90.8466 | 110.8317
1 | 3200 | 707 | 0.04 | 15 | 15 | 7 | 5.6234e-09 | 5spot_SharedNeighbor | Water | Porous | Wet | R245fa | MinimizeLCOE_Brownfield | IgnoreSilica | 159.8339 | 44.9193 | 4.2758 | 4 | 4452.2117 | 5430.9658 | 90.7644 | 110.7176 | 137.3064 | 0 | 244.1372 | 6302983.1843 | 281835.5293 | 7064621.2073 | 6974051.3413 | 0 | 335162.9525 | 0 | 8173875.1437 | 21266746.4316 | 14514991.4275 | 64914267.2174 | 961560.8286 | 10270819.4043 | 10270819.4043 | 1478867.319 | 4990048.8316 | 0 | 76146647.4504 | 92886383.0052 | 5623413.2519 | 17.1031 | 4452.2117 | 5430.9658 | 90.7644 | 110.7176
1 | 3200 | 707 | 0.04 | 15 | 15 | 7 | 7.4989e-09 | 5spot_SharedNeighbor | Water | Porous | Wet | R245fa | MinimizeLCOE_Brownfield | IgnoreSilica | 159.9823 | 44.9577 | 4.2809 | 4 | 4449.1847 | 5426.7726 | 90.7026 | 110.6321 | 137.301 | 0 | 274.7316 | 6306656.0234 | 281986.1817 | 7069480.6305 | 6980216.8978 | 0 | 332909.6268 | 0 | 8178787.2505 | 21279526.7258 | 14523714.2409 | 64953277.5773 | 961560.8286 | 10270819.4043 | 10270819.4043 | 1478867.319 | 4990048.8316 | 0 | 76185657.8102 | 92925393.3651 | 7498942.0933 | 17.1235 | 4449.1847 | 5426.7726 | 90.7026 | 110.6321
1 | 3200 | 707 | 0.04 | 15 | 15 | 7 | 1e-08 | 5spot_SharedNeighbor | Water | Porous | Wet | R245fa | MinimizeLCOE_Brownfield | IgnoreSilica | 160.0897 | 44.9855 | 4.2846 | 4 | 4446.9132 | 5423.6439 | 90.6563 | 110.5683 | 137.297 | 0 | 250.9199 | 6309314.1924 | 282095.1919 | 7072998.254 | 6984681.0661 | 0 | 331177.6095 | 0 | 8182303.8624 | 21288676.2287 | 14529958.9647 | 64981205.3697 | 961560.8286 | 10270819.4043 | 10270819.4043 | 1478867.319 | 4990048.8316 | 0 | 76213585.6026 | 92953321.1575 | 10000000 | 17.1385 | 4446.9132 | 5423.6439 | 90.6563 | 110.5683
1 | 3300 | 707 | 0.04 | 15 | 15 | 7 | 1e-13 | 5spot_SharedNeighbor | Water | Porous | Wet | R245fa | MinimizeLCOE_Brownfield | IgnoreSilica | 0 | 0 | 0 | 0 | [6 empty] | 22.2139 | [19 empty] | 100 | 0
1 | 3300 | 707 | 0.04 | 15 | 15 | 7 | 1.3335e-13 | 5spot_SharedNeighbor | Water | Porous | Wet | R245fa | MinimizeLCOE_Brownfield | IgnoreSilica | 0 | 0 | 0 | 0 | [6 empty] | 23.0647 | [19 empty] | 133.3521 | 0
1 | 3300 | 707 | 0.04 | 15 | 15 | 7 | 1.7783e-13 | 5spot_SharedNeighbor | Water | Porous | Wet | R245fa | MinimizeLCOE_Brownfield | IgnoreSilica | 0.90348 | 0.15523 | 0.002446 | 4 | 1282053.2286 | 3049298.8347 | 26136.3892 | 62164.0812 | 104.3004 | 0 | 62.5365 | 99248.6121 | 3553.6622 | 77620.0429 | 54864.8366 | 0 | 60995.2082 | 0 | 115550.1212 | 300637.7128 | 205191.4165 | 917661.6126 | 961560.8286 | 10664466.8222 | 10664466.8222 | 1478867.319 | 5147507.7987 | 0 | 12543689.2634 | 29834531.2033 | 177.8279 | 0.0097841 | 1282053.2286 | 3049298.8347 | 26136.3892 | 62164.0812
1 | 3300 | 707 | 0.04 | 15 | 15 | 7 | 2.3714e-13 | 5spot_SharedNeighbor | Water | Porous | Wet | R245fa | MinimizeLCOE_Brownfield | IgnoreSilica | 1.1813 | 0.23013 | 0.0070021 | 4 | 457527.3693 | 1074873.8102 | 9327.3143 | 21912.7565 | 111.9483 | 0 | 56.7717 | 136608.4018 | 5171.8075 | 105765.8769 | 66716.1451 | 0 | 69480.7161 | 0 | 149659.7495 | 389383.9687 | 265762.5596 | 1188549.2251 | 961560.8286 | 10664466.8222 | 10664466.8222 | 1478867.319 | 5147507.7987 | 0 | 12814576.8759 | 30105418.8158 | 237.1374 | 0.028008 | 457527.3693 | 1074873.8102 | 9327.3143 | 21912.7565
1 | 3300 | 707 | 0.04 | 15 | 15 | 7 | 3.1623e-13 | 5spot_SharedNeighbor | Water | Porous | Wet | R245fa | MinimizeLCOE_Brownfield | IgnoreSilica | 1.5491 | 0.33393 | 0.013952 | 4 | 235775.9726 | 545592.2554 | 4806.6121 | 11122.6361 | 118.49 | 0 | 66.8839 | 183460.686 | 7283.8696 | 141793.6352 | 82778.3121 | 0 | 79517.2823 | 0 | 192985.1762 | 502107.8418 | 342698.9193 | 1532625.7223 | 961560.8286 | 10664466.8222 | 10664466.8222 | 1478867.319 | 5147507.7987 | 0 | 13158653.3731 | 30449495.3131 | 316.2278 | 0.05581 | 235775.9726 | 545592.2554 | 4806.6121 | 11122.6361
1 | 3300 | 707 | 0.04 | 15 | 15 | 7 | 4.217e-13 | 5spot_SharedNeighbor | Water | Porous | Wet | R245fa | MinimizeLCOE_Brownfield | IgnoreSilica | 2.0404 | 0.47682 | 0.02409 | 4 | 141089.381 | 320526.7678 | 2876.2979 | 6534.3717 | 123.9675 | 0 | 362.587 | 241827.1901 | 9991.9272 | 187827.5937 | 104572.8676 | 0 | 91681.1663 | 0 | 248001.2905 | 645248.4859 | 440395.3501 | 1969545.8714 | 961560.8286 | 10664466.8222 | 10664466.8222 | 1478867.319 | 5147507.7987 | 0 | 13595573.5222 | 30886415.4622 | 421.6965 | 0.096361 | 141089.381 | 320526.7678 | 2876.2979 | 6534.3717
1 | 3300 | 707 | 0.04 | 15 | 15 | 7 | 5.6234e-13 | 5spot_SharedNeighbor | Water | Porous | Wet | R245fa | MinimizeLCOE_Brownfield | IgnoreSilica | 2.6822 | 0.66736 | 0.038254 | 4 | 92372.876 | 205373.9738 | 1883.146 | 4186.8262 | 128.3623 | 0 | 492.6838 | 312339.5124 | 13325.9851 | 245048.3397 | 133399.621 | 0 | 105762.3497 | 0 | 315851.5651 | 821780.9823 | 560882.4063 | 2508390.7616 | 961560.8286 | 10664466.8222 | 10664466.8222 | 1478867.319 | 5147507.7987 | 0 | 14134418.4124 | 31425260.3523 | 562.3413 | 0.15301 | 92372.876 | 205373.9738 | 1883.146 | 4186.8262
1 | 3300 | 707 | 0.04 | 15 | 15 | 7 | 7.4989e-13 | 5spot_SharedNeighbor | Water | Porous | Wet | R245fa | MinimizeLCOE_Brownfield | IgnoreSilica | 3.5379 | 0.92457 | 0.057801 | 4 | 64062.4477 | 138848.8065 | 1305.9996 | 2830.6207 | 131.9035 | 0 | 650.8939 | 398736.9429 | 17457.3865 | 317298.1588 | 172042.1189 | 0 | 122928.8711 | 0 | 401100.7565 | 1043581.8913 | 712266.0843 | 3185412.2103 | 961560.8286 | 10664466.8222 | 10664466.8222 | 1478867.319 | 5147507.7987 | 0 | 14811439.8611 | 32102281.801 | 749.8942 | 0.2312 | 64062.4477 | 138848.8065 | 1305.9996 | 2830.6207
1 | 3300 | 707 | 0.04 | 15 | 15 | 7 | 1e-12 | 5spot_SharedNeighbor | Water | Porous | Wet | R245fa | MinimizeLCOE_Brownfield | IgnoreSilica | 4.689 | 1.2735 | 0.084612 | 4 | 46300.5458 | 97389.0256 | 943.8993 | 1985.407 | 134.7269 | 0 | 89.3591 | 505290.6222 | 22585.4368 | 409149.2925 | 224471.752 | 0 | 144286.5492 | 0 | 509255.6245 | 1324978.6724 | 904325.1695 | 4044343.1191 | 961560.8286 | 10664466.8222 | 10664466.8222 | 1478867.319 | 5147507.7987 | 0 | 15670370.7699 | 32961212.7098 | 1000 | 0.33845 | 46300.5458 | 97389.0256 | 943.8993 | 1985.407
1 | 3300 | 707 | 0.04 | 15 | 15 | 7 | 1.3335e-12 | 5spot_SharedNeighbor | Water | Porous | Wet | R245fa | MinimizeLCOE_Brownfield | IgnoreSilica | 6.2238 | 1.7398 | 0.12064 | 4 | 34697.1721 | 70529.9153 | 707.3488 | 1437.8477 | 136.9042 | 0 | 82.9254 | 634689.8572 | 28812.7943 | 524385.1044 | 293876.038 | 0 | 170297.3502 | 0 | 644303.8462 | 1676346.4429 | 1144140.8928 | 5116852.3261 | 961560.8286 | 10664466.8222 | 10664466.8222 | 1478867.319 | 5147507.7987 | 0 | 16742879.9769 | 34033721.9168 | 1333.5214 | 0.48254 | 34697.1721 | 70529.9153 | 707.3488 | 1437.8477
1 | 3300 | 707 | 0.04 | 15 | 15 | 7 | 1.7783e-12 | 5spot_SharedNeighbor | Water | Porous | Wet | R245fa | MinimizeLCOE_Brownfield | IgnoreSilica | 8.2506 | 2.3531 | 0.16802 | 4 | 26884.8029 | 52612.3623 | 548.0831 | 1072.5742 | 138.4212 | 0 | 88.453 | 789581.2862 | 36230.9157 | 667010.162 | 385734.4983 | 0 | 201533.8363 | 0 | 811235.3724 | 2110668.0318 | 1440574.3016 | 6442568.4044 | 961560.8286 | 10664466.8222 | 10664466.8222 | 1478867.319 | 5147507.7987 | 0 | 18068596.0552 | 35359437.9951 | 1778.2794 | 0.67207 | 26884.8029 | 52612.3623 | 548.0831 | 1072.5742
1 | 3300 | 707 | 0.04 | 15 | 15 | 7 | 2.3714e-12 | 5spot_SharedNeighbor | Water | Porous | Wet | R245fa | MinimizeLCOE_Brownfield | IgnoreSilica | 10.9689 | 3.1908 | 0.23412 | 4 | 21114.0299 | 39578.0182 | 430.4381 | 806.8514 | 139.9205 | 0 | 115.1836 | 984254.3438 | 45634.6741 | 850157.3522 | 510438.019 | 0 | 239742.6458 | 0 | 1025788.5436 | 2668891.3723 | 1821573.2018 | 8146480.1526 | 961560.8286 | 10664466.8222 | 10664466.8222 | 1478867.319 | 5147507.7987 | 0 | 19772507.8034 | 37063349.7434 | 2371.3737 | 0.93646 | 21114.0299 | 39578.0182 | 430.4381 | 806.8514
1 | 3300 | 707 | 0.04 | 15 | 15 | 7 | 3.1623e-12 | 5spot_SharedNeighbor | Water | Porous | Wet | R245fa | MinimizeLCOE_Brownfield | IgnoreSilica | 14.5842 | 4.2988 | 0.32106 | 4 | 17053.9675 | 30517.9007 | 347.6682 | 622.1487 | 140.9139 | 0 | 104.2832 | 1219148.3498 | 56904.4395 | 1078355.0681 | 676683.9605 | 0 | 286446.9004 | 0 | 1293840.1001 | 3366306.5374 | 2297573.3824 | 10275258.7381 | 961560.8286 | 10664466.8222 | 10664466.8222 | 1478867.319 | 5147507.7987 | 0 | 21901286.3889 | 39192128.3288 | 3162.2777 | 1.2842 | 17053.9675 | 30517.9007 | 347.6682 | 622.1487
1 | 3300 | 707 | 0.04 | 15 | 15 | 7 | 4.217e-12 | 5spot_SharedNeighbor | Water | Porous | Wet | R245fa | MinimizeLCOE_Brownfield | IgnoreSilica | 19.3689 | 5.7654 | 0.43632 | 4 | 14072.376 | 23979.5172 | 286.8844 | 488.8549 | 141.6658 | 0 | 109.3044 | 1503889.1785 | 70503.578 | 1363108.0125 | 895860.097 | 0 | 342713.1482 | 0 | 1628668.8655 | 4237462.3022 | 2892155.0924 | 12934360.2743 | 961560.8286 | 10664466.8222 | 10664466.8222 | 1478867.319 | 5147507.7987 | 0 | 24560387.9251 | 41851229.8651 | 4216.965 | 1.7453 | 14072.376 | 23979.5172 | 286.8844 | 488.8549
1 | 3300 | 707 | 0.04 | 15 | 15 | 7 | 5.6234e-12 | 5spot_SharedNeighbor | Water | Porous | Wet | R245fa | MinimizeLCOE_Brownfield | IgnoreSilica | 25.7368 | 7.7179 | 0.58961 | 4 | 11835.4679 | 19166.9309 | 241.282 | 390.7438 | 142.238 | 0 | 104.9776 | 1851749.7154 | 87052.8799 | 1720687.0556 | 1187509.4254 | 0 | 411613.195 | 0 | 2050858.7858 | 5335913.8717 | 3641870.8595 | 16287255.7884 | 961560.8286 | 10664466.8222 | 10664466.8222 | 1478867.319 | 5147507.7987 | 0 | 27913283.4392 | 45204125.3791 | 5623.4133 | 2.3584 | 11835.4679 | 19166.9309 | 241.282 | 390.7438
1 | 3300 | 707 | 0.04 | 15 | 15 | 7 | 7.4989e-12 | 5spot_SharedNeighbor | Water | Porous | Wet | R245fa | MinimizeLCOE_Brownfield | IgnoreSilica | 34.1534 | 10.2991 | 0.79221 | 4 | 10135.8441 | 15592.3797 | 206.6329 | 317.8718 | 142.671 | 0 | 84.1048 | 2274304.8632 | 107078.1675 | 2166806.3063 | 1573054.24 | 0 | 495184.1596 | 0 | 2580406.8173 | 6713689.2243 | 4582230.8481 | 20492754.6261 | 961560.8286 | 10664466.8222 | 10664466.8222 | 1478867.319 | 5147507.7987 | 0 | 32118782.2769 | 49409624.2169 | 7498.9421 | 3.1688 | 10135.8441 | 15592.3797 | 206.6329 | 317.8718
1 | 3300 | 707 | 0.04 | 15 | 15 | 7 | 1e-11 | 5spot_SharedNeighbor | Water | Porous | Wet | R245fa | MinimizeLCOE_Brownfield | IgnoreSilica | 45.1689 | 13.6776 | 1.0574 | 4 | 8831.2245 | 12919.4524 | 180.0365 | 263.3805 | 142.993 | 0 | 127.2178 | 2783202.6535 | 131094.5156 | 2718288.9415 | 2077682.8584 | 0 | 595460.0068 | 0 | 3239234.3006 | 8427823.1918 | 5752162.5028 | 25724948.971 | 961560.8286 | 10664466.8222 | 10664466.8222 | 1478867.319 | 5147507.7987 | 0 | 37350976.6218 | 54641818.5618 | 10000 | 4.2294 | 8831.2245 | 12919.4524 | 180.0365 | 263.3805
1 | 3300 | 707 | 0.04 | 15 | 15 | 7 | 1.3335e-11 | 5spot_SharedNeighbor | Water | Porous | Wet | R245fa | MinimizeLCOE_Brownfield | IgnoreSilica | 56.8887 | 17.2668 | 1.3615 | 4 | 7821.3158 | 10996.3346 | 159.4481 | 224.1752 | 143.1744 | 0 | 108.3671 | 3284820.6317 | 154654.1774 | 3274941.7539 | 2614289.624 | 0 | 669859.1953 | 0 | 3899440.4991 | 10145544.2935 | 6924542.4504 | 30968092.6254 | 961560.8286 | 10664466.8222 | 10664466.8222 | 1478867.319 | 5147507.7987 | 0 | 42594120.2762 | 59884962.2162 | 13335.2143 | 5.4459 | 7821.3158 | 10996.3346 | 159.4481 | 224.1752
1 | 3300 | 707 | 0.04 | 15 | 15 | 7 | 1.7783e-11 | 5spot_SharedNeighbor | Water | Porous | Wet | R245fa | MinimizeLCOE_Brownfield | IgnoreSilica | 68.4233 | 20.7838 | 1.6893 | 4 | 7023.9258 | 9582.8743 | 143.1922 | 195.3599 | 143.2343 | 0 | 152.395 | 3746791.2213 | 176209.6873 | 3798363.3995 | 3140976.518 | 0 | 707493.5957 | 0 | 4512235.4245 | 11739910.9878 | 8012730.4802 | 35834711.3143 | 961560.8286 | 10664466.8222 | 10664466.8222 | 1478867.319 | 5147507.7987 | 0 | 47460738.9651 | 64751580.905 | 17782.7941 | 6.757 | 7023.9258 | 9582.8743 | 143.1922 | 195.3599
1 | 3300 | 707 | 0.04 | 15 | 15 | 7 | 2.3714e-11 | 5spot_SharedNeighbor | Water | Porous | Wet | R245fa | MinimizeLCOE_Brownfield | IgnoreSilica | 80.5102 | 24.4403 | 2.0456 | 4 | 6395.4101 | 8508.6061 | 130.3791 | 173.4594 | 143.1867 | 0 | 161.7245 | 4202059.2957 | 197265.338 | 4324293.0214 | 3690170.4582 | 0 | 727935.6103 | 0 | 5125272.2522 | 13334907.0623 | 9101348.075 | 40703251.113 | 961560.8286 | 10664466.8222 | 10664466.8222 | 1478867.319 | 5147507.7987 | 0 | 52329278.7638 | 69620120.7038 | 23713.7371 | 8.1823 | 6395.4101 | 8508.6061 | 130.3791 | 173.4594
1 | 3300 | 707 | 0.04 | 15 | 15 | 7 | 3.1623e-11 | 5spot_SharedNeighbor | Water | Porous | Wet | R245fa | MinimizeLCOE_Brownfield | IgnoreSilica | 92.5071 | 28.0288 | 2.4115 | 4 | 5902.8632 | 7695.3796 | 120.3379 | 156.8807 | 143.039 | 0 | 186.2038 | 4627891.9133 | 216738.5134 | 4825653.3314 | 4231453.6461 | 0 | 728561.5275 | 0 | 5705816.5834 | 14845364.326 | 10132266.1943 | 45313746.0354 | 961560.8286 | 10664466.8222 | 10664466.8222 | 1478867.319 | 5147507.7987 | 0 | 56939773.6862 | 74230615.6262 | 31622.7766 | 9.6461 | 5902.8632 | 7695.3796 | 120.3379 | 156.8807
1 | 3300 | 707 | 0.04 | 15 | 15 | 7 | 4.217e-11 | 5spot_SharedNeighbor | Water | Porous | Wet | R245fa | MinimizeLCOE_Brownfield | IgnoreSilica | 103.9077 | 31.3925 | 2.7689 | 4 | 5519.0349 | 7080.1791 | 112.513 | 144.339 | 142.8158 | 0 | 205.5129 | 5010638.6621 | 234021.0291 | 5284434.7835 | 4741856.5699 | 0 | 711407.6487 | 0 | 6233119.8904 | 16217299.3661 | 11068640.0496 | 49501417.9994 | 961560.8286 | 10664466.8222 | 10664466.8222 | 1478867.319 | 5147507.7987 | 0 | 61127445.6502 | 78418287.5902 | 42169.6503 | 11.0757 | 5519.0349 | 7080.1791 | 112.513 | 144.339
1 | 3300 | 707 | 0.04 | 15 | 15 | 7 | 5.6234e-11 | 5spot_SharedNeighbor | Water | Porous | Wet | R245fa | MinimizeLCOE_Brownfield | IgnoreSilica | 114.2413 | 34.3968 | 3.1007 | 4 | 5221.5199 | 6615.6243 | 106.4477 | 134.8684 | 142.551 | 0 | 237.7035 | 5340359.0788 | 248709.6406 | 5686282.7715 | 5200603.8283 | 0 | 679762.3438 | 0 | 6690729.8886 | 17407906.7127 | 11881254.0281 | 53135608.2923 | 961560.8286 | 10664466.8222 | 10664466.8222 | 1478867.319 | 5147507.7987 | 0 | 64761635.9431 | 82052477.8831 | 56234.1325 | 12.4028 | 5221.5199 | 6615.6243 | 106.4477 | 134.8684
1 | 3300 | 707 | 0.04 | 15 | 15 | 7 | 7.4989e-11 | 5spot_SharedNeighbor | Water | Porous | Wet | R245fa | MinimizeLCOE_Brownfield | IgnoreSilica | 123.2445 | 36.9764 | 3.3955 | 4 | 4992.009 | 6265.066 | 101.7689 | 127.7218 | 142.2763 | 0 | 225.0261 | 5615005.7289 | 260781.752 | 6026048.0098 | 5596956.371 | 0 | 638614.9752 | 0 | 7073588.6664 | 18404026.7175 | 12561126.3996 | 56176148.6205 | 961560.8286 | 10664466.8222 | 10664466.8222 | 1478867.319 | 5147507.7987 | 0 | 67802176.2713 | 85093018.2112 | 74989.4209 | 13.5821 | 4992.009 | 6265.066 | 101.7689 | 127.7218
1 | 3300 | 707 | 0.04 | 15 | 15 | 7 | 1e-10 | 5spot_SharedNeighbor | Water | Porous | Wet | R245fa | MinimizeLCOE_Brownfield | IgnoreSilica | 130.8324 | 39.121 | 3.6481 | 4 | 4815.6932 | 6000.6254 | 98.1744 | 122.3309 | 142.0152 | 0 | 261.8141 | 5837723.638 | 270449.2032 | 6305175.8713 | 5928435.5628 | 0 | 593001.8072 | 0 | 7384566.5722 | 19213127.4379 | 13113354.2666 | 58645834.3592 | 961560.8286 | 10664466.8222 | 10664466.8222 | 1478867.319 | 5147507.7987 | 0 | 70271862.01 | 87562703.9499 | 100000 | 14.5923 | 4815.6932 | 6000.6254 | 98.1744 | 122.3309
1 | 3300 | 707 | 0.04 | 15 | 15 | 7 | 1.3335e-10 | 5spot_SharedNeighbor | Water | Porous | Wet | R245fa | MinimizeLCOE_Brownfield | IgnoreSilica | 139.5561 | 41.5709 | 3.9092 | 4 | 4678.5946 | 5784.3657 | 95.3795 | 117.9221 | 141.7224 | 0 | 261.5956 | 6087358.8043 | 281236.1493 | 6620401.9627 | 6308106.7606 | 0 | 569765.0025 | 0 | 7748078.785 | 20158911.6489 | 13758871.4246 | 61532730.5379 | 961560.8286 | 10664466.8222 | 10664466.8222 | 1478867.319 | 5147507.7987 | 0 | 73158758.1887 | 90449600.1286 | 133352.1432 | 15.6369 | 4678.5946 | 5784.3657 | 95.3795 | 117.9221
1 | 3300 | 707 | 0.04 | 15 | 15 | 7 | 1.7783e-10 | 5spot_SharedNeighbor | Water | Porous | Wet | R245fa | MinimizeLCOE_Brownfield | IgnoreSilica | 144.9741 | 43.0807 | 4.0913 | 4 | 4573.407 | 5629.9583 | 93.2351 | 114.7743 | 141.5369 | 0 | 236.8952 | 6238567.4555 | 287725.3025 | 6812902.011 | 6542889.2738 | 0 | 529359.6104 | 0 | 7960463.0247 | 20711491.8748 | 14136018.7832 | 63219417.3358 | 961560.8286 | 10664466.8222 | 10664466.8222 | 1478867.319 | 5147507.7987 | 0 | 74845444.9866 | 92136286.9266 | 177827.941 | 16.3654 | 4573.407 | 5629.9583 | 93.2351 | 114.7743
1 | 3300 | 707 | 0.04 | 15 | 15 | 7 | 2.3714e-10 | 5spot_SharedNeighbor | Water | Porous | Wet | R245fa | MinimizeLCOE_Brownfield | IgnoreSilica | 149.2466 | 44.2628 | 4.2366 | 4 | 4493.2695 | 5513.5925 | 91.6014 | 112.402 | 141.3852 | 0 | 266.8118 | 6355507.4641 | 292711.4074 | 6962755.4511 | 6727302.8524 | 0 | 492724.4469 | 0 | 8124090.6325 | 21137217.3457 | 14426585.1648 | 64518894.7649 | 961560.8286 | 10664466.8222 | 10664466.8222 | 1478867.319 | 5147507.7987 | 0 | 76144922.4157 | 93435764.3556 | 237137.3706 | 16.9464 | 4493.2695 | 5513.5925 | 91.6014 | 112.402
1 | 3300 | 707 | 0.04 | 15 | 15 | 7 | 3.1623e-10 | 5spot_SharedNeighbor | Water | Porous | Wet | R245fa | MinimizeLCOE_Brownfield | IgnoreSilica | 152.5381 | 45.1684 | 4.3501 | 4 | 4432.3848 | 5426.0973 | 90.3602 | 110.6183 | 141.2652 | 0 | 271.1676 | 6444245.9859 | 296475.5947 | 7077053.3466 | 6868931.4796 | 0 | 460595.4233 | 0 | 8247447.7137 | 21458167.167 | 14645640.0127 | 65498556.7235 | 961560.8286 | 10664466.8222 | 10664466.8222 | 1478867.319 | 5147507.7987 | 0 | 77124584.3743 | 94415426.3142 | 316227.766 | 17.4002 | 4432.3848 | 5426.0973 | 90.3602 | 110.6183
1 | 3300 | 707 | 0.04 | 15 | 15 | 7 | 4.217e-10 | 5spot_SharedNeighbor | Water | Porous | Wet | R245fa | MinimizeLCOE_Brownfield | IgnoreSilica | 155.064 | 45.8603 | 4.4379 | 4 | 4386.2378 | 5360.2748 | 89.4194 | 109.2765 | 141.1713 | 0 | 292.5598 | 6511554.3539 | 299319.0731 | 7164094.0782 | 6977352.8921 | 0 | 433490.3301 | 0 | 8340466.1837 | 21700182.1451 | 14810820.2082 | 66237279.2644 | 961560.8286 | 10664466.8222 | 10664466.8222 | 1478867.319 | 5147507.7987 | 0 | 77863306.9152 | 95154148.8551 | 421696.5034 | 17.7517 | 4386.2378 | 5360.2748 | 89.4194 | 109.2765
1 | 3300 | 707 | 0.04 | 15 | 15 | 7 | 5.6234e-10 | 5spot_SharedNeighbor | Water | Porous | Wet | R245fa | MinimizeLCOE_Brownfield | IgnoreSilica | 156.9614 | 46.3783 | 4.5049 | 4 | 4351.3296 | 5310.8973 | 88.7077 | 108.2698 | 141.0997 | 0 | 291.8897 | 6561665.3084 | 301429.3129 | 7229093.3759 | 7058640.4733 | 0 | 410969.3319 | 0 | 8409101.1429 | 21878756.2301 | 14932700.6905 | 66782355.866 | 961560.8286 | 10664466.8222 | 10664466.8222 | 1478867.319 | 5147507.7987 | 0 | 78408383.5168 | 95699225.4567 | 562341.3252 | 18.0194 | 4351.3296 | 5310.8973 | 88.7077 | 108.2698
1 | 3300 | 707 | 0.04 | 15 | 15 | 7 | 7.4989e-10 | 5spot_SharedNeighbor | Water | Porous | Wet | R245fa | MinimizeLCOE_Brownfield | IgnoreSilica | 157.269 | 46.4619 | 4.5344 | 4 | 4323.4405 | 5276.7603 | 88.1392 | 107.5739 | 141.0877 | 0 | 421.9246 | 6569726.4889 | 301767.4714 | 7239579.9546 | 7071791.6662 | 0 | 381525.5853 | 0 | 8410112.5549 | 21881387.7166 | 14934496.7341 | 66790388.1721 | 961560.8286 | 10664466.8222 | 10664466.8222 | 1478867.319 | 5147507.7987 | 0 | 78416415.8229 | 95707257.7628 | 749894.2093 | 18.1375 | 4323.4405 | 5276.7603 | 88.1392 | 107.5739
1 | 3300 | 707 | 0.04 | 15 | 15 | 7 | 1e-09 | 5spot_SharedNeighbor | Water | Porous | Wet | R245fa | MinimizeLCOE_Brownfield | IgnoreSilica | 159.9434 | 47.1891 | 4.6051 | 4 | 4303.6614 | 5242.3482 | 87.736 | 106.8724 | 140.9857 | 0 | 277.2078 | 6639639.6239 | 304700.5462 | 7330588.9431 | 7185952.9796 | 0 | 380558.7851 | 0 | 8518161.9424 | 22162510.0589 | 15126368.5092 | 67648481.3885 | 961560.8286 | 10664466.8222 | 10664466.8222 | 1478867.319 | 5147507.7987 | 0 | 79274509.0393 | 96565350.9793 | 1000000 | 18.4202 | 4303.6614 | 5242.3482 | 87.736 | 106.8724
1 | 3300 | 707 | 0.04 | 15 | 15 | 7 | 1.3335e-09 | 5spot_SharedNeighbor | Water | Porous | Wet | R245fa | MinimizeLCOE_Brownfield | IgnoreSilica | 160.7593 | 47.4099 | 4.6341 | 4 | 4288.8548 | 5221.6567 | 87.4341 | 106.4505 | 140.9541 | 0 | 268.454 | 6660736.3599 | 305580.4344 | 7358173.0652 | 7220357.4257 | 0 | 369450.8077 | 0 | 8546576.2562 | 22236438.2749 | 15176826.0357 | 67874138.6599 | 961560.8286 | 10664466.8222 | 10664466.8222 | 1478867.319 | 5147507.7987 | 0 | 79500166.3107 | 96791008.2506 | 1333521.4322 | 18.5365 | 4288.8548 | 5221.6567 | 87.4341 | 106.4505
1 | 3300 | 707 | 0.04 | 15 | 15 | 7 | 1.7783e-09 | 5spot_SharedNeighbor | Water | Porous | Wet | R245fa | MinimizeLCOE_Brownfield | IgnoreSilica | 161.3466 | 47.5686 | 4.6555 | 4 | 4277.7127 | 5206.2281 | 87.207 | 106.136 | 140.9312 | 0 | 253.7526 | 6675878.3035 | 306211.2463 | 7377991.6241 | 7245103.6405 | 0 | 360620.5366 | 0 | 8566664.0869 | 22288702.6897 | 15212497.5728 | 68033669.7005 | 961560.8286 | 10664466.8222 | 10664466.8222 | 1478867.319 | 5147507.7987 | 0 | 79659697.3514 | 96950539.2913 | 1778279.41 | 18.622 | 4277.7127 | 5206.2281 | 87.207 | 106.136
1 | 3300 | 707 | 0.04 | 15 | 15 | 7 | 2.3714e-09 | 5spot_SharedNeighbor | Water | Porous | Wet | R245fa | MinimizeLCOE_Brownfield | IgnoreSilica | 161.805 | 47.6924 | 4.672 | 4 | 4269.3346 | 5194.5785 | 87.0362 | 105.8985 | 140.9133 | 0 | 259.9187 | 6687672.2032 | 306702.1926 | 7393439.3356 | 7264407.8595 | 0 | 353974.0977 | 0 | 8582416.3185 | 22329686.7652 | 15240470.0464 | 68158768.8186 | 961560.8286 | 10664466.8222 | 10664466.8222 | 1478867.319 | 5147507.7987 | 0 | 79784796.4694 | 97075638.4094 | 2371373.7057 | 18.6879 | 4269.3346 | 5194.5785 | 87.0362 | 105.8985
1 | 3300 | 707 | 0.04 | 15 | 15 | 7 | 3.1623e-09 | 5spot_SharedNeighbor | Water | Porous | Wet | R245fa | MinimizeLCOE_Brownfield | IgnoreSilica | 162.1307 | 47.7803 | 4.684 | 4 | 4263.0388 | 5185.9098 | 86.9078 | 105.7218 | 140.9005 | 0 | 298.2329 | 6696037.0452 | 307050.1635 | 7404402.1641 | 7278116.1022 | 0 | 348737.8736 | 0 | 8593393.906 | 22358248.1959 | 15259963.8097 | 68245949.2602 | 961560.8286 | 10664466.8222 | 10664466.8222 | 1478867.319 | 5147507.7987 | 0 | 79871976.911 | 97162818.851 | 3162277.6602 | 18.7359 | 4263.0388 | 5185.9098 | 86.9078 | 105.7218
1 | 3300 | 707 | 0.04 | 15 | 15 | 7 | 4.217e-09 | 5spot_SharedNeighbor | Water | Porous | Wet | R245fa | MinimizeLCOE_Brownfield | IgnoreSilica | 162.3935 | 47.8512 | 4.6934 | 4 | 4258.31 | 5179.3324 | 86.8114 | 105.5877 | 140.8902 | 0 | 288.8193 | 6702780.2766 | 307330.5653 | 7413243.1085 | 7289175.9759 | 0 | 344907.4638 | 0 | 8602400.5821 | 22381681.7197 | 15275957.6713 | 68317477.3632 | 961560.8286 | 10664466.8222 | 10664466.8222 | 1478867.319 | 5147507.7987 | 0 | 79943505.014 | 97234346.954 | 4216965.0343 | 18.7735 | 4258.31 | 5179.3324 | 86.8114 | 105.5877
1 | 3300 | 707 | 0.04 | 15 | 15 | 7 | 5.6234e-09 | 5spot_SharedNeighbor | Water | Porous | Wet | R245fa | MinimizeLCOE_Brownfield | IgnoreSilica | 162.5787 | 47.9011 | 4.7002 | 4 | 4254.7595 | 5174.4454 | 86.739 | 105.4881 | 140.8829 | 0 | 285.1668 | 6707527.3873 | 307527.8811 | 7419469.1987 | 7296967.5371 | 0 | 341902.3872 | 0 | 8608623.8127 | 22397873.289 | 15287008.75 | 68366900.2431 | 961560.8286 | 10664466.8222 | 10664466.8222 | 1478867.319 | 5147507.7987 | 0 | 79992927.8939 | 97283769.8339 | 5623413.2519 | 18.8008 | 4254.7595 | 5174.4454 | 86.739 | 105.4881
1 | 3300 | 707 | 0.04 | 15 | 15 | 7 | 7.4989e-09 | 5spot_SharedNeighbor | Water | Porous | Wet | R245fa | MinimizeLCOE_Brownfield | IgnoreSilica | 162.7102 | 47.9366 | 4.7052 | 4 | 4252.0945 | 5170.8087 | 86.6847 | 105.4139 | 140.8777 | 0 | 287.5422 | 6710895.3632 | 307667.8296 | 7423887.6346 | 7302498.3678 | 0 | 339568.0207 | 0 | 8612961.7142 | 22409159.619 | 15294711.9022 | 68401350.4514 | 961560.8286 | 10664466.8222 | 10664466.8222 | 1478867.319 | 5147507.7987 | 0 | 80027378.1022 | 97318220.0422 | 7498942.0933 | 18.8207 | 4252.0945 | 5170.8087 | 86.6847 | 105.4139
1 | 3300 | 707 | 0.04 | 15 | 15 | 7 | 1e-08 | 5spot_SharedNeighbor | Water | Porous | Wet | R245fa | MinimizeLCOE_Brownfield | IgnoreSilica | 162.8151 | 47.9648 | 4.709 | 4 | 4250.0946 | 5168.0565 | 86.6439 | 105.3578 | 140.8736 | 0 | 277.7132 | 6713578.9684 | 307779.3265 | 7427408.7166 | 7306906.6732 | 0 | 337858.2373 | 0 | 8616477.4496 | 22418306.8413 | 15300955.0693 | 68429271.2823 | 961560.8286 | 10664466.8222 | 10664466.8222 | 1478867.319 | 5147507.7987 | 0 | 80055298.9331 | 97346140.873 | 10000000 | 18.8361 | 4250.0946 | 5168.0565 | 86.6439 | 105.3578
1 | 3400 | 707 | 0.04 | 15 | 15 | 7 | 1e-13 | 5spot_SharedNeighbor | Water | Porous | Wet | R245fa | MinimizeLCOE_Brownfield | IgnoreSilica | 0 | 0 | 0 | 0 | [6 empty] | 21.4784 | [19 empty] | 100 | 0
1 | 3400 | 707 | 0.04 | 15 | 15 | 7 | 1.3335e-13 | 5spot_SharedNeighbor | Water | Porous | Wet | R245fa | MinimizeLCOE_Brownfield | IgnoreSilica | 0 | 0 | 0 | 0 | [6 empty] | 23.2097 | [19 empty] | 133.3521 | 0
1 | 3400 | 707 | 0.04 | 15 | 15 | 7 | 1.7783e-13 | 5spot_SharedNeighbor | Water | Porous | Wet | R245fa | MinimizeLCOE_Brownfield | IgnoreSilica | 0.92292 | 0.16514 | 0.0034986 | 4 | 927393.2416 | 2202927.2997 | 18906.1656 | 44909.6527 | 106.7186 | 0 | 63.7987 | 105202.8779 | 3831.5453 | 81414.5221 | 56097.9214 | 0 | 61030.4506 | 0 | 119955.1538 | 312098.7039 | 213013.7784 | 952644.9534 | 961560.8286 | 11063974.3309 | 11063974.3309 | 1478867.319 | 5307310.8022 | 0 | 12978180.113 | 30828332.5652 | 177.8279 | 0.013994 | 927393.2416 | 2202927.2997 | 18906.1656 | 44909.6527
1 | 3400 | 707 | 0.04 | 15 | 15 | 7 | 2.3714e-13 | 5spot_SharedNeighbor | Water | Porous | Wet | R245fa | MinimizeLCOE_Brownfield | IgnoreSilica | 1.2202 | 0.24908 | 0.0088456 | 4 | 375276.9197 | 879771.3334 | 7650.5276 | 17935.3286 | 114.9296 | 0 | 62.913 | 146804.7323 | 5675.2342 | 112435.6692 | 69086.8701 | 0 | 70423.6412 | 0 | 157726.1973 | 410371.2113 | 280086.784 | 1252610.3396 | 961560.8286 | 11063974.3309 | 11063974.3309 | 1478867.319 | 5307310.8022 | 0 | 13278145.4991 | 31128297.9513 | 237.1374 | 0.035382 | 375276.9197 | 879771.3334 | 7650.5276 | 17935.3286
1 | 3400 | 707 | 0.04 | 15 | 15 | 7 | 3.1623e-13 | 5spot_SharedNeighbor | Water | Porous | Wet | R245fa | MinimizeLCOE_Brownfield | IgnoreSilica | 1.5834 | 0.35651 | 0.016689 | 4 | 204131.1123 | 471527.3505 | 4161.4888 | 9612.7228 | 121.4119 | 0 | 52.4385 | 195022.7744 | 7903.3221 | 149108.4557 | 85396.1839 | 0 | 79584.1546 | 0 | 201635.8074 | 524615.0096 | 358060.5238 | 1601326.2315 | 961560.8286 | 11063974.3309 | 11063974.3309 | 1478867.319 | 5307310.8022 | 0 | 13626861.3911 | 31477013.8433 | 316.2278 | 0.066755 | 204131.1123 | 471527.3505 | 4161.4888 | 9612.7228
1 | 3400 | 707 | 0.04 | 15 | 15 | 7 | 4.217e-13 | 5spot_SharedNeighbor | Water | Porous | Wet | R245fa | MinimizeLCOE_Brownfield | IgnoreSilica | 2.0793 | 0.50755 | 0.028145 | 4 | 125075.5484 | 283633.1166 | 2549.8342 | 5782.2447 | 127.0251 | 0 | 361.1533 | 256459.4004 | 10824.4024 | 197038.7604 | 107853.1303 | 0 | 91401.261 | 0 | 258795.0122 | 673331.5357 | 459562.6087 | 2055266.1111 | 961560.8286 | 11063974.3309 | 11063974.3309 | 1478867.319 | 5307310.8022 | 0 | 14080801.2707 | 31930953.7229 | 421.6965 | 0.11258 | 125075.5484 | 283633.1166 | 2549.8342 | 5782.2447
1 | 3400 | 707 | 0.04 | 15 | 15 | 7 | 5.6234e-13 | 5spot_SharedNeighbor | Water | Porous | Wet | R245fa | MinimizeLCOE_Brownfield | IgnoreSilica | 2.7405 | 0.71347 | 0.044343 | 4 | 82626.6627 | 183264.5486 | 1684.4563 | 3736.0957 | 131.6245 | 0 | 490.706 | 332429.3254 | 14513.9695 | 257928.8824 | 138488.0991 | 0 | 105767.7107 | 0 | 331159.915 | 861610.1685 | 588066.6443 | 2629964.7148 | 961560.8286 | 11063974.3309 | 11063974.3309 | 1478867.319 | 5307310.8022 | 0 | 14655499.8744 | 32505652.3266 | 562.3413 | 0.17737 | 82626.6627 | 183264.5486 | 1684.4563 | 3736.0957
1 | 3400 | 707 | 0.04 | 15 | 15 | 7 | 7.4989e-13 | 5spot_SharedNeighbor | Water | Porous | Wet | R245fa | MinimizeLCOE_Brownfield | IgnoreSilica | 3.6351 | 0.99552 | 0.06687 | 4 | 57528.2118 | 124262.5525 | 1172.7904 | 2533.2602 | 135.3574 | 0 | 659.0114 | 426704.5052 | 19146.8124 | 335849.4059 | 180016.9851 | 0 | 123810.099 | 0 | 423355.845 | 1101485.0664 | 751786.1911 | 3362154.9101 | 961560.8286 | 11063974.3309 | 11063974.3309 | 1478867.319 | 5307310.8022 | 0 | 15387690.0696 | 33237842.5219 | 749.8942 | 0.26748 | 57528.2118 | 124262.5525 | 1172.7904 | 2533.2602
1 | 3400 | 707 | 0.04 | 15 | 15 | 7 | 1e-12 | 5spot_SharedNeighbor | Water | Porous | Wet | R245fa | MinimizeLCOE_Brownfield | IgnoreSilica | 4.8011 | 1.366 | 0.097114 | 4 | 41916.8716 | 87868.5405 | 854.5321 | 1791.319 | 138.2351 | 0 | 90.6258 | 539171.2359 | 24706.006 | 431743.6146 | 234264.3249 | 0 | 144648.8276 | 0 | 536068.2635 | 1394739.659 | 951938.4763 | 4257280.4079 | 961560.8286 | 11063974.3309 | 11063974.3309 | 1478867.319 | 5307310.8022 | 0 | 16282815.5675 | 34132968.0197 | 1000 | 0.38845 | 41916.8716 | 87868.5405 | 854.5321 | 1791.319
1 | 3400 | 707 | 0.04 | 15 | 15 | 7 | 1.3335e-12 | 5spot_SharedNeighbor | Water | Porous | Wet | R245fa | MinimizeLCOE_Brownfield | IgnoreSilica | 6.3675 | 1.8659 | 0.13814 | 4 | 31520.1141 | 63824.2649 | 642.5802 | 1301.144 | 140.4756 | 0 | 85.5742 | 677456.1012 | 31558.97 | 553270.176 | 307844.3714 | 0 | 170569.2498 | 0 | 678872.5587 | 1766287.1418 | 1205527.2679 | 5391385.8369 | 961560.8286 | 11063974.3309 | 11063974.3309 | 1478867.319 | 5307310.8022 | 0 | 17416920.9964 | 35267073.4487 | 1333.5214 | 0.55257 | 31520.1141 | 63824.2649 | 642.5802 | 1301.144
1 | 3400 | 707 | 0.04 | 15 | 15 | 7 | 1.7783e-12 | 5spot_SharedNeighbor | Water | Porous | Wet | R245fa | MinimizeLCOE_Brownfield | IgnoreSilica | 8.446 | 2.5258 | 0.19208 | 4 | 24498.5362 | 47731.0759 | 499.4358 | 973.0625 | 142.025 | 0 | 77.966 | 843384.4684 | 39730.9394 | 704184.8453 | 405266.0272 | 0 | 202060.1575 | 0 | 855904.3108 | 2226887.4465 | 1519896.4402 | 6797314.6354 | 961560.8286 | 11063974.3309 | 11063974.3309 | 1478867.319 | 5307310.8022 | 0 | 18822849.795 | 36673002.2472 | 1778.2794 | 0.76833 | 24498.5362 | 47731.0759 | 499.4358 | 973.0625
1 | 3400 | 707 | 0.04 | 15 | 15 | 7 | 2.3714e-12 | 5spot_SharedNeighbor | Water | Porous | Wet | R245fa | MinimizeLCOE_Brownfield | IgnoreSilica | 11.2079 | 3.4204 | 0.26711 | 4 | 19293.5764 | 36000.1123 | 393.3257 | 733.911 | 143.5969 | 0 | 98.8315 | 1050611.8927 | 50042.9823 | 896540.042 | 536128.8573 | 0 | 239697.1909 | 0 | 1081478.1764 | 2813784.3734 | 1920465.6524 | 8588749.1675 | 961560.8286 | 11063974.3309 | 11063974.3309 | 1478867.319 | 5307310.8022 | 0 | 20614284.3271 | 38464436.7793 | 2371.3737 | 1.0685 | 19293.5764 | 36000.1123 | 393.3257 | 733.911
1 | 3400 | 707 | 0.04 | 15 | 15 | 7 | 3.1623e-12 | 5spot_SharedNeighbor | Water | Porous | Wet | R245fa | MinimizeLCOE_Brownfield | IgnoreSilica | 14.8937 | 4.6055 | 0.3656 | 4 | 15627.2745 | 27833.2955 | 318.5831 | 567.4194 | 144.6244 | 0 | 97.3388 | 1300785.7324 | 62378.5728 | 1136660.2725 | 709982.6062 | 0 | 286153.6241 | 0 | 1363424.7152 | 3547351.432 | 2421140.2431 | 10827877.1983 | 961560.8286 | 11063974.3309 | 11063974.3309 | 1478867.319 | 5307310.8022 | 0 | 22853412.3579 | 40703564.8101 | 3162.2777 | 1.4624 | 15627.2745 | 27833.2955 | 318.5831 | 567.4194
1 | 3400 | 707 | 0.04 | 15 | 15 | 7 | 4.217e-12 | 5spot_SharedNeighbor | Water | Porous | Wet | R245fa | MinimizeLCOE_Brownfield | IgnoreSilica | 19.7905 | 6.1795 | 0.49641 | 4 | 12922.9387 | 21912.5953 | 263.4516 | 446.7179 | 145.4051 | 0 | 105.2027 | 1605144.4025 | 77314.6593 | 1437344.8141 | 939771.7569 | 0 | 342604.76 | 0 | 1716850.3532 | 4466892.4446 | 3048745.8789 | 13634669.0694 | 961560.8286 | 11063974.3309 | 11063974.3309 | 1478867.319 | 5307310.8022 | 0 | 25660204.229 | 43510356.6812 | 4216.965 | 1.9856 | 12922.9387 | 21912.5953 | 263.4516 | 446.7179
1 | 3400 | 707 | 0.04 | 15 | 15 | 7 | 5.6234e-12 | 5spot_SharedNeighbor | Water | Porous | Wet | R245fa | MinimizeLCOE_Brownfield | IgnoreSilica | 26.2969 | 8.2708 | 0.67 | 4 | 10891.2585 | 17551.8077 | 222.033 | 357.8173 | 145.998 | 0 | 87.809 | 1976099.6903 | 95435.0129 | 1814163.2374 | 1244124.1248 | 0 | 411488.0808 | 0 | 2161110.957 | 5622767.4053 | 3837654.2904 | 17162842.7988 | 961560.8286 | 11063974.3309 | 11063974.3309 | 1478867.319 | 5307310.8022 | 0 | 29188377.9584 | 47038530.4106 | 5623.4133 | 2.68 | 10891.2585 | 17551.8077 | 222.033 | 357.8173
1 | 3400 | 707 | 0.04 | 15 | 15 | 7 | 7.4989e-12 | 5spot_SharedNeighbor | Water | Porous | Wet | R245fa | MinimizeLCOE_Brownfield | IgnoreSilica | 34.8742 | 11.0312 | 0.89954 | 4 | 9341.9255 | 14302.8207 | 190.4478 | 291.5823 | 146.4457 | 0 | 102.0795 | 2426457.6451 | 117378.6893 | 2283505.5925 | 1648117.2336 | 0 | 494688.9892 | 0 | 2718357.7784 | 7072609.3276 | 4827201.1937 | 21588316.4496 | 961560.8286 | 11063974.3309 | 11063974.3309 | 1478867.319 | 5307310.8022 | 0 | 33613851.6092 | 51464004.0614 | 7498.9421 | 3.5982 | 9341.9255 | 14302.8207 | 190.4478 | 291.5823
1 | 3400 | 707 | 0.04 | 15 | 15 | 7 | 1e-11 | 5spot_SharedNeighbor | Water | Porous | Wet | R245fa | MinimizeLCOE_Brownfield | IgnoreSilica | 46.0922 | 14.6413 | 1.1997 | 4 | 8151.408 | 11871.2112 | 166.1775 | 242.0107 | 146.7777 | 0 | 97.2575 | 2968543.5664 | 143676.5402 | 2863329.9138 | 2176519.8191 | 0 | 594543.2294 | 0 | 3411179.0969 | 8875188.2811 | 6057498.3687 | 27090478.8157 | 961560.8286 | 11063974.3309 | 11063974.3309 | 1478867.319 | 5307310.8022 | 0 | 39116013.9753 | 56966166.4275 | 10000 | 4.7987 | 8151.408 | 11871.2112 | 166.1775 | 242.0107
1 | 3400 | 707 | 0.04 | 15 | 15 | 7 | 1.3335e-11 | 5spot_SharedNeighbor | Water | Porous | Wet | R245fa | MinimizeLCOE_Brownfield | IgnoreSilica | 60.6011 | 19.3005 | 1.5855 | 4 | 7235.1925 | 10049.8646 | 147.4992 | 204.8801 | 146.9832 | 0 | 124.3816 | 3613165.5202 | 174760.9767 | 3571104.1059 | 2858974.8331 | 0 | 713865.024 | 0 | 4263429.4794 | 11092568.9558 | 7570906.2418 | 33858775.137 | 961560.8286 | 11063974.3309 | 11063974.3309 | 1478867.319 | 5307310.8022 | 0 | 45884310.2966 | 63734462.7488 | 13335.2143 | 6.3418 | 7235.1925 | 10049.8646 | 147.4992 | 204.8801
1 | 3400 | 707 | 0.04 | 15 | 15 | 7 | 1.7783e-11 | 5spot_SharedNeighbor | Water | Porous | Wet | R245fa | MinimizeLCOE_Brownfield | IgnoreSilica | 72.901 | 23.2255 | 1.9615 | 4 | 6526.7276 | 8801.8353 | 133.0562 | 179.4373 | 147.0093 | 0 | 115.8426 | 4120234.6154 | 199001.5831 | 4141065.3037 | 3435083.3231 | 0 | 755238.6741 | 0 | 4933743.1647 | 12836587.6648 | 8761234.8467 | 39182189.1756 | 961560.8286 | 11063974.3309 | 11063974.3309 | 1478867.319 | 5307310.8022 | 0 | 51207724.3351 | 69057876.7873 | 17782.7941 | 7.8458 | 6526.7276 | 8801.8353 | 133.0562 | 179.4373
1 | 3400 | 707 | 0.04 | 15 | 15 | 7 | 2.3714e-11 | 5spot_SharedNeighbor | Water | Porous | Wet | R245fa | MinimizeLCOE_Brownfield | IgnoreSilica | 85.1434 | 27.0942 | 2.3553 | 4 | 5969.1468 | 7863.7924 | 121.6891 | 160.314 | 146.9176 | 0 | 180.8293 | 4594227.9535 | 221421.3696 | 4684548.2668 | 4004846.7938 | 0 | 769534.2206 | 0 | 5567085.6557 | 14484414.9098 | 9885910.8009 | 44211989.9706 | 961560.8286 | 11063974.3309 | 11063974.3309 | 1478867.319 | 5307310.8022 | 0 | 56237525.1302 | 74087677.5824 | 23713.7371 | 9.4214 | 5969.1468 | 7863.7924 | 121.6891 | 160.314
1 | 3400 | 707 | 0.04 | 15 | 15 | 7 | 3.1623e-11 | 5spot_SharedNeighbor | Water | Porous | Wet | R245fa | MinimizeLCOE_Brownfield | IgnoreSilica | 97.1649 | 30.8441 | 2.7539 | 4 | 5532.757 | 7153.2143 | 112.7927 | 145.8279 | 146.7256 | 0 | 213.1722 | 5032784.3902 | 241896.9714 | 5197102.7178 | 4559548.8391 | 0 | 763489.236 | 0 | 6159980.6403 | 16027006.0402 | 10938760.9445 | 48920569.7794 | 961560.8286 | 11063974.3309 | 11063974.3309 | 1478867.319 | 5307310.8022 | 0 | 60946104.939 | 78796257.3912 | 31622.7766 | 11.0155 | 5532.757 | 7153.2143 | 112.7927 | 145.8279
1 | 3400 | 707 | 0.04 | 15 | 15 | 7 | 4.217e-11 | 5spot_SharedNeighbor | Water | Porous | Wet | R245fa | MinimizeLCOE_Brownfield | IgnoreSilica | 108.4313 | 34.3061 | 3.1368 | 4 | 5193.062 | 6615.7108 | 105.8676 | 134.8702 | 146.4639 | 0 | 239.0524 | 5421503.7524 | 259782.2302 | 5659749.5952 | 5074328.9558 | 0 | 739336.9926 | 0 | 6690333.5953 | 17406875.6388 | 11880550.299 | 53132461.0593 | 961560.8286 | 11063974.3309 | 11063974.3309 | 1478867.319 | 5307310.8022 | 0 | 65157996.2189 | 83008148.6711 | 42169.6503 | 12.5471 | 5193.062 | 6615.7108 | 105.8676 | 134.8702
1 | 3400 | 707 | 0.04 | 15 | 15 | 7 | 5.6234e-11 | 5spot_SharedNeighbor | Water | Porous | Wet | R245fa | MinimizeLCOE_Brownfield | IgnoreSilica | 118.5091 | 37.3546 | 3.4869 | 4 | 4929.9545 | 6209.7611 | 100.5038 | 126.5944 | 146.1696 | 0 | 232.8053 | 5752075.1725 | 274762.493 | 6059838.3353 | 5530141.7342 | 0 | 701088.4198 | 0 | 7143983.4003 | 18587179.3752 | 12686131.8519 | 56735200.7822 | 961560.8286 | 11063974.3309 | 11063974.3309 | 1478867.319 | 5307310.8022 | 0 | 68760735.9418 | 86610888.394 | 56234.1325 | 13.9475 | 4929.9545 | 6209.7611 | 100.5038 | 126.5944
1 | 3400 | 707 | 0.04 | 15 | 15 | 7 | 7.4989e-11 | 5spot_SharedNeighbor | Water | Porous | Wet | R245fa | MinimizeLCOE_Brownfield | IgnoreSilica | 127.225 | 39.9535 | 3.7953 | 4 | 4727.1092 | 5902.9248 | 96.3685 | 120.3391 | 145.873 | 0 | 231.3848 | 6026095.8192 | 287021.9149 | 6396074.8577 | 5923289.4628 | 0 | 654635.3406 | 0 | 7521975.7842 | 19570638.021 | 13357362.5857 | 59737093.7862 | 961560.8286 | 11063974.3309 | 11063974.3309 | 1478867.319 | 5307310.8022 | 0 | 71762628.9458 | 89612781.398 | 74989.4209 | 15.1811 | 4727.1092 | 5902.9248 | 96.3685 | 120.3391
1 | 3400 | 707 | 0.04 | 15 | 15 | 7 | 1e-10 | 5spot_SharedNeighbor | Water | Porous | Wet | R245fa | MinimizeLCOE_Brownfield | IgnoreSilica | 136.7964 | 42.7785 | 4.1068 | 4 | 4570.4151 | 5657.0318 | 93.1741 | 115.3262 | 145.5278 | 0 | 258.378 | 6317142.8593 | 299941.5133 | 6756831.732 | 6357094.8229 | 0 | 627002.2782 | 0 | 7939625.1502 | 20657275.9997 | 14099015.3344 | 63053929.6899 | 961560.8286 | 11063974.3309 | 11063974.3309 | 1478867.319 | 5307310.8022 | 0 | 75079464.8494 | 92929617.3016 | 100000 | 16.4273 | 4570.4151 | 5657.0318 | 93.1741 | 115.3262
1 | 3400 | 707 | 0.04 | 15 | 15 | 7 | 1.3335e-10 | 5spot_SharedNeighbor | Water | Porous | Wet | R245fa | MinimizeLCOE_Brownfield | IgnoreSilica | 143.2614 | 44.6756 | 4.3387 | 4 | 4448.75 | 5477.2844 | 90.6938 | 111.6619 | 145.2997 | 0 | 251.8599 | 6509044.4846 | 308416.383 | 6996495.8461 | 6649549.6322 | 0 | 581673.584 | 0 | 8207620.1726 | 21354544.0748 | 14574915.1231 | 65182259.3004 | 961560.8286 | 11063974.3309 | 11063974.3309 | 1478867.319 | 5307310.8022 | 0 | 77207794.46 | 95057946.9122 | 133352.1432 | 17.3549 | 4448.75 | 5477.2844 | 90.6938 | 111.6619
1 | 3400 | 707 | 0.04 | 15 | 15 | 7 | 1.7783e-10 | 5spot_SharedNeighbor | Water | Porous | Wet | R245fa | MinimizeLCOE_Brownfield | IgnoreSilica | 148.3964 | 46.1702 | 4.5258 | 4 | 4355.8031 | 5341.8198 | 88.7989 | 108.9002 | 145.1105 | 0 | 291.5016 | 6658016.8668 | 314945.2334 | 7183970.532 | 6881202.6879 | 0 | 538675.7349 | 0 | 8414956.3114 | 21893990.1774 | 14943098.1726 | 66828855.7163 | 961560.8286 | 11063974.3309 | 11063974.3309 | 1478867.319 | 5307310.8022 | 0 | 78854390.8759 | 96704543.3281 | 177827.941 | 18.1033 | 4355.8031 | 5341.8198 | 88.7989 | 108.9002
1 | 3400 | 707 | 0.04 | 15 | 15 | 7 | 2.3714e-10 | 5spot_SharedNeighbor | Water | Porous | Wet | R245fa | MinimizeLCOE_Brownfield | IgnoreSilica | 152.5723 | 47.376 | 4.6772 | 4 | 4285.0056 | 5239.1064 | 87.3556 | 106.8063 | 144.9514 | 0 | 270.7976 | 6776743.4981 | 320108.4367 | 7334426.3328 | 7068070.264 | 0 | 501463.4946 | 0 | 8580316.6902 | 22324223.963 | 15236741.5717 | 68142094.251 | 961560.8286 | 11063974.3309 | 11063974.3309 | 1478867.319 | 5307310.8022 | 0 | 80167629.4106 | 98017781.8628 | 237137.3706 | 18.7089 | 4285.0056 | 5239.1064 | 87.3556 | 106.8063
1 | 3400 | 707 | 0.04 | 15 | 15 | 7 | 3.1623e-10 | 5spot_SharedNeighbor | Water | Porous | Wet | R245fa | MinimizeLCOE_Brownfield | IgnoreSilica | 155.6728 | 48.2641 | 4.7923 | 4 | 4231.1818 | 5162.3725 | 86.2584 | 105.2419 | 144.8302 | 0 | 274.6377 | 6863244.3648 | 323838.0177 | 7444799.2805 | 7204575.8808 | 0 | 468047.4077 | 0 | 8698756.9311 | 22632381.1743 | 15447065.2004 | 69082708.2573 | 961560.8286 | 11063974.3309 | 11063974.3309 | 1478867.319 | 5307310.8022 | 0 | 81108243.4169 | 98958395.8691 | 316227.766 | 19.1692 | 4231.1818 | 5162.3725 | 86.2584 | 105.2419
1 | 3400 | 707 | 0.04 | 15 | 15 | 7 | 4.217e-10 | 5spot_SharedNeighbor | Water | Porous | Wet | R245fa | MinimizeLCOE_Brownfield | IgnoreSilica | 158.048 | 48.9414 | 4.8812 | 4 | 4190.3871 | 5104.6186 | 85.4267 | 104.0646 | 144.7358 | 0 | 286.7704 | 6928775.7867 | 326651.5246 | 7528736.3958 | 7308893.3256 | 0 | 440060.2982 | 0 | 8787915.7591 | 22864354.1558 | 15605391.5268 | 69790778.7727 | 961560.8286 | 11063974.3309 | 11063974.3309 | 1478867.319 | 5307310.8022 | 0 | 81816313.9322 | 99666466.3844 | 421696.5034 | 19.5248 | 4190.3871 | 5104.6186 | 85.4267 | 104.0646
1 | 3400 | 707 | 0.04 | 15 | 15 | 7 | 5.6234e-10 | 5spot_SharedNeighbor | Water | Porous | Wet | R245fa | MinimizeLCOE_Brownfield | IgnoreSilica | 159.8339 | 49.449 | 4.9488 | 4 | 4159.5273 | 5061.2602 | 84.7976 | 103.1806 | 144.6638 | 0 | 255.0241 | 6977629.477 | 328742.1013 | 7591495.2165 | 7387178.0416 | 0 | 416977.7888 | 0 | 8853788.8238 | 23035742.3578 | 15722367.4964 | 70313921.3033 | 961560.8286 | 11063974.3309 | 11063974.3309 | 1478867.319 | 5307310.8022 | 0 | 82339456.4628 | 100189608.9151 | 562341.3252 | 19.7954 | 4159.5273 | 5061.2602 | 84.7976 | 103.1806
1 | 3400 | 707 | 0.04 | 15 | 15 | 7 | 7.4989e-10 | 5spot_SharedNeighbor | Water | Porous | Wet | R245fa | MinimizeLCOE_Brownfield | IgnoreSilica | 161.1755 | 49.8293 | 5.0001 | 4 | 4136.2212 | 5028.7026 | 84.3225 | 102.5169 | 144.6092 | 0 | 303.2813 | 7014095.8044 | 330298.6811 | 7638444.6474 | 7445903.9081 | 0 | 398359.3952 | 0 | 8902569.9501 | 23162660.842 | 15808991.9697 | 70701325.198 | 961560.8286 | 11063974.3309 | 11063974.3309 | 1478867.319 | 5307310.8022 | 0 | 82726860.3575 | 100577012.8097 | 749894.2093 | 20.0006 | 4136.2212 | 5028.7026 | 84.3225 | 102.5169
1 | 3400 | 707 | 0.04 | 15 | 15 | 7 | 1e-09 | 5spot_SharedNeighbor | Water | Porous | Wet | R245fa | MinimizeLCOE_Brownfield | IgnoreSilica | 162.5569 | 50.2201 | 5.0484 | 4 | 4117.2485 | 5001.1978 | 83.9357 | 101.9562 | 144.5527 | 0 | 315.9149 | 7051455.0286 | 331890.5151 | 7686625.2521 | 7506305.7851 | 0 | 384934.5258 | 0 | 8954872.3316 | 23298740.91 | 15901869.4123 | 71116693.7605 | 961560.8286 | 11063974.3309 | 11063974.3309 | 1478867.319 | 5307310.8022 | 0 | 83142228.9201 | 100992381.3723 | 1000000 | 20.1936 | 4117.2485 | 5001.1978 | 83.9357 | 101.9562
1 | 3400 | 707 | 0.04 | 15 | 15 | 7 | 1.3335e-09 | 5spot_SharedNeighbor | Water | Porous | Wet | R245fa | MinimizeLCOE_Brownfield | IgnoreSilica | 163.2903 | 50.4272 | 5.077 | 4 | 4104.1736 | 4983.1368 | 83.6691 | 101.588 | 144.5224 | 0 | 293.9123 | 7071192.7915 | 332729.6659 | 7712125.5517 | 7538338.6929 | 0 | 373370.92 | 0 | 8980825.4725 | 23366265.6589 | 15947956.4409 | 71322805.1942 | 961560.8286 | 11063974.3309 | 11063974.3309 | 1478867.319 | 5307310.8022 | 0 | 83348340.3538 | 101198492.806 | 1333521.4322 | 20.3082 | 4104.1736 | 4983.1368 | 83.6691 | 101.588
1 | 3400 | 707 | 0.04 | 15 | 15 | 7 | 1.7783e-09 | 5spot_SharedNeighbor | Water | Porous | Wet | R245fa | MinimizeLCOE_Brownfield | IgnoreSilica | 163.846 | 50.5839 | 5.0987 | 4 | 4094.3347 | 4969.5588 | 83.4686 | 101.3112 | 144.4993 | 0 | 289.6219 | 7086106.5486 | 333363.0661 | 7731410.9285 | 7562591.6882 | 0 | 364463.1386 | 0 | 9000394.7944 | 23417181.0201 | 15982707.2212 | 71478218.4057 | 961560.8286 | 11063974.3309 | 11063974.3309 | 1478867.319 | 5307310.8022 | 0 | 83503753.5653 | 101353906.0175 | 1778279.41 | 20.395 | 4094.3347 | 4969.5588 | 83.4686 | 101.3112
1 | 3400 | 707 | 0.04 | 15 | 15 | 7 | 2.3714e-09 | 5spot_SharedNeighbor | Water | Porous | Wet | R245fa | MinimizeLCOE_Brownfield | IgnoreSilica | 164.265 | 50.702 | 5.1151 | 4 | 4086.9366 | 4959.3603 | 83.3177 | 101.1033 | 144.4819 | 0 | 289.5595 | 7097329.2045 | 333839.3377 | 7745933.0127 | 7580869.7431 | 0 | 357635.5752 | 0 | 9015086.6806 | 23455406.2943 | 16008796.7563 | 71594896.6044 | 961560.8286 | 11063974.3309 | 11063974.3309 | 1478867.319 | 5307310.8022 | 0 | 83620431.7639 | 101470584.2162 | 2371373.7057 | 20.4604 | 4086.9366 | 4959.3603 | 83.3177 | 101.1033
1 | 3400 | 707 | 0.04 | 15 | 15 | 7 | 3.1623e-09 | 5spot_SharedNeighbor | Water | Porous | Wet | R245fa | MinimizeLCOE_Brownfield | IgnoreSilica | 164.5667 | 50.7869 | 5.1271 | 4 | 4081.3772 | 4951.7535 | 83.2044 | 100.9482 | 144.4693 | 0 | 269.3894 | 7105399.4329 | 334181.6048 | 7756381.5289 | 7594029.1214 | 0 | 352310.9365 | 0 | 9025498.0236 | 23482494.4731 | 16027284.9949 | 71677580.1161 | 961560.8286 | 11063974.3309 | 11063974.3309 | 1478867.319 | 5307310.8022 | 0 | 83703115.2757 | 101553267.7279 | 3162277.6602 | 20.5085 | 4081.3772 | 4951.7535 | 83.2044 | 100.9482
1 | 3400 | 707 | 0.04 | 15 | 15 | 7 | 4.217e-09 | 5spot_SharedNeighbor | Water | Porous | Wet | R245fa | MinimizeLCOE_Brownfield | IgnoreSilica | 164.7908 | 50.85 | 5.1361 | 4 | 4077.2015 | 4946.054 | 83.1193 | 100.832 | 144.4599 | 0 | 271.3829 | 7111387.0912 | 334435.4336 | 7764136.7184 | 7603800.9104 | 0 | 348242.9309 | 0 | 9033181.203 | 23502484.5299 | 16040928.6194 | 71738597.4369 | 961560.8286 | 11063974.3309 | 11063974.3309 | 1478867.319 | 5307310.8022 | 0 | 83764132.5965 | 101614285.0487 | 4216965.0343 | 20.5445 | 4077.2015 | 4946.054 | 83.1193 | 100.832
1 | 3400 | 707 | 0.04 | 15 | 15 | 7 | 5.6234e-09 | 5spot_SharedNeighbor | Water | Porous | Wet | R245fa | MinimizeLCOE_Brownfield | IgnoreSilica | 164.9734 | 50.9014 | 5.1432 | 4 | 4074.0664 | 4941.7244 | 83.0554 | 100.7437 | 144.4523 | 0 | 293.247 | 7116262.6103 | 334642.0655 | 7770452.9788 | 7611762.1848 | 0 | 345285.2383 | 0 | 9039577.9803 | 23519127.6324 | 16052287.8788 | 71789398.5693 | 961560.8286 | 11063974.3309 | 11063974.3309 | 1478867.319 | 5307310.8022 | 0 | 83814933.7288 | 101665086.181 | 5623413.2519 | 20.5728 | 4074.0664 | 4941.7244 | 83.0554 | 100.7437
1 | 3400 | 707 | 0.04 | 15 | 15 | 7 | 7.4989e-09 | 5spot_SharedNeighbor | Water | Porous | Wet | R245fa | MinimizeLCOE_Brownfield | IgnoreSilica | 165.1003 | 50.9371 | 5.1483 | 4 | 4071.7131 | 4938.5138 | 83.0074 | 100.6783 | 144.447 | 0 | 269.6097 | 7119647.3552 | 334785.4669 | 7774839.1218 | 7617292.3064 | 0 | 342961.9864 | 0 | 9043915.2323 | 23530412.2724 | 16059989.8775 | 71823843.619 | 961560.8286 | 11063974.3309 | 11063974.3309 | 1478867.319 | 5307310.8022 | 0 | 83849378.7786 | 101699531.2308 | 7498942.0933 | 20.5931 | 4071.7131 | 4938.5138 | 83.0074 | 100.6783
1 | 3400 | 707 | 0.04 | 15 | 15 | 7 | 1e-08 | 5spot_SharedNeighbor | Water | Porous | Wet | R245fa | MinimizeLCOE_Brownfield | IgnoreSilica | 165.1929 | 50.9632 | 5.152 | 4 | 4069.9471 | 4936.1148 | 82.9714 | 100.6294 | 144.4431 | 0 | 269.4075 | 7122116.7423 | 334890.0647 | 7778039.6558 | 7621328.4071 | 0 | 341187.3669 | 0 | 9047049.2723 | 23538566.4017 | 16065555.2383 | 71848733.1491 | 961560.8286 | 11063974.3309 | 11063974.3309 | 1478867.319 | 5307310.8022 | 0 | 83874268.3087 | 101724420.7609 | 10000000 | 20.6082 | 4069.9471 | 4936.1148 | 82.9714 | 100.6294
1 | 3500 | 707 | 0.04 | 15 | 15 | 7 | 1e-13 | 5spot_SharedNeighbor | Water | Porous | Wet | R245fa | MinimizeLCOE_Brownfield | IgnoreSilica | 0 | 0 | 0 | 0 | [6 empty] | 21.8093 | [19 empty] | 100 | 0
1 | 3500 | 707 | 0.04 | 15 | 15 | 7 | 1.3335e-13 | 5spot_SharedNeighbor | Water | Porous | Wet | R245fa | MinimizeLCOE_Brownfield | IgnoreSilica | 0.74031 | 0.11962 | 0.00097494 | 4 | 3386869.9048 | 8109624.8879 | 69045.9241 | 165325.6724 | 100.7607 | 0 | 49.5592 | 80986.2282 | 2822.521 | 63181.5227 | 48615.2099 | 0 | 55299.7929 | 0 | 97853.0571 | 254593.5823 | 173765.3513 | 777117.2654 | 961560.8286 | 11469341.9306 | 11469341.9306 | 1478867.319 | 5469457.8421 | 0 | 13208020.0246 | 31625687.1163 | 133.3521 | 0.0038998 | 3386869.9048 | 8109624.8879 | 69045.9241 | 165325.6724
1 | 3500 | 707 | 0.04 | 15 | 15 | 7 | 1.7783e-13 | 5spot_SharedNeighbor | Water | Porous | Wet | R245fa | MinimizeLCOE_Brownfield | IgnoreSilica | 0.95719 | 0.17968 | 0.0047327 | 4 | 709796.3645 | 1682688.0867 | 14470.159 | 34303.8727 | 109.6424 | 0 | 52.5072 | 113552.3611 | 4222.0304 | 86912.8579 | 58012.463 | 0 | 62151.1899 | 0 | 126691.852 | 329626.2107 | 224976.6619 | 1006145.627 | 961560.8286 | 11469341.9306 | 11469341.9306 | 1478867.319 | 5469457.8421 | 0 | 13437048.3862 | 31854715.4779 | 177.8279 | 0.018931 | 709796.3645 | 1682688.0867 | 14470.159 | 34303.8727
1 | 3500 | 707 | 0.04 | 15 | 15 | 7 | 2.3714e-13 | 5spot_SharedNeighbor | Water | Porous | Wet | R245fa | MinimizeLCOE_Brownfield | IgnoreSilica | 1.2545 | 0.26763 | 0.010833 | 4 | 317203.1231 | 742249.8544 | 6466.6147 | 15131.7672 | 117.8078 | 0 | 51.7806 | 156803.9217 | 6186.0933 | 118841.4141 | 71366.8066 | 0 | 70984.4246 | 0 | 165431.2375 | 430418.1454 | 293769.2284 | 1313801.2717 | 961560.8286 | 11469341.9306 | 11469341.9306 | 1478867.319 | 5469457.8421 | 0 | 13744704.0308 | 32162371.1225 | 237.1374 | 0.043331 | 317203.1231 | 742249.8544 | 6466.6147 | 15131.7672
1 | 3500 | 707 | 0.04 | 15 | 15 | 7 | 3.1623e-13 | 5spot_SharedNeighbor | Water | Porous | Wet | R245fa | MinimizeLCOE_Brownfield | IgnoreSilica | 1.632 | 0.38448 | 0.01981 | 4 | 178164.1776 | 410588.9174 | 3632.1177 | 8370.4104 | 124.5364 | 0 | 286.7723 | 208865.7383 | 8651.8202 | 158056.4371 | 88681.2734 | 0 | 80446.7124 | 0 | 212433.7728 | 552709.1006 | 377235.3182 | 1687080.1729 | 961560.8286 | 11469341.9306 | 11469341.9306 | 1478867.319 | 5469457.8421 | 0 | 14117982.9321 | 32535650.0238 | 316.2278 | 0.079241 | 178164.1776 | 410588.9174 | 3632.1177 | 8370.4104
1 | 3500 | 707 | 0.04 | 15 | 15 | 7 | 4.217e-13 | 5spot_SharedNeighbor | Water | Porous | Wet | R245fa | MinimizeLCOE_Brownfield | IgnoreSilica | 2.1376 | 0.54607 | 0.032828 | 4 | 111154.6215 | 251413.1891 | 2266.0373 | 5125.3979 | 130.2525 | 0 | 392.219 | 274195.1125 | 11843.5851 | 208447.6094 | 112430.5259 | 0 | 92108.8814 | 0 | 272620.0286 | 709301.3923 | 484112.775 | 2165059.9102 | 961560.8286 | 11469341.9306 | 11469341.9306 | 1478867.319 | 5469457.8421 | 0 | 14595962.6694 | 33013629.7611 | 421.6965 | 0.13131 | 111154.6215 | 251413.1891 | 2266.0373 | 5125.3979
1 | 3500 | 707 | 0.04 | 15 | 15 | 7 | 5.6234e-13 | 5spot_SharedNeighbor | Water | Porous | Wet | R245fa | MinimizeLCOE_Brownfield | IgnoreSilica | 2.8183 | 0.76812 | 0.051228 | 4 | 74204.968 | 164085.6885 | 1512.7686 | 3345.1087 | 134.9887 | 0 | 524.1319 | 355558.2571 | 15902.1093 | 272994.0487 | 144747.6178 | 0 | 106626.9401 | 0 | 349373.2995 | 908997.659 | 620409.5803 | 2774609.5118 | 961560.8286 | 11469341.9306 | 11469341.9306 | 1478867.319 | 5469457.8421 | 0 | 15205512.271 | 33623179.3627 | 562.3413 | 0.20491 | 74204.968 | 164085.6885 | 1512.7686 | 3345.1087
1 | 3500 | 707 | 0.04 | 15 | 15 | 7 | 7.4989e-13 | 5spot_SharedNeighbor | Water | Porous | Wet | R245fa | MinimizeLCOE_Brownfield | IgnoreSilica | 3.717 | 1.0648 | 0.076382 | 4 | 52242.2539 | 112523.6263 | 1065.029 | 2293.9463 | 138.7584 | 0 | 66.5539 | 454141.2773 | 20878.9616 | 353616.3524 | 187382.1971 | 0 | 123889.767 | 0 | 444564.3366 | 1156665.2111 | 789447.7736 | 3530585.8766 | 961560.8286 | 11469341.9306 | 11469341.9306 | 1478867.319 | 5469457.8421 | 0 | 15961488.6358 | 34379155.7275 | 749.8942 | 0.30553 | 52242.2539 | 112523.6263 | 1065.029 | 2293.9463
1 | 3500 | 707 | 0.04 | 15 | 15 | 7 | 1e-12 | 5spot_SharedNeighbor | Water | Porous | Wet | R245fa | MinimizeLCOE_Brownfield | IgnoreSilica | 4.9131 | 1.4638 | 0.11076 | 4 | 38176.3645 | 79746.8443 | 778.2768 | 1625.7473 | 141.7389 | 0 | 95.5372 | 574905.5934 | 27030.0701 | 455242.4798 | 245337.3106 | 0 | 144899.9293 | 0 | 564491.9994 | 1468692.3893 | 1002412.7343 | 4483012.5061 | 961560.8286 | 11469341.9306 | 11469341.9306 | 1478867.319 | 5469457.8421 | 0 | 16913915.2653 | 35331582.3569 | 1000 | 0.44305 | 38176.3645 | 79746.8443 | 778.2768 | 1625.7473
1 | 3500 | 707 | 0.04 | 15 | 15 | 7 | 1.3335e-12 | 5spot_SharedNeighbor | Water | Porous | Wet | R245fa | MinimizeLCOE_Brownfield | IgnoreSilica | 6.5138 | 1.9993 | 0.15709 | 4 | 28821.826 | 58132.7099 | 587.5719 | 1185.1139 | 144.0439 | 0 | 78.7916 | 722333.8802 | 34546.9657 | 583297.7992 | 322747.3134 | 0 | 170783.101 | 0 | 715146.5332 | 1860664.5826 | 1269941.8105 | 5679461.9858 | 961560.8286 | 11469341.9306 | 11469341.9306 | 1478867.319 | 5469457.8421 | 0 | 18110364.7449 | 36528031.8366 | 1333.5214 | 0.62836 | 28821.826 | 58132.7099 | 587.5719 | 1185.1139
1 | 3500 | 707 | 0.04 | 15 | 15 | 7 | 1.7783e-12 | 5spot_SharedNeighbor | Water | Porous | Wet | R245fa | MinimizeLCOE_Brownfield | IgnoreSilica | 8.6332 | 2.703 | 0.21765 | 4 | 22494.6889 | 43649.7883 | 458.5847 | 889.86 | 145.6273 | 0 | 83.6848 | 898322.9524 | 43446.0673 | 741682.2048 | 423935.9767 | 0 | 202082.4991 | 0 | 900693.1832 | 2343418.905 | 1599431.5551 | 7153013.3438 | 961560.8286 | 11469341.9306 | 11469341.9306 | 1478867.319 | 5469457.8421 | 0 | 19583916.103 | 38001583.1947 | 1778.2794 | 0.8706 | 22494.6889 | 43649.7883 | 458.5847 | 889.86
1 | 3500 | 707 | 0.04 | 15 | 15 | 7 | 2.3714e-12 | 5spot_SharedNeighbor | Water | Porous | Wet | R245fa | MinimizeLCOE_Brownfield | IgnoreSilica | 11.4636 | 3.6644 | 0.3025 | 4 | 17751.2222 | 32972.2398 | 361.8827 | 672.1837 | 147.2742 | 0 | 112.128 | 1120116.6253 | 54806.9184 | 945073.5822 | 561540.2446 | 0 | 239873.7532 | 0 | 1139350.3382 | 2964355.8671 | 2023233.7907 | 9048351.1197 | 961560.8286 | 11469341.9306 | 11469341.9306 | 1478867.319 | 5469457.8421 | 0 | 21479253.8789 | 39896920.9705 | 2371.3737 | 1.21 | 17751.2222 | 32972.2398 | 361.8827 | 672.1837
1 | 3500 | 707 | 0.04 | 15 | 15 | 7 | 3.1623e-12 | 5spot_SharedNeighbor | Water | Porous | Wet | R245fa | MinimizeLCOE_Brownfield | IgnoreSilica | 15.2226 | 4.9311 | 0.41346 | 4 | 14411.9625 | 25548.2681 | 293.8073 | 520.836 | 148.3334 | 0 | 103.1794 | 1386412.0314 | 68314.0978 | 1197619.8111 | 743608.3798 | 0 | 286074.3523 | 0 | 1435991.1822 | 3736154.4938 | 2550002.2123 | 11404176.5606 | 961560.8286 | 11469341.9306 | 11469341.9306 | 1478867.319 | 5469457.8421 | 0 | 23835079.3198 | 42252746.4115 | 3162.2777 | 1.6538 | 14411.9625 | 25548.2681 | 293.8073 | 520.836
1 | 3500 | 707 | 0.04 | 15 | 15 | 7 | 4.217e-12 | 5spot_SharedNeighbor | Water | Porous | Wet | R245fa | MinimizeLCOE_Brownfield | IgnoreSilica | 20.2332 | 6.6207 | 0.56144 | 4 | 11935.8538 | 20136.9025 | 243.3285 | 410.518 | 149.1414 | 0 | 101.7481 | 1711977.0881 | 84767.4108 | 1515128.895 | 986411.8541 | 0 | 342689.7403 | 0 | 1809980.2454 | 4709197.3205 | 3214123.9356 | 14374276.4896 | 961560.8286 | 11469341.9306 | 11469341.9306 | 1478867.319 | 5469457.8421 | 0 | 26805179.2488 | 45222846.3405 | 4216.965 | 2.2458 | 11935.8538 | 20136.9025 | 243.3285 | 410.518
1 | 3500 | 707 | 0.04 | 15 | 15 | 7 | 5.6234e-12 | 5spot_SharedNeighbor | Water | Porous | Wet | R245fa | MinimizeLCOE_Brownfield | IgnoreSilica | 26.8622 | 8.8566 | 0.75747 | 4 | 10075.0698 | 16153.7403 | 205.3939 | 329.3158 | 149.7526 | 0 | 97.3433 | 2107436.2999 | 104673.1701 | 1911462.2244 | 1307660.7345 | 0 | 411166.5101 | 0 | 2278535.5863 | 5928282.2035 | 4046174.4179 | 18095391.1468 | 961560.8286 | 11469341.9306 | 11469341.9306 | 1478867.319 | 5469457.8421 | 0 | 30526293.906 | 48943960.9977 | 5623.4133 | 3.0299 | 10075.0698 | 16153.7403 | 205.3939 | 329.3158
1 | 3500 | 707 | 0.04 | 15 | 15 | 7 | 7.4989e-12 | 5spot_SharedNeighbor | Water | Porous | Wet | R245fa | MinimizeLCOE_Brownfield | IgnoreSilica | 35.6099 | 11.8071 | 1.016 | 4 | 8657.2252 | 13189.2874 | 176.4892 | 268.8815 | 150.2152 | 0 | 129.539 | 2586938.9603 | 128693.8937 | 2405132.4551 | 1730617.969 | 0 | 494108.1846 | 0 | 2864741.6705 | 7453470.1873 | 5087146.5563 | 22750849.8769 | 961560.8286 | 11469341.9306 | 11469341.9306 | 1478867.319 | 5469457.8421 | 0 | 35181752.636 | 53599419.7277 | 7498.9421 | 4.0639 | 8657.2252 | 13189.2874 | 176.4892 | 268.8815
1 | 3500 | 707 | 0.04 | 15 | 15 | 7 | 1e-11 | 5spot_SharedNeighbor | Water | Porous | Wet | R245fa | MinimizeLCOE_Brownfield | IgnoreSilica | 47.0428 | 15.6616 | 1.3533 | 4 | 7566.4739 | 10968.7408 | 154.2528 | 223.6126 | 150.5568 | 0 | 98.2737 | 3163436.5462 | 157429.8285 | 3014411.3538 | 2282163.6368 | 0 | 593648.4365 | 0 | 3592325.0227 | 9346492.8219 | 6379173.4022 | 28529081.0486 | 961560.8286 | 11469341.9306 | 11469341.9306 | 1478867.319 | 5469457.8421 | 0 | 40959983.8078 | 59377650.8995 | 10000 | 5.4134 | 7566.4739 | 10968.7408 | 154.2528 | 223.6126
1 | 3500 | 707 | 0.04 | 15 | 15 | 7 | 1.3335e-11 | 5spot_SharedNeighbor | Water | Porous | Wet | R245fa | MinimizeLCOE_Brownfield | IgnoreSilica | 61.7996 | 20.625 | 1.786 | 4 | 6726.309 | 9304.3285 | 137.1249 | 189.6813 | 150.7616 | 0 | 113.8696 | 3847613.6418 | 191319.6347 | 3756577.9931 | 2993409.7482 | 0 | 712436.1578 | 0 | 4485529.2985 | 11670427.1261 | 7965306.3168 | 35622619.9169 | 961560.8286 | 11469341.9306 | 11469341.9306 | 1478867.319 | 5469457.8421 | 0 | 48053522.6761 | 66471189.7678 | 13335.2143 | 7.1441 | 6726.309 | 9304.3285 | 137.1249 | 189.6813
1 | 3500 | 707 | 0.04 | 15 | 15 | 7 | 1.7783e-11 | 5spot_SharedNeighbor | Water | Porous | Wet | R245fa | MinimizeLCOE_Brownfield | IgnoreSilica | 77.3561 | 25.8167 | 2.2623 | 4 | 6088.1991 | 8123.4849 | 124.1162 | 165.6082 | 150.7615 | 0 | 135.1344 | 4511693.947 | 223879.4471 | 4495713.424 | 3740858.5979 | 0 | 802092.098 | 0 | 5371952.6305 | 13976718.8055 | 9539397.7776 | 42662306.7275 | 961560.8286 | 11469341.9306 | 11469341.9306 | 1478867.319 | 5469457.8421 | 0 | 55093209.4867 | 73510876.5784 | 17782.7941 | 9.0492 | 6088.1991 | 8123.4849 | 124.1162 | 165.6082
1 | 3500 | 707 | 0.04 | 15 | 15 | 7 | 2.3714e-11 | 5spot_SharedNeighbor | Water | Porous | Wet | R245fa | MinimizeLCOE_Brownfield | IgnoreSilica | 89.7527 | 29.9042 | 2.6957 | 4 | 5591.8396 | 7299.905 | 113.9972 | 148.8184 | 150.6224 | 0 | 166.9354 | 5005051.8493 | 247758.5984 | 5057093.2028 | 4333618.0057 | 0 | 810358.9957 | 0 | 6027013.4543 | 15681052.6975 | 10702640.6795 | 47864587.4831 | 961560.8286 | 11469341.9306 | 11469341.9306 | 1478867.319 | 5469457.8421 | 0 | 60295490.2423 | 78713157.334 | 23713.7371 | 10.7828 | 5591.8396 | 7299.905 | 113.9972 | 148.8184
1 | 3500 | 707 | 0.04 | 15 | 15 | 7 | 3.1623e-11 | 5spot_SharedNeighbor | Water | Porous | Wet | R245fa | MinimizeLCOE_Brownfield | IgnoreSilica | 101.7398 | 33.8023 | 3.1273 | 4 | 5203.8682 | 6676.2091 | 106.0879 | 136.1036 | 150.3853 | 0 | 192.4977 | 5455016.5716 | 269239.2437 | 5578726.8627 | 4903685.6958 | 0 | 797051.1302 | 0 | 6631450.6065 | 17253674.1807 | 11775987.1558 | 52664831.447 | 961560.8286 | 11469341.9306 | 11469341.9306 | 1478867.319 | 5469457.8421 | 0 | 65095734.2062 | 83513401.2979 | 31622.7766 | 12.5091 | 5203.8682 | 6676.2091 | 106.0879 | 136.1036
1 | 3500 | 707 | 0.04 | 15 | 15 | 7 | 4.217e-11 | 5spot_SharedNeighbor | Water | Porous | Wet | R245fa | MinimizeLCOE_Brownfield | IgnoreSilica | 112.8406 | 37.3566 | 3.5365 | 4 | 4902.2312 | 6204.2099 | 99.9386 | 126.4812 | 150.0856 | 0 | 228.238 | 5849725.1921 | 287799.7078 | 6044388.0394 | 5428478.0738 | 0 | 765758.505 | 0 | 7166698.3121 | 18646278.9161 | 12726468.503 | 56915595.2493 | 961560.8286 | 11469341.9306 | 11469341.9306 | 1478867.319 | 5469457.8421 | 0 | 69346498.0085 | 87764165.1002 | 42169.6503 | 14.1459 | 4902.2312 | 6204.2099 | 99.9386 | 126.4812
1 | 3500 | 707 | 0.04 | 15 | 15 | 7 | 5.6234e-11 | 5spot_SharedNeighbor | Water | Porous | Wet | R245fa | MinimizeLCOE_Brownfield | IgnoreSilica | 122.6501 | 40.4435 | 3.905 | 4 | 4668.8455 | 5847.9427 | 95.1807 | 119.2182 | 149.7631 | 0 | 254.8063 | 6181076.86 | 303107.6104 | 6442121.0768 | 5885262.4724 | 0 | 720939.4221 | 0 | 7617677.9022 | 19819635.3011 | 13527308.3457 | 60497128.9907 | 961560.8286 | 11469341.9306 | 11469341.9306 | 1478867.319 | 5469457.8421 | 0 | 72928031.7499 | 91345698.8416 | 56234.1325 | 15.6201 | 4668.8455 | 5847.9427 | 95.1807 | 119.2182
1 | 3500 | 707 | 0.04 | 15 | 15 | 7 | 7.4989e-11 | 5spot_SharedNeighbor | Water | Porous | Wet | R245fa | MinimizeLCOE_Brownfield | IgnoreSilica | 131.0714 | 43.0511 | 4.2256 | 4 | 4489.0068 | 5578.6479 | 91.5145 | 113.7283 | 149.4464 | 0 | 245.1158 | 6453191.4879 | 315471.8522 | 6773729.735 | 6272554.8005 | 0 | 669191.6277 | 0 | 7988814.4063 | 20785256.354 | 14186364.5559 | 63444574.8196 | 961560.8286 | 11469341.9306 | 11469341.9306 | 1478867.319 | 5469457.8421 | 0 | 75875477.5788 | 94293144.6705 | 74989.4209 | 16.9025 | 4489.0068 | 5578.6479 | 91.5145 | 113.7283
1 | 3500 | 707 | 0.04 | 15 | 15 | 7 | 1e-10 | 5spot_SharedNeighbor | Water | Porous | Wet | R245fa | MinimizeLCOE_Brownfield | IgnoreSilica | 140.7741 | 46.0337 | 4.5598 | 4 | 4348.5376 | 5358.3245 | 88.6508 | 109.2367 | 149.0888 | 0 | 254.8645 | 6757763.7897 | 329214.7322 | 7148323.8233 | 6716917.106 | 0 | 642001.5605 | 0 | 8421746.1946 | 21911656.0606 | 14955155.5008 | 66882778.7676 | 961560.8286 | 11469341.9306 | 11469341.9306 | 1478867.319 | 5469457.8421 | 0 | 79313681.5268 | 97731348.6185 | 100000 | 18.2392 | 4348.5376 | 5358.3245 | 88.6508 | 109.2367
1 | 3500 | 707 | 0.04 | 15 | 15 | 7 | 1.3335e-10 | 5spot_SharedNeighbor | Water | Porous | Wet | R245fa | MinimizeLCOE_Brownfield | IgnoreSilica | 147.0151 | 47.9326 | 4.7985 | 4 | 4240.4425 | 5199.9938 | 86.4472 | 106.0089 | 148.8516 | 0 | 261.562 | 6947896.5151 | 337714.102 | 7384432.1396 | 7000901.5739 | 0 | 594049.242 | 0 | 8683347.4933 | 22592288.9781 | 15419701.4527 | 68960331.4966 | 961560.8286 | 11469341.9306 | 11469341.9306 | 1478867.319 | 5469457.8421 | 0 | 81391234.2558 | 99808901.3475 | 133352.1432 | 19.194 | 4240.4425 | 5199.9938 | 86.4472 | 106.0089
1 | 3500 | 707 | 0.04 | 15 | 15 | 7 | 1.7783e-10 | 5spot_SharedNeighbor | Water | Porous | Wet | R245fa | MinimizeLCOE_Brownfield | IgnoreSilica | 151.9339 | 49.4159 | 4.9895 | 4 | 4157.8505 | 5080.6733 | 84.7634 | 103.5764 | 148.6569 | 0 | 245.2748 | 7094310.2742 | 344203.446 | 7567656.4692 | 7223472.2634 | 0 | 549035.8043 | 0 | 8883684.5203 | 23113524.8276 | 15775455.6302 | 70551343.2353 | 961560.8286 | 11469341.9306 | 11469341.9306 | 1478867.319 | 5469457.8421 | 0 | 82982245.9945 | 101399913.0861 | 177827.941 | 19.958 | 4157.8505 | 5080.6733 | 84.7634 | 103.5764
1 | 3500 | 707 | 0.04 | 15 | 15 | 7 | 2.3714e-10 | 5spot_SharedNeighbor | Water | Porous | Wet | R245fa | MinimizeLCOE_Brownfield | IgnoreSilica | 155.7628 | 50.5625 | 5.1399 | 4 | 4094.9478 | 4990.7607 | 83.481 | 101.7434 | 148.5007 | 0 | 301.8073 | 7206241.6224 | 349129.2345 | 7708599.0552 | 7396018.0582 | 0 | 508955.131 | 0 | 9035887.8095 | 23509526.5648 | 16045734.953 | 71760092.4286 | 961560.8286 | 11469341.9306 | 11469341.9306 | 1478867.319 | 5469457.8421 | 0 | 84190995.1878 | 102608662.2794 | 237137.3706 | 20.5597 | 4094.9478 | 4990.7607 | 83.481 | 101.7434
1 | 3500 | 707 | 0.04 | 15 | 15 | 7 | 3.1623e-10 | 5spot_SharedNeighbor | Water | Porous | Wet | R245fa | MinimizeLCOE_Brownfield | IgnoreSilica | 158.7083 | 51.4397 | 5.2569 | 4 | 4047.1658 | 4923.0533 | 82.5069 | 100.3631 | 148.3778 | 0 | 271.8435 | 7291155.21 | 352844.9996 | 7816037.5092 | 7528331.8684 | 0 | 474550.3454 | 0 | 9150538.7737 | 23807824.8555 | 16249329.6658 | 72670613.2275 | 961560.8286 | 11469341.9306 | 11469341.9306 | 1478867.319 | 5469457.8421 | 0 | 85101515.9867 | 103519183.0784 | 316227.766 | 21.0274 | 4047.1658 | 4923.0533 | 82.5069 | 100.3631
1 | 3500 | 707 | 0.04 | 15 | 15 | 7 | 4.217e-10 | 5spot_SharedNeighbor | Water | Porous | Wet | R245fa | MinimizeLCOE_Brownfield | IgnoreSilica | 160.925 | 52.097 | 5.3461 | 4 | 4010.9518 | 4872.2117 | 81.7687 | 99.3266 | 148.2839 | 0 | 257.7034 | 7354377.942 | 355599.3589 | 7896328.6742 | 7627659.5566 | 0 | 445577.0715 | 0 | 9235021.6153 | 24027631.8795 | 16399352.4762 | 73341548.5742 | 961560.8286 | 11469341.9306 | 11469341.9306 | 1478867.319 | 5469457.8421 | 0 | 85772451.3334 | 104190118.4251 | 421696.5034 | 21.3846 | 4010.9518 | 4872.2117 | 81.7687 | 99.3266
1 | 3500 | 707 | 0.04 | 15 | 15 | 7 | 5.6234e-10 | 5spot_SharedNeighbor | Water | Porous | Wet | R245fa | MinimizeLCOE_Brownfield | IgnoreSilica | 162.5982 | 52.5915 | 5.4142 | 4 | 3983.5575 | 4833.9963 | 81.2102 | 98.5476 | 148.2121 | 0 | 284.1272 | 7401714.5661 | 357654.6216 | 7956614.4374 | 7702491.1461 | 0 | 421892.6051 | 0 | 9297743.2767 | 24190820.7767 | 16510732.2518 | 73839663.6815 | 961560.8286 | 11469341.9306 | 11469341.9306 | 1478867.319 | 5469457.8421 | 0 | 86270566.4407 | 104688233.5324 | 562341.3252 | 21.6567 | 3983.5575 | 4833.9963 | 81.2102 | 98.5476
1 | 3500 | 707 | 0.04 | 15 | 15 | 7 | 7.4989e-10 | 5spot_SharedNeighbor | Water | Porous | Wet | R245fa | MinimizeLCOE_Brownfield | IgnoreSilica | 163.8675 | 52.9657 | 5.466 | 4 | 3962.8686 | 4805.2444 | 80.7884 | 97.9614 | 148.1572 | 0 | 298.8307 | 7437406.0843 | 359200.2537 | 8002166.7074 | 7759178.3782 | 0 | 402981.8047 | 0 | 9344763.959 | 24313158.9468 | 16594230.5666 | 74213086.7007 | 961560.8286 | 11469341.9306 | 11469341.9306 | 1478867.319 | 5469457.8421 | 0 | 86643989.4599 | 105061656.5516 | 749894.2093 | 21.864 | 3962.8686 | 4805.2444 | 80.7884 | 97.9614
1 | 3500 | 707 | 0.04 | 15 | 15 | 7 | 1e-09 | 5spot_SharedNeighbor | Water | Porous | Wet | R245fa | MinimizeLCOE_Brownfield | IgnoreSilica | 160 | 51.8217 | 5.3923 | 4 | 3947.2081 | 4801.0931 | 80.4692 | 97.8768 | 148.3212 | 0 | 265.8198 | 7327872.5612 | 354439.7411 | 7862734.9505 | 7586119.7333 | 0 | 343649.0797 | 0 | 9155178.2657 | 23819895.8621 | 16257568.3758 | 72707458.5695 | 961560.8286 | 11469341.9306 | 11469341.9306 | 1478867.319 | 5469457.8421 | 0 | 85138361.3287 | 103556028.4204 | 1000000 | 21.5693 | 3947.2081 | 4801.0931 | 80.4692 | 97.8768
1 | 3500 | 707 | 0.04 | 15 | 15 | 7 | 1.3335e-09 | 5spot_SharedNeighbor | Water | Porous | Wet | R245fa | MinimizeLCOE_Brownfield | IgnoreSilica | 165.8554 | 53.5503 | 5.5435 | 4 | 3934.2999 | 4764.9027 | 80.206 | 97.139 | 148.0705 | 0 | 285.6247 | 7492950.6665 | 361599.3498 | 8073213.9387 | 7847833.4304 | 0 | 377315.3973 | 0 | 9419635.9852 | 24507960.6005 | 16727186.6981 | 74807696.0665 | 961560.8286 | 11469341.9306 | 11469341.9306 | 1478867.319 | 5469457.8421 | 0 | 87238598.8256 | 105656265.9173 | 1333521.4322 | 22.1739 | 3934.2999 | 4764.9027 | 80.206 | 97.139
1 | 3500 | 707 | 0.04 | 15 | 15 | 7 | 1.7783e-09 | 5spot_SharedNeighbor | Water | Porous | Wet | R245fa | MinimizeLCOE_Brownfield | IgnoreSilica | 166.387 | 53.7063 | 5.5655 | 4 | 3925.569 | 4752.8872 | 80.028 | 96.894 | 148.0471 | 0 | 281.8632 | 7507718.3015 | 362235.508 | 8092141.9838 | 7871506.2544 | 0 | 368383.956 | 0 | 9438774.5414 | 24557755.1979 | 16761172.534 | 74959688.2771 | 961560.8286 | 11469341.9306 | 11469341.9306 | 1478867.319 | 5469457.8421 | 0 | 87390591.0363 | 105808258.128 | 1778279.41 | 22.2619 | 3925.569 | 4752.8872 | 80.028 | 96.894
1 | 3500 | 707 | 0.04 | 15 | 15 | 7 | 2.3714e-09 | 5spot_SharedNeighbor | Water | Porous | Wet | R245fa | MinimizeLCOE_Brownfield | IgnoreSilica | 166.7593 | 53.8154 | 5.5814 | 4 | 3919.004 | 4743.9596 | 79.8942 | 96.712 | 148.0306 | 0 | 250.7652 | 7518040.0185 | 362679.7358 | 8105381.0734 | 7888077.3666 | 0 | 361291.019 | 0 | 9451832.9932 | 24591730.6108 | 16784361.4514 | 75063394.2687 | 961560.8286 | 11469341.9306 | 11469341.9306 | 1478867.319 | 5469457.8421 | 0 | 87494297.0278 | 105911964.1195 | 2371373.7057 | 22.3256 | 3919.004 | 4743.9596 | 79.8942 | 96.712
1 | 3500 | 707 | 0.04 | 15 | 15 | 7 | 3.1623e-09 | 5spot_SharedNeighbor | Water | Porous | Wet | R245fa | MinimizeLCOE_Brownfield | IgnoreSilica | 167.0493 | 53.9004 | 5.5936 | 4 | 3914.0705 | 4737.2221 | 79.7936 | 96.5747 | 148.0178 | 0 | 268.5737 | 7526070.8298 | 363025.1746 | 8115686.4965 | 7900983.6164 | 0 | 355974.4457 | 0 | 9462078.8196 | 24618388.1492 | 16802555.7691 | 75144763.3009 | 961560.8286 | 11469341.9306 | 11469341.9306 | 1478867.319 | 5469457.8421 | 0 | 87575666.0601 | 105993333.1518 | 3162277.6602 | 22.3746 | 3914.0705 | 4737.2221 | 79.7936 | 96.5747
1 | 3500 | 707 | 0.04 | 15 | 15 | 7 | 4.217e-09 | 5spot_SharedNeighbor | Water | Porous | Wet | R245fa | MinimizeLCOE_Brownfield | IgnoreSilica | 167.2586 | 53.9617 | 5.6026 | 4 | 3910.3649 | 4732.1946 | 79.7181 | 96.4722 | 148.0085 | 0 | 261.0352 | 7531859.4308 | 363274.0384 | 8123117.5953 | 7910294.2733 | 0 | 351860.1502 | 0 | 9469358.1403 | 24637327.4487 | 16815482.2302 | 75202573.3073 | 961560.8286 | 11469341.9306 | 11469341.9306 | 1478867.319 | 5469457.8421 | 0 | 87633476.0665 | 106051143.1582 | 4216965.0343 | 22.4106 | 3910.3649 | 4732.1946 | 79.7181 | 96.4722
1 | 3500 | 707 | 0.04 | 15 | 15 | 7 | 5.6234e-09 | 5spot_SharedNeighbor | Water | Porous | Wet | R245fa | MinimizeLCOE_Brownfield | IgnoreSilica | 167.4903 | 54.0295 | 5.6111 | 4 | 3907.5826 | 4728.1676 | 79.6614 | 96.3901 | 147.9982 | 0 | 254.569 | 7538265.0878 | 363549.5081 | 8131340.4547 | 7920599.8932 | 0 | 349409.1703 | 0 | 9478234.0045 | 24660420.6266 | 16831243.7986 | 75273062.5438 | 961560.8286 | 11469341.9306 | 11469341.9306 | 1478867.319 | 5469457.8421 | 0 | 87703965.303 | 106121632.3947 | 5623413.2519 | 22.4446 | 3907.5826 | 4728.1676 | 79.6614 | 96.3901
1 | 3500 | 707 | 0.04 | 15 | 15 | 7 | 7.4989e-09 | 5spot_SharedNeighbor | Water | Porous | Wet | R245fa | MinimizeLCOE_Brownfield | IgnoreSilica | 167.607 | 54.0636 | 5.6162 | 4 | 3905.4935 | 4725.3412 | 79.6188 | 96.3325 | 147.9931 | 0 | 266.8308 | 7541485.3663 | 363688.0377 | 8135473.9101 | 7925783.5704 | 0 | 347045.4247 | 0 | 9482255.7606 | 24670884.411 | 16838385.5465 | 75305002.0274 | 961560.8286 | 11469341.9306 | 11469341.9306 | 1478867.319 | 5469457.8421 | 0 | 87735904.7866 | 106153571.8782 | 7498942.0933 | 22.4647 | 3905.4935 | 4725.3412 | 79.6188 | 96.3325
1 | 3500 | 707 | 0.04 | 15 | 15 | 7 | 1e-08 | 5spot_SharedNeighbor | Water | Porous | Wet | R245fa | MinimizeLCOE_Brownfield | IgnoreSilica | 167.6996 | 54.0906 | 5.6201 | 4 | 3903.9257 | 4723.2036 | 79.5868 | 96.2889 | 147.9889 | 0 | 263.463 | 7544040.2898 | 363797.9328 | 8138753.6996 | 7929897.3291 | 0 | 345308.1766 | 0 | 9485500.9969 | 24679327.8501 | 16844148.3672 | 75330774.6421 | 961560.8286 | 11469341.9306 | 11469341.9306 | 1478867.319 | 5469457.8421 | 0 | 87761677.4013 | 106179344.493 | 10000000 | 22.4804 | 3903.9257 | 4723.2036 | 79.5868 | 96.2889
1 | 3600 | 707 | 0.04 | 15 | 15 | 7 | 1e-13 | 5spot_SharedNeighbor | Water | Porous | Wet | R245fa | MinimizeLCOE_Brownfield | IgnoreSilica | 0 | 0 | 0 | 0 | [6 empty] | 22.2652 | [19 empty] | 100 | 0
1 | 3600 | 707 | 0.04 | 15 | 15 | 7 | 1.3335e-13 | 5spot_SharedNeighbor | Water | Porous | Wet | R245fa | MinimizeLCOE_Brownfield | IgnoreSilica | 0.75975 | 0.12792 | 0.0017282 | 4 | 1974739.935 | 4722298.372 | 40257.7446 | 96270.4397 | 103.118 | 0 | 52.5014 | 86184.2079 | 3054.6851 | 66544.7523 | 49732.5306 | 0 | 55649.9412 | 0 | 101854.7857 | 265005.259 | 180871.5346 | 808897.6963 | 961560.8286 | 11880569.6211 | 11880569.6211 | 1478867.319 | 5633948.9183 | 0 | 13651028.1459 | 32644414.0043 | 133.3521 | 0.0069128 | 1974739.935 | 4722298.372 | 40257.7446 | 96270.4397
1 | 3600 | 707 | 0.04 | 15 | 15 | 7 | 1.7783e-13 | 5spot_SharedNeighbor | Water | Porous | Wet | R245fa | MinimizeLCOE_Brownfield | IgnoreSilica | 0.97664 | 0.1906 | 0.0059797 | 4 | 580541.5745 | 1374623.3201 | 11835.1252 | 28023.5557 | 112.0613 | 0 | 54.115 | 120012.9412 | 4539.1124 | 90955.8969 | 59358.2938 | 0 | 62095.7477 | 0 | 131415.1768 | 341915.3332 | 233364.2405 | 1043656.7424 | 961560.8286 | 11880569.6211 | 11880569.6211 | 1478867.319 | 5633948.9183 | 0 | 13885787.1921 | 32879173.0504 | 177.8279 | 0.023919 | 580541.5745 | 1374623.3201 | 11835.1252 | 28023.5557
1 | 3600 | 707 | 0.04 | 15 | 15 | 7 | 2.3714e-13 | 5spot_SharedNeighbor | Water | Porous | Wet | R245fa | MinimizeLCOE_Brownfield | IgnoreSilica | 1.2739 | 0.28234 | 0.012797 | 4 | 277444.1123 | 648501.0193 | 5656.0735 | 13220.5704 | 120.3539 | 0 | 53.1511 | 164988.2136 | 6626.296 | 123817.7028 | 73003.0213 | 0 | 70493.3306 | 0 | 171182.14 | 445380.814 | 303981.5572 | 1359473.0754 | 961560.8286 | 11880569.6211 | 11880569.6211 | 1478867.319 | 5633948.9183 | 0 | 14201603.5251 | 33194989.3834 | 237.1374 | 0.051187 | 277444.1123 | 648501.0193 | 5656.0735 | 13220.5704
1 | 3600 | 707 | 0.04 | 15 | 15 | 7 | 3.1623e-13 | 5spot_SharedNeighbor | Water | Porous | Wet | R245fa | MinimizeLCOE_Brownfield | IgnoreSilica | 1.6709 | 0.41079 | 0.023073 | 4 | 158278.0167 | 364075.1881 | 3226.7115 | 7422.1652 | 127.5216 | 0 | 281.1798 | 221998.8121 | 9392.1794 | 166307.931 | 91708.0812 | 0 | 80655.5719 | 0 | 222324.4045 | 578442.4955 | 394798.889 | 1765628.3646 | 961560.8286 | 11880569.6211 | 11880569.6211 | 1478867.319 | 5633948.9183 | 0 | 14607758.8143 | 33601144.6727 | 316.2278 | 0.092292 | 158278.0167 | 364075.1881 | 3226.7115 | 7422.1652
1 | 3600 | 707 | 0.04 | 15 | 15 | 7 | 4.217e-13 | 5spot_SharedNeighbor | Water | Porous | Wet | R245fa | MinimizeLCOE_Brownfield | IgnoreSilica | 2.196 | 0.58638 | 0.037883 | 4 | 99780.4313 | 225121.6829 | 2034.1591 | 4589.41 | 133.4781 | 0 | 381.1286 | 292581.3697 | 12932.4988 | 220187.4968 | 117048.3921 | 0 | 92720.3533 | 0 | 286833.3432 | 746281.5213 | 509352.4728 | 2277937.4479 | 961560.8286 | 11880569.6211 | 11880569.6211 | 1478867.319 | 5633948.9183 | 0 | 15120067.8976 | 34113453.7559 | 421.6965 | 0.15153 | 99780.4313 | 225121.6829 | 2034.1591 | 4589.41
1 | 3600 | 707 | 0.04 | 15 | 15 | 7 | 5.6234e-13 | 5spot_SharedNeighbor | Water | Porous | Wet | R245fa | MinimizeLCOE_Brownfield | IgnoreSilica | 2.8961 | 0.82521 | 0.058638 | 4 | 67212.8967 | 148190.2282 | 1370.2258 | 3021.0582 | 138.3503 | 0 | 505.6612 | 379490.7459 | 17384.8385 | 288465.0963 | 150963.8983 | 0 | 107364.1158 | 0 | 368030.791 | 957540.6246 | 653541.1518 | 2922781.2623 | 961560.8286 | 11880569.6211 | 11880569.6211 | 1478867.319 | 5633948.9183 | 0 | 15764911.7119 | 34758297.5703 | 562.3413 | 0.23455 | 67212.8967 | 148190.2282 | 1370.2258 | 3021.0582
1 | 3600 | 707 | 0.04 | 15 | 15 | 7 | 7.4989e-13 | 5spot_SharedNeighbor | Water | Porous | Wet | R245fa | MinimizeLCOE_Brownfield | IgnoreSilica | 3.807 | 1.1408 | 0.086905 | 4 | 47634.1593 | 102272.8279 | 971.0868 | 2084.9699 | 142.182 | 0 | 79.0449 | 483930.0263 | 22819.168 | 372814.1314 | 196101.0542 | 0 | 124225.0125 | 0 | 467956.8631 | 1217527.7666 | 830987.7184 | 3716361.7405 | 961560.8286 | 11880569.6211 | 11880569.6211 | 1478867.319 | 5633948.9183 | 0 | 16558492.1902 | 35551878.0486 | 749.8942 | 0.34762 | 47634.1593 | 102272.8279 | 971.0868 | 2084.9699
1 | 3600 | 707 | 0.04 | 15 | 15 | 7 | 1e-12 | 5spot_SharedNeighbor | Water | Porous | Wet | R245fa | MinimizeLCOE_Brownfield | IgnoreSilica | 5.04 | 1.5711 | 0.12568 | 4 | 34948.2053 | 72728.9805 | 712.4664 | 1482.6786 | 145.2667 | 0 | 77.2367 | 613359.252 | 29598.4358 | 480608.9489 | 257130.4367 | 0 | 145573.9082 | 0 | 595245.6828 | 1548707.165 | 1057024.4629 | 4727248.2923 | 961560.8286 | 11880569.6211 | 11880569.6211 | 1478867.319 | 5633948.9183 | 0 | 17569378.742 | 36562764.6003 | 1000 | 0.50273 | 34948.2053 | 72728.9805 | 712.4664 | 1482.6786
1 | 3600 | 707 | 0.04 | 15 | 15 | 7 | 1.3335e-12 | 5spot_SharedNeighbor | Water | Porous | Wet | R245fa | MinimizeLCOE_Brownfield | IgnoreSilica | 6.6648 | 2.1395 | 0.17734 | 4 | 26528.5143 | 53304.5118 | 540.8196 | 1086.6846 | 147.611 | 0 | 90.4504 | 768937.5954 | 37754.241 | 614345.1337 | 337356.5832 | 0 | 170962.4258 | 0 | 752448.8319 | 1957717.5121 | 1336182.4291 | 5975704.7523 | 961560.8286 | 11880569.6211 | 11880569.6211 | 1478867.319 | 5633948.9183 | 0 | 18817835.202 | 37811221.0603 | 1333.5214 | 0.70934 | 26528.5143 | 53304.5118 | 540.8196 | 1086.6846
1 | 3600 | 707 | 0.04 | 15 | 15 | 7 | 1.7783e-12 | 5spot_SharedNeighbor | Water | Porous | Wet | R245fa | MinimizeLCOE_Brownfield | IgnoreSilica | 8.8185 | 2.8897 | 0.24541 | 4 | 20748.8625 | 40097.867 | 422.9936 | 817.4493 | 149.2569 | 0 | 77.3037 | 955996.4133 | 47510.4145 | 780503.701 | 443868.6443 | 0 | 201816.9839 | 0 | 947581.5012 | 2465412.6905 | 1682694.8204 | 7525385.1692 | 961560.8286 | 11880569.6211 | 11880569.6211 | 1478867.319 | 5633948.9183 | 0 | 20367515.6189 | 39360901.4773 | 1778.2794 | 0.98162 | 20748.8625 | 40097.867 | 422.9936 | 817.4493
1 | 3600 | 707 | 0.04 | 15 | 15 | 7 | 2.3714e-12 | 5spot_SharedNeighbor | Water | Porous | Wet | R245fa | MinimizeLCOE_Brownfield | IgnoreSilica | 11.7265 | 3.9224 | 0.34066 | 4 | 16417.3825 | 30356.0806 | 334.6905 | 618.8498 | 150.9489 | 0 | 95.254 | 1192966.3078 | 59988.2313 | 995556.3408 | 588016.5273 | 0 | 240005.4545 | 0 | 1199847.8161 | 3121757.8949 | 2130663.909 | 9528802.4819 | 961560.8286 | 11880569.6211 | 11880569.6211 | 1478867.319 | 5633948.9183 | 0 | 22370932.9316 | 41364318.79 | 2371.3737 | 1.3626 | 16417.3825 | 30356.0806 | 334.6905 | 618.8498
1 | 3600 | 707 | 0.04 | 15 | 15 | 7 | 3.1623e-12 | 5spot_SharedNeighbor | Water | Porous | Wet | R245fa | MinimizeLCOE_Brownfield | IgnoreSilica | 15.571 | 5.279 | 0.46533 | 4 | 13354.6471 | 23558.9611 | 272.2525 | 480.2813 | 152.0412 | 0 | 105.45 | 1476994.8084 | 74826.9686 | 1261700.0947 | 779502.3806 | 0 | 286219.0686 | 0 | 1512904.8951 | 3936268.1977 | 2686583.9271 | 12015000.3407 | 961560.8286 | 11880569.6211 | 11880569.6211 | 1478867.319 | 5633948.9183 | 0 | 24857130.7904 | 43850516.6488 | 3162.2777 | 1.8613 | 13354.6471 | 23558.9611 | 272.2525 | 480.2813
1 | 3600 | 707 | 0.04 | 15 | 15 | 7 | 4.217e-12 | 5spot_SharedNeighbor | Water | Porous | Wet | R245fa | MinimizeLCOE_Brownfield | IgnoreSilica | 20.6742 | 7.0866 | 0.63228 | 4 | 11072.5503 | 18582.3885 | 225.7289 | 378.8271 | 152.8718 | 0 | 100.9643 | 1824770.5842 | 93011.2738 | 1595828.6807 | 1039175.7463 | 0 | 342463.9209 | 0 | 1909147.5803 | 4967210.384 | 3390223.153 | 15161831.3233 | 961560.8286 | 11880569.6211 | 11880569.6211 | 1478867.319 | 5633948.9183 | 0 | 28003961.773 | 46997347.6314 | 4216.965 | 2.5291 | 11072.5503 | 18582.3885 | 225.7289 | 378.8271
1 | 3600 | 707 | 0.04 | 15 | 15 | 7 | 5.6234e-12 | 5spot_SharedNeighbor | Water | Porous | Wet | R245fa | MinimizeLCOE_Brownfield | IgnoreSilica | 27.4347 | 9.4776 | 0.85272 | 4 | 9362.1786 | 14930.6547 | 190.8607 | 304.3816 | 153.5019 | 0 | 103.2333 | 2246399.4002 | 114902.9235 | 2012843.264 | 1379050.9445 | 0 | 410685.9674 | 0 | 2403914.1748 | 6254491.5724 | 4268819.0151 | 19091107.2619 | 961560.8286 | 11880569.6211 | 11880569.6211 | 1478867.319 | 5633948.9183 | 0 | 31933237.7116 | 50926623.5699 | 5623.4133 | 3.4109 | 9362.1786 | 14930.6547 | 190.8607 | 304.3816
1 | 3600 | 707 | 0.04 | 15 | 15 | 7 | 7.4989e-12 | 5spot_SharedNeighbor | Water | Porous | Wet | R245fa | MinimizeLCOE_Brownfield | IgnoreSilica | 36.348 | 12.6302 | 1.1432 | 4 | 8057.6008 | 12211.1869 | 164.2651 | 248.9416 | 153.9787 | 0 | 100.5491 | 2757278.3484 | 141297.7666 | 2531862.1866 | 1826209.5232 | 0 | 493253.3228 | 0 | 3022461.4475 | 7863824.6943 | 5367221.9393 | 24003409.2286 | 961560.8286 | 11880569.6211 | 11880569.6211 | 1478867.319 | 5633948.9183 | 0 | 36845539.6783 | 55838925.5367 | 7498.9421 | 4.5728 | 8057.6008 | 12211.1869 | 164.2651 | 248.9416
1 | 3600 | 707 | 0.04 | 15 | 15 | 7 | 1e-11 | 5spot_SharedNeighbor | Water | Porous | Wet | R245fa | MinimizeLCOE_Brownfield | IgnoreSilica | 48.007 | 16.7527 | 1.5226 | 4 | 7052.604 | 10171.1746 | 143.7769 | 207.3532 | 154.3298 | 0 | 97.1863 | 3372313.9629 | 172923.1043 | 3173068.7023 | 2410858.814 | 0 | 592721.9254 | 0 | 3791535.7385 | 9864798.2406 | 6732927.5005 | 30111147.9884 | 961560.8286 | 11880569.6211 | 11880569.6211 | 1478867.319 | 5633948.9183 | 0 | 42953278.4381 | 61946664.2965 | 10000 | 6.0904 | 7052.604 | 10171.1746 | 143.7769 | 207.3532
1 | 3600 | 707 | 0.04 | 15 | 15 | 7 | 1.3335e-11 | 5spot_SharedNeighbor | Water | Porous | Wet | R245fa | MinimizeLCOE_Brownfield | IgnoreSilica | 62.9984 | 22.0384 | 2.0072 | 4 | 6279.4936 | 8645.0988 | 128.016 | 176.242 | 154.5323 | 0 | 123.4206 | 4099056.6062 | 210029.7106 | 3950899.8895 | 3161214.4914 | 0 | 710763.7992 | 0 | 4731466.1538 | 12310304.3751 | 8402035.6875 | 37575770.7134 | 961560.8286 | 11880569.6211 | 11880569.6211 | 1478867.319 | 5633948.9183 | 0 | 50417901.1631 | 69411287.0215 | 13335.2143 | 8.029 | 6279.4936 | 8645.0988 | 128.016 | 176.242
1 | 3600 | 707 | 0.04 | 15 | 15 | 7 | 1.7783e-11 | 5spot_SharedNeighbor | Water | Porous | Wet | R245fa | MinimizeLCOE_Brownfield | IgnoreSilica | 81.7802 | 28.5936 | 2.6014 | 4 | 5696.4162 | 7521.7359 | 116.1292 | 153.3408 | 154.489 | 0 | 118.6065 | 4929974.6881 | 251893.1557 | 4866092.9542 | 4095095.0104 | 0 | 848289.8914 | 0 | 5846624.823 | 15211718.4817 | 10382310.4333 | 46431999.4378 | 961560.8286 | 11880569.6211 | 11880569.6211 | 1478867.319 | 5633948.9183 | 0 | 59274129.8875 | 78267515.7459 | 17782.7941 | 10.4055 | 5696.4162 | 7521.7359 | 116.1292 | 153.3408
1 | 3600 | 707 | 0.04 | 15 | 15 | 7 | 2.3714e-11 | 5spot_SharedNeighbor | Water | Porous | Wet | R245fa | MinimizeLCOE_Brownfield | IgnoreSilica | 94.2233 | 32.8692 | 3.0738 | 4 | 5254.6136 | 6799.4034 | 107.1224 | 138.615 | 154.3014 | 0 | 154.5081 | 5438587.627 | 277074.0721 | 5440643.7437 | 4707555.8259 | 0 | 849011.4897 | 0 | 6518020.3758 | 16958551.9879 | 11574560.1952 | 51764005.3173 | 961560.8286 | 11880569.6211 | 11880569.6211 | 1478867.319 | 5633948.9183 | 0 | 64606135.767 | 83599521.6253 | 23713.7371 | 12.2951 | 5254.6136 | 6799.4034 | 107.1224 | 138.615
1 | 3600 | 707 | 0.04 | 15 | 15 | 7 | 3.1623e-11 | 5spot_SharedNeighbor | Water | Porous | Wet | R245fa | MinimizeLCOE_Brownfield | IgnoreSilica | 106.1392 | 36.8995 | 3.5373 | 4 | 4909.6028 | 6251.9561 | 100.0889 | 127.4546 | 154.0195 | 0 | 194.3915 | 5897527.4613 | 299417.2722 | 5969208.2872 | 5288164.729 | 0 | 828140.9049 | 0 | 7130158.8753 | 18551210.7969 | 12661582.5581 | 56625410.885 | 961560.8286 | 11880569.6211 | 11880569.6211 | 1478867.319 | 5633948.9183 | 0 | 69467541.3346 | 88460927.193 | 31622.7766 | 14.1493 | 4909.6028 | 6251.9561 | 100.0889 | 127.4546
1 | 3600 | 707 | 0.04 | 15 | 15 | 7 | 4.217e-11 | 5spot_SharedNeighbor | Water | Porous | Wet | R245fa | MinimizeLCOE_Brownfield | IgnoreSilica | 117.0204 | 40.5161 | 3.9695 | 4 | 4641.4881 | 5837.7029 | 94.623 | 119.0095 | 153.6842 | 0 | 235.1744 | 6294045.6791 | 318375.6168 | 6434269.2379 | 5812102.368 | 0 | 789251.9696 | 0 | 7662737.4998 | 19936871.1309 | 13607324.2086 | 60854977.7107 | 961560.8286 | 11880569.6211 | 11880569.6211 | 1478867.319 | 5633948.9183 | 0 | 73697108.1603 | 92690494.0187 | 42169.6503 | 15.8779 | 4641.4881 | 5837.7029 | 94.623 | 119.0095
1 | 3600 | 707 | 0.04 | 15 | 15 | 7 | 5.6234e-11 | 5spot_SharedNeighbor | Water | Porous | Wet | R245fa | MinimizeLCOE_Brownfield | IgnoreSilica | 126.5944 | 43.6438 | 4.3558 | 4 | 4434.0811 | 5524.2113 | 90.3947 | 112.6185 | 153.3336 | 0 | 237.6593 | 6626104.1587 | 333964.6482 | 6830257.6562 | 6268011.3762 | 0 | 738491.2628 | 0 | 8110763.3498 | 21102542.4899 | 14402918.8633 | 64413053.8051 | 961560.8286 | 11880569.6211 | 11880569.6211 | 1478867.319 | 5633948.9183 | 0 | 77255184.2548 | 96248570.1132 | 56234.1325 | 17.423 | 4434.0811 | 5524.2113 | 90.3947 | 112.6185
1 | 3600 | 707 | 0.04 | 15 | 15 | 7 | 7.4989e-11 | 5spot_SharedNeighbor | Water | Porous | Wet | R245fa | MinimizeLCOE_Brownfield | IgnoreSilica | 137.3714 | 47.1107 | 4.7522 | 4 | 4273.1871 | 5272.3798 | 87.1147 | 107.4846 | 152.9095 | 0 | 219.8664 | 6983536.3827 | 350460.6235 | 7263081.3078 | 6772664.2206 | 0 | 709733.4395 | 0 | 8610995.6299 | 22404044.271 | 15291220.572 | 68385736.4471 | 961560.8286 | 11880569.6211 | 11880569.6211 | 1478867.319 | 5633948.9183 | 0 | 81227866.8968 | 100221252.7552 | 74989.4209 | 19.0087 | 4273.1871 | 5272.3798 | 87.1147 | 107.4846
1 | 3600 | 707 | 0.04 | 15 | 15 | 7 | 1e-10 | 5spot_SharedNeighbor | Water | Porous | Wet | R245fa | MinimizeLCOE_Brownfield | IgnoreSilica | 144.8233 | 49.4765 | 5.0503 | 4 | 4147.464 | 5087.6823 | 84.5517 | 103.7193 | 152.6206 | 0 | 248.8058 | 7221336.0474 | 361254.1691 | 7555101.1585 | 7109020.0249 | 0 | 657757.0083 | 0 | 8932742.6792 | 23241164.0937 | 15862572.0521 | 70940947.2331 | 961560.8286 | 11880569.6211 | 11880569.6211 | 1478867.319 | 5633948.9183 | 0 | 83783077.6828 | 102776463.5412 | 100000 | 20.201 | 4147.464 | 5087.6823 | 84.5517 | 103.7193
1 | 3600 | 707 | 0.04 | 15 | 15 | 7 | 1.3335e-10 | 5spot_SharedNeighbor | Water | Porous | Wet | R245fa | MinimizeLCOE_Brownfield | IgnoreSilica | 150.8083 | 51.3552 | 5.2928 | 4 | 4051.0078 | 4948.144 | 82.5853 | 100.8746 | 152.3764 | 0 | 251.9447 | 7406734.1878 | 369559.4008 | 7785182.4478 | 7375856.2648 | 0 | 606842.5912 | 0 | 9182228.208 | 23890274.2634 | 16305603.0808 | 72922280.4446 | 961560.8286 | 11880569.6211 | 11880569.6211 | 1478867.319 | 5633948.9183 | 0 | 85764410.8943 | 104757796.7527 | 133352.1432 | 21.1711 | 4051.0078 | 4948.144 | 82.5853 | 100.8746
1 | 3600 | 707 | 0.04 | 15 | 15 | 7 | 1.7783e-10 | 5spot_SharedNeighbor | Water | Porous | Wet | R245fa | MinimizeLCOE_Brownfield | IgnoreSilica | 155.5607 | 52.8327 | 5.4869 | 4 | 3977.2901 | 4842.6897 | 81.0824 | 98.7248 | 152.1748 | 0 | 276.2492 | 7550449.2029 | 375925.5021 | 7965084.6764 | 7585565.3466 | 0 | 560260.6057 | 0 | 9374541.2801 | 24390633.4281 | 16647108.4921 | 74449568.534 | 961560.8286 | 11880569.6211 | 11880569.6211 | 1478867.319 | 5633948.9183 | 0 | 87291698.9837 | 106285084.8421 | 177827.941 | 21.9475 | 3977.2901 | 4842.6897 | 81.0824 | 98.7248
1 | 3600 | 707 | 0.04 | 15 | 15 | 7 | 2.3714e-10 | 5spot_SharedNeighbor | Water | Porous | Wet | R245fa | MinimizeLCOE_Brownfield | IgnoreSilica | 159.266 | 53.976 | 5.6395 | 4 | 3921.1111 | 4763.0966 | 79.9372 | 97.1022 | 152.0132 | 0 | 272.7729 | 7660407.4505 | 380752.4328 | 8103674.7232 | 7747739.2307 | 0 | 519283.5619 | 0 | 9520624.3857 | 24770711.7029 | 16906519.7244 | 75609713.2121 | 961560.8286 | 11880569.6211 | 11880569.6211 | 1478867.319 | 5633948.9183 | 0 | 88451843.6617 | 107445229.5201 | 237137.3706 | 22.5579 | 3921.1111 | 4763.0966 | 79.9372 | 97.1022
1 | 3600 | 707 | 0.04 | 15 | 15 | 7 | 3.1623e-10 | 5spot_SharedNeighbor | Water | Porous | Wet | R245fa | MinimizeLCOE_Brownfield | IgnoreSilica | 161.6702 | 54.7177 | 5.7481 | 4 | 3878.5145 | 4704.581 | 79.0688 | 95.9092 | 151.9061 | 0 | 298.5006 | 7731664.0607 | 383907.2446 | 8193233.3259 | 7856953.6627 | 0 | 480221.9639 | 0 | 9611932.3005 | 25008276.1674 | 17068662.353 | 76334851.0785 | 961560.8286 | 11880569.6211 | 11880569.6211 | 1478867.319 | 5633948.9183 | 0 | 89176981.5282 | 108170367.3866 | 316227.766 | 22.9926 | 3878.5145 | 4704.581 | 79.0688 | 95.9092
1 | 3600 | 707 | 0.04 | 15 | 15 | 7 | 4.217e-10 | 5spot_SharedNeighbor | Water | Porous | Wet | R245fa | MinimizeLCOE_Brownfield | IgnoreSilica | 163.7702 | 55.3637 | 5.8383 | 4 | 3846.2445 | 4659.5508 | 78.4109 | 94.9912 | 151.8114 | 0 | 294.0689 | 7793438.1516 | 386636.8519 | 8271039.595 | 7952693.1311 | 0 | 450586.7071 | 0 | 9693213.8303 | 25219754.0349 | 17213000.3429 | 76980362.6447 | 961560.8286 | 11880569.6211 | 11880569.6211 | 1478867.319 | 5633948.9183 | 0 | 89822493.0944 | 108815878.9528 | 421696.5034 | 23.3533 | 3846.2445 | 4659.5508 | 78.4109 | 94.9912
1 | 3600 | 707 | 0.04 | 15 | 15 | 7 | 5.6234e-10 | 5spot_SharedNeighbor | Water | Porous | Wet | R245fa | MinimizeLCOE_Brownfield | IgnoreSilica | 165.3561 | 55.8499 | 5.907 | 4 | 3821.8329 | 4625.6856 | 77.9132 | 94.3009 | 151.7391 | 0 | 296.8423 | 7839724.3366 | 388674.8226 | 8329498.4785 | 8024850.1659 | 0 | 426480.6497 | 0 | 9753599.0968 | 25376864.1116 | 17320231.1986 | 77459922.8602 | 961560.8286 | 11880569.6211 | 11880569.6211 | 1478867.319 | 5633948.9183 | 0 | 90302053.3099 | 109295439.1682 | 562341.3252 | 23.6279 | 3821.8329 | 4625.6856 | 77.9132 | 94.3009
1 | 3600 | 707 | 0.04 | 15 | 15 | 7 | 7.4989e-10 | 5spot_SharedNeighbor | Water | Porous | Wet | R245fa | MinimizeLCOE_Brownfield | IgnoreSilica | 166.5204 | 56.206 | 5.9583 | 4 | 3803.396 | 4600.3264 | 77.5374 | 93.7839 | 151.6856 | 0 | 295.4757 | 7873506.9834 | 390158.2075 | 8372254.2187 | 8077747.2834 | 0 | 406938.7572 | 0 | 9797036.1256 | 25489878.3504 | 17397365.7388 | 77804885.6652 | 961560.8286 | 11880569.6211 | 11880569.6211 | 1478867.319 | 5633948.9183 | 0 | 90647016.1149 | 109640401.9732 | 749894.2093 | 23.8332 | 3803.396 | 4600.3264 | 77.5374 | 93.7839
1 | 3600 | 707 | 0.04 | 15 | 15 | 7 | 1e-09 | 5spot_SharedNeighbor | Water | Porous | Wet | R245fa | MinimizeLCOE_Brownfield | IgnoreSilica | 167.4024 | 56.4752 | 5.9972 | 4 | 3789.4905 | 4581.2459 | 77.2539 | 93.3949 | 151.6448 | 0 | 289.7954 | 7898987.9785 | 391274.817 | 8404552.7166 | 8117775.4083 | 0 | 391608.7634 | 0 | 9829637.8767 | 25574701.4192 | 17455259.2262 | 78063798.2059 | 961560.8286 | 11880569.6211 | 11880569.6211 | 1478867.319 | 5633948.9183 | 0 | 90905928.6556 | 109899314.514 | 1000000 | 23.989 | 3789.4905 | 4581.2459 | 77.2539 | 93.3949
1 | 3600 | 707 | 0.04 | 15 | 15 | 7 | 1.3335e-09 | 5spot_SharedNeighbor | Water | Porous | Wet | R245fa | MinimizeLCOE_Brownfield | IgnoreSilica | 165.505 | 55.8946 | 5.9638 | 4 | 3778.209 | 4574.4072 | 77.0239 | 93.2555 | 151.7311 | 0 | 692.7016 | 7843930.3149 | 388855.3862 | 8334881.2873 | 8031542.0256 | 0 | 354320.7523 | 0 | 9731876.6089 | 25320346.6539 | 17281656.8724 | 77287409.9013 | 961560.8286 | 11880569.6211 | 11880569.6211 | 1478867.319 | 5633948.9183 | 0 | 90129540.351 | 109122926.2094 | 1333521.4322 | 23.8551 | 3778.209 | 4574.4072 | 77.0239 | 93.2555
1 | 3600 | 707 | 0.04 | 15 | 15 | 7 | 1.7783e-09 | 5spot_SharedNeighbor | Water | Porous | Wet | R245fa | MinimizeLCOE_Brownfield | IgnoreSilica | 168.9106 | 56.9349 | 6.0587 | 4 | 3770.0523 | 4553.7714 | 76.8576 | 92.8348 | 151.5748 | 0 | 282.5667 | 7942367.6184 | 393172.2245 | 8459623.0998 | 8186153.1709 | 0 | 371747.2811 | 0 | 9887694.7239 | 25725753.4266 | 17558355.325 | 78524866.8702 | 961560.8286 | 11880569.6211 | 11880569.6211 | 1478867.319 | 5633948.9183 | 0 | 91366997.3198 | 110360383.1782 | 1778279.41 | 24.2349 | 3770.0523 | 4553.7714 | 76.8576 | 92.8348
1 | 3600 | 707 | 0.04 | 15 | 15 | 7 | 2.3714e-09 | 5spot_SharedNeighbor | Water | Porous | Wet | R245fa | MinimizeLCOE_Brownfield | IgnoreSilica | 169.2607 | 57.0413 | 6.0747 | 4 | 3764.2034 | 4545.8616 | 76.7384 | 92.6735 | 151.5584 | 0 | 313.5894 | 7952388.205 | 393609.3215 | 8472367.7727 | 8202005.5256 | 0 | 364582.6167 | 0 | 9900131.8422 | 25758112.2571 | 17580440.8918 | 78623638.4326 | 961560.8286 | 11880569.6211 | 11880569.6211 | 1478867.319 | 5633948.9183 | 0 | 91465768.8822 | 110459154.7406 | 2371373.7057 | 24.2988 | 3764.2034 | 4545.8616 | 76.7384 | 92.6735
1 | 3600 | 707 | 0.04 | 15 | 15 | 7 | 3.1623e-09 | 5spot_SharedNeighbor | Water | Porous | Wet | R245fa | MinimizeLCOE_Brownfield | IgnoreSilica | 169.5313 | 57.1236 | 6.0869 | 4 | 3759.8079 | 4539.8991 | 76.6488 | 92.552 | 151.5457 | 0 | 322.9396 | 7960122.0699 | 393946.4748 | 8482208.4868 | 8214252.0326 | 0 | 359192.2298 | 0 | 9909791.3046 | 25783244.197 | 17597593.9571 | 78700350.7527 | 961560.8286 | 11880569.6211 | 11880569.6211 | 1478867.319 | 5633948.9183 | 0 | 91542481.2023 | 110535867.0607 | 3162277.6602 | 24.3476 | 3759.8079 | 4539.8991 | 76.6488 | 92.552
1 | 3600 | 707 | 0.04 | 15 | 15 | 7 | 4.217e-09 | 5spot_SharedNeighbor | Water | Porous | Wet | R245fa | MinimizeLCOE_Brownfield | IgnoreSilica | 169.7406 | 57.1871 | 6.0962 | 4 | 3756.5063 | 4535.4045 | 76.5815 | 92.4604 | 151.5358 | 0 | 318.18 | 7966098.1851 | 394206.8853 | 8489815.1956 | 8223722.0664 | 0 | 355155.9456 | 0 | 9917309.3284 | 25802804.5528 | 17610944.3019 | 78760056.4611 | 961560.8286 | 11880569.6211 | 11880569.6211 | 1478867.319 | 5633948.9183 | 0 | 91602186.9108 | 110595572.7692 | 4216965.0343 | 24.3849 | 3756.5063 | 4535.4045 | 76.5815 | 92.4604
1 | 3600 | 707 | 0.04 | 15 | 15 | 7 | 5.6234e-09 | 5spot_SharedNeighbor | Water | Porous | Wet | R245fa | MinimizeLCOE_Brownfield | IgnoreSilica | 169.8797 | 57.2294 | 6.1028 | 4 | 3754.0274 | 4532.0889 | 76.5309 | 92.3928 | 151.5293 | 0 | 327.5549 | 7970065.6534 | 394379.6705 | 8494867.0809 | 8230013.6113 | 0 | 351934.8582 | 0 | 9922091.741 | 25815247.4091 | 17619436.807 | 78798036.8313 | 961560.8286 | 11880569.6211 | 11880569.6211 | 1478867.319 | 5633948.9183 | 0 | 91640167.281 | 110633553.1394 | 5623413.2519 | 24.4112 | 3754.0274 | 4532.0889 | 76.5309 | 92.3928
1 | 3600 | 707 | 0.04 | 15 | 15 | 7 | 7.4989e-09 | 5spot_SharedNeighbor | Water | Porous | Wet | R245fa | MinimizeLCOE_Brownfield | IgnoreSilica | 169.9964 | 57.2648 | 6.108 | 4 | 3752.1666 | 4529.5622 | 76.493 | 92.3413 | 151.5238 | 0 | 329.9223 | 7973393.0858 | 394524.5721 | 8499104.3963 | 8235291.5791 | 0 | 349615.8418 | 0 | 9926252.4952 | 25826072.8383 | 17626825.3848 | 78831080.1933 | 961560.8286 | 11880569.6211 | 11880569.6211 | 1478867.319 | 5633948.9183 | 0 | 91673210.643 | 110666596.5013 | 7498942.0933 | 24.4321 | 3752.1666 | 4529.5622 | 76.493 | 92.3413
1 | 3600 | 707 | 0.04 | 15 | 15 | 7 | 1e-08 | 5spot_SharedNeighbor | Water | Porous | Wet | R245fa | MinimizeLCOE_Brownfield | IgnoreSilica | 170.0696 | 57.287 | 6.1116 | 4 | 3750.7703 | 4527.7123 | 76.4645 | 92.3035 | 151.5203 | 0 | 316.5913 | 7975477.6329 | 394615.3017 | 8501759.7869 | 8238599.9031 | 0 | 347735.0759 | 0 | 9928693.2032 | 25832423.0598 | 17631159.5415 | 78850463.5051 | 961560.8286 | 11880569.6211 | 11880569.6211 | 1478867.319 | 5633948.9183 | 0 | 91692593.9548 | 110685979.8132 | 10000000 | 24.4463 | 3750.7703 | 4527.7123 | 76.4645 | 92.3035
1 | 3700 | 707 | 0.04 | 15 | 15 | 7 | 1e-13 | 5spot_SharedNeighbor | Water | Porous | Wet | R245fa | MinimizeLCOE_Brownfield | IgnoreSilica | 0 | 0 | 0 | 0 | [6 empty] | 23.3153 | [19 empty] | 100 | 0
1 | 3700 | 707 | 0.04 | 15 | 15 | 7 | 1.3335e-13 | 5spot_SharedNeighbor | Water | Porous | Wet | R245fa | MinimizeLCOE_Brownfield | IgnoreSilica | 0.78939 | 0.1395 | 0.0026093 | 4 | 1352220.9704 | 3227915.5274 | 27566.8535 | 65805.4241 | 105.9753 | 0 | 38.8507 | 93203.4713 | 3371.2278 | 71170.9171 | 51300.4825 | 0 | 56813.0113 | 0 | 107585.0529 | 279914.2389 | 191047.2197 | 854405.6214 | 961560.8286 | 12297657.4024 | 12297657.4024 | 1478867.319 | 5800784.0308 | 0 | 14113623.8524 | 33690932.6046 | 133.3521 | 0.010437 | 1352220.9704 | 3227915.5274 | 27566.8535 | 65805.4241
1 | 3700 | 707 | 0.04 | 15 | 15 | 7 | 1.7783e-13 | 5spot_SharedNeighbor | Water | Porous | Wet | R245fa | MinimizeLCOE_Brownfield | IgnoreSilica | 1.0155 | 0.20798 | 0.0075268 | 4 | 477142.1602 | 1127399.0294 | 9727.1883 | 22983.5541 | 115.1422 | 0 | 66.5487 | 129759.4491 | 5015.6433 | 97316.9061 | 61596.5229 | 0 | 63440.5389 | 0 | 139280.3335 | 362378.8575 | 247331.0164 | 1106119.2677 | 961560.8286 | 12297657.4024 | 12297657.4024 | 1478867.319 | 5800784.0308 | 0 | 14365337.4987 | 33942646.251 | 177.8279 | 0.030107 | 477142.1602 | 1127399.0294 | 9727.1883 | 22983.5541
1 | 3700 | 707 | 0.04 | 15 | 15 | 7 | 2.3714e-13 | 5spot_SharedNeighbor | Water | Porous | Wet | R245fa | MinimizeLCOE_Brownfield | IgnoreSilica | 1.325 | 0.30803 | 0.015363 | 4 | 239266.4863 | 557843.9233 | 4877.771 | 11372.4029 | 123.6082 | 0 | 64.635 | 178271.8577 | 7326.7357 | 132453.5244 | 76201.5494 | 0 | 72047.2038 | 0 | 181857.3396 | 473155.4937 | 322938.3468 | 1444252.0511 | 961560.8286 | 12297657.4024 | 12297657.4024 | 1478867.319 | 5800784.0308 | 0 | 14703470.2821 | 34280779.0343 | 237.1374 | 0.061452 | 239266.4863 | 557843.9233 | 4877.771 | 11372.4029
1 | 3700 | 707 | 0.04 | 15 | 15 | 7 | 3.1623e-13 | 5spot_SharedNeighbor | Water | Porous | Wet | R245fa | MinimizeLCOE_Brownfield | IgnoreSilica | 1.7292 | 0.44503 | 0.026959 | 4 | 140289.2187 | 321833.6497 | 2859.9855 | 6561.0143 | 130.7839 | 0 | 303.2469 | 238479.186 | 10328.4357 | 176910.9847 | 95855.5415 | 0 | 81937.6265 | 0 | 235369.592 | 612383.3975 | 417964.252 | 1869229.0158 | 961560.8286 | 12297657.4024 | 12297657.4024 | 1478867.319 | 5800784.0308 | 0 | 15128447.2468 | 34705755.9991 | 316.2278 | 0.10784 | 140289.2187 | 321833.6497 | 2859.9855 | 6561.0143
1 | 3700 | 707 | 0.04 | 15 | 15 | 7 | 4.217e-13 | 5spot_SharedNeighbor | Water | Porous | Wet | R245fa | MinimizeLCOE_Brownfield | IgnoreSilica | 2.2543 | 0.62845 | 0.043314 | 4 | 90345.0469 | 203341.8901 | 1841.806 | 4145.3995 | 136.702 | 0 | 412.0175 | 311589.8335 | 14092.7733 | 232238.6477 | 121643.6535 | 0 | 93231.1527 | 0 | 301390.4636 | 784156.1627 | 535202.6939 | 2393545.3809 | 961560.8286 | 12297657.4024 | 12297657.4024 | 1478867.319 | 5800784.0308 | 0 | 15652763.6119 | 35230072.3641 | 421.6965 | 0.17326 | 90345.0469 | 203341.8901 | 1841.806 | 4145.3995
1 | 3700 | 707 | 0.04 | 15 | 15 | 7 | 5.6234e-13 | 5spot_SharedNeighbor | Water | Porous | Wet | R245fa | MinimizeLCOE_Brownfield | IgnoreSilica | 2.9544 | 0.8787 | 0.066313 | 4 | 61523.4979 | 135330.3576 | 1254.2397 | 2758.8924 | 141.6035 | 0 | 539.5149 | 402326.9374 | 18880.2493 | 302664.5742 | 156991.4422 | 0 | 107083.7571 | 0 | 385299.3145 | 1002469.7806 | 684206.224 | 3059922.2794 | 961560.8286 | 12297657.4024 | 12297657.4024 | 1478867.319 | 5800784.0308 | 0 | 16319140.5104 | 35896449.2627 | 562.3413 | 0.26525 | 61523.4979 | 135330.3576 | 1254.2397 | 2758.8924
1 | 3700 | 707 | 0.04 | 15 | 15 | 7 | 7.4989e-13 | 5spot_SharedNeighbor | Water | Porous | Wet | R245fa | MinimizeLCOE_Brownfield | IgnoreSilica | 3.8996 | 1.2207 | 0.098168 | 4 | 43718.1962 | 93574.8665 | 891.2546 | 1907.6502 | 145.6106 | 0 | 79.1801 | 514882.4349 | 24900.2698 | 392673.605 | 204679.6112 | 0 | 124525.3146 | 0 | 492047.8818 | 1280207.6556 | 873768.0306 | 3907684.8035 | 961560.8286 | 12297657.4024 | 12297657.4024 | 1478867.319 | 5800784.0308 | 0 | 17166903.0345 | 36744211.7868 | 749.8942 | 0.39267 | 43718.1962 | 93574.8665 | 891.2546 | 1907.6502
1 | 3700 | 707 | 0.04 | 15 | 15 | 7 | 1e-12 | 5spot_SharedNeighbor | Water | Porous | Wet | R245fa | MinimizeLCOE_Brownfield | IgnoreSilica | 5.1495 | 1.6769 | 0.14129 | 4 | 32244.2856 | 66884.9999 | 657.3434 | 1363.5412 | 148.7568 | 0 | 99.9489 | 651484.3774 | 32268.8524 | 505188.4565 | 268273.8688 | 0 | 145411.1561 | 0 | 625024.4174 | 1626185.3238 | 1109904.8983 | 4963741.3506 | 961560.8286 | 12297657.4024 | 12297657.4024 | 1478867.319 | 5800784.0308 | 0 | 18222959.5816 | 37800268.3339 | 1000 | 0.56515 | 32244.2856 | 66884.9999 | 657.3434 | 1363.5412
1 | 3700 | 707 | 0.04 | 15 | 15 | 7 | 1.3335e-12 | 5spot_SharedNeighbor | Water | Porous | Wet | R245fa | MinimizeLCOE_Brownfield | IgnoreSilica | 6.8279 | 2.2905 | 0.19935 | 4 | 24518.4856 | 49069.6688 | 499.8425 | 1000.3516 | 151.1848 | 0 | 100.84 | 818527.0346 | 41279.6646 | 647289.8417 | 352998.6346 | 0 | 171387.5298 | 0 | 792278.2551 | 2061345.5011 | 1406910.6609 | 6292017.1224 | 961560.8286 | 12297657.4024 | 12297657.4024 | 1478867.319 | 5800784.0308 | 0 | 19551235.3534 | 39128544.1057 | 1333.5214 | 0.79741 | 24518.4856 | 49069.6688 | 499.8425 | 1000.3516
1 | 3700 | 707 | 0.04 | 15 | 15 | 7 | 1.7783e-12 | 5spot_SharedNeighbor | Water | Porous | Wet | R245fa | MinimizeLCOE_Brownfield | IgnoreSilica | 9.04 | 3.1047 | 0.27738 | 4 | 19123.4975 | 36768.1115 | 389.8584 | 749.5677 | 153.0206 | 0 | 102.312 | 1021614.4041 | 52301.885 | 824529.2881 | 468837.6752 | 0 | 202400.7465 | 0 | 1002176.7596 | 2607458.3538 | 1779643.9044 | 7958963.0167 | 961560.8286 | 12297657.4024 | 12297657.4024 | 1478867.319 | 5800784.0308 | 0 | 21218181.2478 | 40795490 | 1778.2794 | 1.1095 | 19123.4975 | 36768.1115 | 389.8584 | 749.5677
1 | 3700 | 707 | 0.04 | 15 | 15 | 7 | 2.3714e-12 | 5spot_SharedNeighbor | Water | Porous | Wet | R245fa | MinimizeLCOE_Brownfield | IgnoreSilica | 11.9849 | 4.1969 | 0.38288 | 4 | 15222.5852 | 28005.436 | 310.333 | 570.9287 | 154.6166 | 0 | 88.9633 | 1271014.8038 | 65848.6067 | 1048264.5245 | 621288.3257 | 0 | 239883.9624 | 0 | 1266057.0871 | 3294020.8365 | 2248236.9063 | 10054615.0532 | 961560.8286 | 12297657.4024 | 12297657.4024 | 1478867.319 | 5800784.0308 | 0 | 23313833.2842 | 42891142.0364 | 2371.3737 | 1.5315 | 15222.5852 | 28005.436 | 310.333 | 570.9287
1 | 3700 | 707 | 0.04 | 15 | 15 | 7 | 3.1623e-12 | 5spot_SharedNeighbor | Water | Porous | Wet | R245fa | MinimizeLCOE_Brownfield | IgnoreSilica | 15.907 | 5.6448 | 0.52206 | 4 | 12416.4587 | 21791.4722 | 253.1263 | 444.2486 | 155.7407 | 0 | 89.9683 | 1572760.9364 | 82091.2227 | 1327823.9705 | 821991.0021 | 0 | 285849.7169 | 0 | 1595301.571 | 4150647.4463 | 2832902.1694 | 12669368.0354 | 961560.8286 | 12297657.4024 | 12297657.4024 | 1478867.319 | 5800784.0308 | 0 | 25928586.2664 | 45505895.0187 | 3162.2777 | 2.0882 | 12416.4587 | 21791.4722 | 253.1263 | 444.2486
1 | 3700 | 707 | 0.04 | 15 | 15 | 7 | 4.217e-12 | 5spot_SharedNeighbor | Water | Porous | Wet | R245fa | MinimizeLCOE_Brownfield | IgnoreSilica | 21.1347 | 7.5769 | 0.7079 | 4 | 10322.7263 | 17236.594 | 210.4427 | 351.3913 | 156.5988 | 0 | 113.6477 | 1942130.69 | 101915.8314 | 1679461.4818 | 1090619.3845 | 0 | 342252.2209 | 0 | 2010988.0473 | 5232178.3888 | 3571069.2609 | 15970615.3056 | 961560.8286 | 12297657.4024 | 12297657.4024 | 1478867.319 | 5800784.0308 | 0 | 29229833.5366 | 48807142.2889 | 4216.965 | 2.8316 | 10322.7263 | 17236.594 | 210.4427 | 351.3913
1 | 3700 | 707 | 0.04 | 15 | 15 | 7 | 5.6234e-12 | 5spot_SharedNeighbor | Water | Porous | Wet | R245fa | MinimizeLCOE_Brownfield | IgnoreSilica | 28.0265 | 10.1265 | 0.95366 | 4 | 8744.5399 | 13876.676 | 178.2693 | 282.8948 | 157.2467 | 0 | 95.4899 | 2389843.2726 | 125862.3537 | 2117163.7247 | 1446102.3512 | 0 | 410051.5874 | 0 | 2530719.083 | 6584411.932 | 4493996.4397 | 20098150.7444 | 961560.8286 | 12297657.4024 | 12297657.4024 | 1478867.319 | 5800784.0308 | 0 | 33357368.9754 | 52934677.7277 | 5623.4133 | 3.8147 | 8744.5399 | 13876.676 | 178.2693 | 282.8948
1 | 3700 | 707 | 0.04 | 15 | 15 | 7 | 7.4989e-12 | 5spot_SharedNeighbor | Water | Porous | Wet | R245fa | MinimizeLCOE_Brownfield | IgnoreSilica | 37.1252 | 13.4942 | 1.2782 | 4 | 7536.7457 | 11365.9186 | 153.6468 | 231.7096 | 157.7378 | 0 | 114.8168 | 2933680.3815 | 154830.1815 | 2662925.6262 | 1916106.2117 | 0 | 492492.3579 | 0 | 3182413.5559 | 8279987.2697 | 5651261.4483 | 25273697.0326 | 961560.8286 | 12297657.4024 | 12297657.4024 | 1478867.319 | 5800784.0308 | 0 | 38532915.2637 | 58110224.0159 | 7498.9421 | 5.1127 | 7536.7457 | 11365.9186 | 153.6468 | 231.7096
1 | 3700 | 707 | 0.04 | 15 | 15 | 7 | 1e-11 | 5spot_SharedNeighbor | Water | Porous | Wet | R245fa | MinimizeLCOE_Brownfield | IgnoreSilica | 49.0011 | 17.8883 | 1.7012 | 4 | 6606.2103 | 9483.2283 | 134.6765 | 193.3284 | 158.0969 | 0 | 115.3808 | 3587007.1695 | 189454.383 | 3335740.0278 | 2529290.0219 | 0 | 591512.2341 | 0 | 3990871.4962 | 10383428.9927 | 7086903.6456 | 31694207.9708 | 961560.8286 | 12297657.4024 | 12297657.4024 | 1478867.319 | 5800784.0308 | 0 | 44953426.2018 | 64530734.954 | 10000 | 6.8047 | 6606.2103 | 9483.2283 | 134.6765 | 193.3284
1 | 3700 | 707 | 0.04 | 15 | 15 | 7 | 1.3335e-11 | 5spot_SharedNeighbor | Water | Porous | Wet | R245fa | MinimizeLCOE_Brownfield | IgnoreSilica | 64.248 | 23.51 | 2.2401 | 4 | 5890.6515 | 8075.518 | 120.0889 | 164.6304 | 158.2955 | 0 | 117.6529 | 4357362.0895 | 229963.2587 | 4150309.7254 | 3314173.2844 | 0 | 709000.2951 | 0 | 4976715.3747 | 12948392.5404 | 8837543.9717 | 39523460.5399 | 961560.8286 | 12297657.4024 | 12297657.4024 | 1478867.319 | 5800784.0308 | 0 | 52782678.771 | 72359987.5232 | 13335.2143 | 8.9604 | 5890.6515 | 8075.518 | 120.0889 | 164.6304
1 | 3700 | 707 | 0.04 | 15 | 15 | 7 | 1.7783e-11 | 5spot_SharedNeighbor | Water | Porous | Wet | R245fa | MinimizeLCOE_Brownfield | IgnoreSilica | 83.3468 | 30.4738 | 2.8991 | 4 | 5351.8906 | 7040.1407 | 109.1055 | 143.5228 | 158.2269 | 0 | 139.471 | 5236913.333 | 275523.2861 | 5107862.4514 | 4289791.9627 | 0 | 846593.5736 | 0 | 6145106.9966 | 15988307.8704 | 10912348.6484 | 48802448.1222 | 961560.8286 | 12297657.4024 | 12297657.4024 | 1478867.319 | 5800784.0308 | 0 | 62061666.3532 | 81638975.1055 | 17782.7941 | 11.5962 | 5351.8906 | 7040.1407 | 109.1055 | 143.5228
1 | 3700 | 707 | 0.04 | 15 | 15 | 7 | 2.3714e-11 | 5spot_SharedNeighbor | Water | Porous | Wet | R245fa | MinimizeLCOE_Brownfield | IgnoreSilica | 98.6519 | 35.9518 | 3.4775 | 4 | 4954.5254 | 6361.9595 | 101.0047 | 129.6971 | 157.9532 | 0 | 152.8898 | 5882902.9908 | 308269.1905 | 5831158.7152 | 5061565.3934 | 0 | 886178.1374 | 0 | 7008329.0266 | 18234234.5213 | 12445239.7368 | 55657877.712 | 961560.8286 | 12297657.4024 | 12297657.4024 | 1478867.319 | 5800784.0308 | 0 | 68917095.943 | 88494404.6953 | 23713.7371 | 13.9099 | 4954.5254 | 6361.9595 | 101.0047 | 129.6971
1 | 3700 | 707 | 0.04 | 15 | 15 | 7 | 3.1623e-11 | 5spot_SharedNeighbor | Water | Porous | Wet | R245fa | MinimizeLCOE_Brownfield | IgnoreSilica | 110.4318 | 40.0859 | 3.9709 | 4 | 4646.1417 | 5878.7024 | 94.7179 | 119.8453 | 157.6279 | 0 | 181.367 | 6347581.7309 | 331320.7622 | 6363087.749 | 5646471.9394 | 0 | 857083.897 | 0 | 7622762.9706 | 19832865.6059 | 13536338.3007 | 60537512.9557 | 961560.8286 | 12297657.4024 | 12297657.4024 | 1478867.319 | 5800784.0308 | 0 | 73796731.1867 | 93374039.939 | 31622.7766 | 15.8834 | 4646.1417 | 5878.7024 | 94.7179 | 119.8453
1 | 3700 | 707 | 0.04 | 15 | 15 | 7 | 4.217e-11 | 5spot_SharedNeighbor | Water | Porous | Wet | R245fa | MinimizeLCOE_Brownfield | IgnoreSilica | 121.1233 | 43.7696 | 4.426 | 4 | 4406.6523 | 5512.4771 | 89.8356 | 112.3793 | 157.257 | 0 | 228.246 | 6746639.2113 | 350712.8029 | 6828450.0025 | 6170275.8247 | 0 | 811252.7198 | 0 | 8153858.9189 | 21214668.3205 | 14479447.0466 | 64755304.8473 | 961560.8286 | 12297657.4024 | 12297657.4024 | 1478867.319 | 5800784.0308 | 0 | 78014523.0783 | 97591831.8306 | 42169.6503 | 17.7038 | 4406.6523 | 5512.4771 | 89.8356 | 112.3793
1 | 3700 | 707 | 0.04 | 15 | 15 | 7 | 5.6234e-11 | 5spot_SharedNeighbor | Water | Porous | Wet | R245fa | MinimizeLCOE_Brownfield | IgnoreSilica | 130.4233 | 46.9167 | 4.8277 | 4 | 4221.4614 | 5235.2669 | 86.0602 | 106.728 | 156.8811 | 0 | 289.7583 | 7077165.2263 | 366458.6234 | 7220321.6155 | 6620697.2489 | 0 | 754306.4002 | 0 | 8595190.1546 | 22362921.6662 | 15263153.5493 | 68260214.4843 | 961560.8286 | 12297657.4024 | 12297657.4024 | 1478867.319 | 5800784.0308 | 0 | 81519432.7153 | 101096741.4676 | 56234.1325 | 19.3107 | 4221.4614 | 5235.2669 | 86.0602 | 106.728
1 | 3700 | 707 | 0.04 | 15 | 15 | 7 | 7.4989e-11 | 5spot_SharedNeighbor | Water | Porous | Wet | R245fa | MinimizeLCOE_Brownfield | IgnoreSilica | 141.0908 | 50.4905 | 5.2474 | 4 | 4076.4951 | 5009.2039 | 83.1049 | 102.1194 | 156.4483 | 0 | 244.2898 | 7443474.0594 | 383746.2582 | 7659270.601 | 7135546.0981 | 0 | 722941.9176 | 0 | 9104541.7844 | 23688150.1246 | 16167649.2028 | 72305320.046 | 961560.8286 | 12297657.4024 | 12297657.4024 | 1478867.319 | 5800784.0308 | 0 | 85564538.277 | 105141847.0293 | 74989.4209 | 20.9897 | 4076.4951 | 5009.2039 | 83.1049 | 102.1194
1 | 3700 | 707 | 0.04 | 15 | 15 | 7 | 1e-10 | 5spot_SharedNeighbor | Water | Porous | Wet | R245fa | MinimizeLCOE_Brownfield | IgnoreSilica | 148.1406 | 52.8263 | 5.554 | 4 | 3964.349 | 4845.5679 | 80.8186 | 98.7835 | 156.1538 | 0 | 276.1316 | 7677633.6092 | 394661.871 | 7943009.2185 | 7473458.2352 | 0 | 666002.5279 | 0 | 9420358.5301 | 24509840.5141 | 16728469.7777 | 74813434.2838 | 961560.8286 | 12297657.4024 | 12297657.4024 | 1478867.319 | 5800784.0308 | 0 | 88072652.5148 | 107649961.2671 | 100000 | 22.2162 | 3964.349 | 4845.5679 | 80.8186 | 98.7835
1 | 3700 | 707 | 0.04 | 15 | 15 | 7 | 1.3335e-10 | 5spot_SharedNeighbor | Water | Porous | Wet | R245fa | MinimizeLCOE_Brownfield | IgnoreSilica | 153.6971 | 54.6498 | 5.8008 | 4 | 3878.4285 | 4722.1653 | 79.067 | 96.2677 | 155.9108 | 0 | 285.6466 | 7857702.2789 | 402982.2715 | 8162904.5095 | 7740109.7351 | 0 | 610618.9594 | 0 | 9661983.9242 | 25138500.2254 | 17157542.9483 | 76732344.8523 | 961560.8286 | 12297657.4024 | 12297657.4024 | 1478867.319 | 5800784.0308 | 0 | 89991563.0833 | 109568871.8355 | 133352.1432 | 23.2031 | 3878.4285 | 4722.1653 | 79.067 | 96.2677
1 | 3700 | 707 | 0.04 | 15 | 15 | 7 | 1.7783e-10 | 5spot_SharedNeighbor | Water | Porous | Wet | R245fa | MinimizeLCOE_Brownfield | IgnoreSilica | 158.1212 | 56.092 | 5.999 | 4 | 3812.8605 | 4628.7117 | 77.7303 | 94.3625 | 155.7106 | 0 | 274.1906 | 7998668.2975 | 409471.6852 | 8335810.5308 | 7954448.6315 | 0 | 561028.9636 | 0 | 9851176.9624 | 25630741.7018 | 17493507.8705 | 78234854.6433 | 961560.8286 | 12297657.4024 | 12297657.4024 | 1478867.319 | 5800784.0308 | 0 | 91494072.8743 | 111071381.6266 | 177827.941 | 23.9962 | 3812.8605 | 4628.7117 | 77.7303 | 94.3625
1 | 3700 | 707 | 0.04 | 15 | 15 | 7 | 2.3714e-10 | 5spot_SharedNeighbor | Water | Porous | Wet | R245fa | MinimizeLCOE_Brownfield | IgnoreSilica | 161.5239 | 57.1939 | 6.1535 | 4 | 3762.9462 | 4558.3146 | 76.7127 | 92.9274 | 155.5528 | 0 | 318.9072 | 8105341.7777 | 414346.916 | 8467384.3272 | 8118909.6804 | 0 | 517512.9274 | 0 | 9993163.2952 | 26000161.0144 | 17745644.1422 | 79362464.0805 | 961560.8286 | 12297657.4024 | 12297657.4024 | 1478867.319 | 5800784.0308 | 0 | 92621682.3115 | 112198991.0637 | 237137.3706 | 24.6141 | 3762.9462 | 4558.3146 | 76.7127 | 92.9274
1 | 3700 | 707 | 0.04 | 15 | 15 | 7 | 3.1623e-10 | 5spot_SharedNeighbor | Water | Porous | Wet | R245fa | MinimizeLCOE_Brownfield | IgnoreSilica | 164.1381 | 58.0363 | 6.2732 | 4 | 3725.0366 | 4505.2359 | 75.9399 | 91.8453 | 155.4295 | 0 | 304.5169 | 8186297.9032 | 418026.5086 | 8567658.1885 | 8245034.6963 | 0 | 480773.3803 | 0 | 10100138.364 | 26278488.1999 | 17935608.1654 | 80212025.4062 | 961560.8286 | 12297657.4024 | 12297657.4024 | 1478867.319 | 5800784.0308 | 0 | 93471243.6373 | 113048552.3895 | 316227.766 | 25.0927 | 3725.0366 | 4505.2359 | 75.9399 | 91.8453
1 | 3700 | 707 | 0.04 | 15 | 15 | 7 | 4.217e-10 | 5spot_SharedNeighbor | Water | Porous | Wet | R245fa | MinimizeLCOE_Brownfield | IgnoreSilica | 166.0749 | 58.6579 | 6.3635 | 4 | 3696.3091 | 4465.434 | 75.3543 | 91.0339 | 155.3369 | 0 | 282.3632 | 8245714.1256 | 420715.2467 | 8641493.451 | 8338351.2703 | 0 | 449957.4973 | 0 | 10177530.3205 | 26479846.1953 | 18073039.1347 | 80826647.2414 | 961560.8286 | 12297657.4024 | 12297657.4024 | 1478867.319 | 5800784.0308 | 0 | 94085865.4724 | 113663174.2246 | 421696.5034 | 25.454 | 3696.3091 | 4465.434 | 75.3543 | 91.0339
1 | 3700 | 707 | 0.04 | 15 | 15 | 7 | 5.6234e-10 | 5spot_SharedNeighbor | Water | Porous | Wet | R245fa | MinimizeLCOE_Brownfield | IgnoreSilica | 167.5144 | 59.1186 | 6.4316 | 4 | 3674.5792 | 4435.5608 | 74.9113 | 90.4249 | 155.2673 | 0 | 299.2917 | 8289562.9224 | 422692.8842 | 8696117.6639 | 8407634.9802 | 0 | 424795.742 | 0 | 10233913.6351 | 26626544.0143 | 18173163.4105 | 81274425.2527 | 961560.8286 | 12297657.4024 | 12297657.4024 | 1478867.319 | 5800784.0308 | 0 | 94533643.4837 | 114110952.2359 | 562341.3252 | 25.7264 | 3674.5792 | 4435.5608 | 74.9113 | 90.4249
1 | 3700 | 707 | 0.04 | 15 | 15 | 7 | 7.4989e-10 | 5spot_SharedNeighbor | Water | Porous | Wet | R245fa | MinimizeLCOE_Brownfield | IgnoreSilica | 168.6003 | 59.4653 | 6.4832 | 4 | 3658.1679 | 4413.0884 | 74.5767 | 89.9668 | 155.2145 | 0 | 366.6397 | 8322464.3995 | 424173.0542 | 8737179.839 | 8459855.8751 | 0 | 404780.5302 | 0 | 10275896.9422 | 26735775.9673 | 18247716.4629 | 81607843.0703 | 961560.8286 | 12297657.4024 | 12297657.4024 | 1478867.319 | 5800784.0308 | 0 | 94867061.3013 | 114444370.0536 | 749894.2093 | 25.9329 | 3658.1679 | 4413.0884 | 74.5767 | 89.9668
1 | 3700 | 707 | 0.04 | 15 | 15 | 7 | 1e-09 | 5spot_SharedNeighbor | Water | Porous | Wet | R245fa | MinimizeLCOE_Brownfield | IgnoreSilica | 169.3922 | 59.7178 | 6.5216 | 4 | 3645.7901 | 4396.2707 | 74.3244 | 89.6239 | 155.1758 | 0 | 322.3753 | 8346366.5466 | 425246.2776 | 8767052.296 | 8497922.385 | 0 | 388819.2298 | 0 | 10305908.6267 | 26813860.2141 | 18301010.5658 | 81846186.1417 | 961560.8286 | 12297657.4024 | 12297657.4024 | 1478867.319 | 5800784.0308 | 0 | 95105404.3727 | 114682713.1249 | 1000000 | 26.0864 | 3645.7901 | 4396.2707 | 74.3244 | 89.6239
1 | 3700 | 707 | 0.04 | 15 | 15 | 7 | 1.3335e-09 | 5spot_SharedNeighbor | Water | Porous | Wet | R245fa | MinimizeLCOE_Brownfield | IgnoreSilica | 169.977 | 59.9039 | 6.5502 | 4 | 3636.4651 | 4383.6639 | 74.1343 | 89.3669 | 155.147 | 0 | 332.9317 | 8363961.7737 | 426035.1879 | 8789065.0642 | 8526014.4578 | 0 | 376313.5802 | 0 | 10327742.1249 | 26870666.4978 | 18339782.0217 | 82019580.7083 | 961560.8286 | 12297657.4024 | 12297657.4024 | 1478867.319 | 5800784.0308 | 0 | 95278798.9393 | 114856107.6916 | 1333521.4322 | 26.2009 | 3636.4651 | 4383.6639 | 74.1343 | 89.3669
1 | 3700 | 707 | 0.04 | 15 | 15 | 7 | 1.7783e-09 | 5spot_SharedNeighbor | Water | Porous | Wet | R245fa | MinimizeLCOE_Brownfield | IgnoreSilica | 170.423 | 60.0458 | 6.572 | 4 | 3629.4467 | 4374.1719 | 73.9912 | 89.1734 | 155.1251 | 0 | 309.5314 | 8377354.9562 | 426635.078 | 8805833.2957 | 8547436.652 | 0 | 366738.475 | 0 | 10344359.3982 | 26913901.2342 | 18369290.6177 | 82151549.7069 | 961560.8286 | 12297657.4024 | 12297657.4024 | 1478867.319 | 5800784.0308 | 0 | 95410767.938 | 114988076.6902 | 1778279.41 | 26.288 | 3629.4467 | 4374.1719 | 73.9912 | 89.1734
1 | 3700 | 707 | 0.04 | 15 | 15 | 7 | 2.3714e-09 | 5spot_SharedNeighbor | Water | Porous | Wet | R245fa | MinimizeLCOE_Brownfield | IgnoreSilica | 171.1218 | 60.2681 | 6.5995 | 4 | 3623.2153 | 4364.8336 | 73.8641 | 88.983 | 155.0908 | 0 | 322.3463 | 8398322.1118 | 427574.3644 | 8832089.1974 | 8581001.1767 | 0 | 360951.2936 | 0 | 10373975.8761 | 26990957.2345 | 18421882.9213 | 82386754.1757 | 961560.8286 | 12297657.4024 | 12297657.4024 | 1478867.319 | 5800784.0308 | 0 | 95645972.4067 | 115223281.159 | 2371373.7057 | 26.3981 | 3623.2153 | 4364.8336 | 73.8641 | 88.983
1 | 3700 | 707 | 0.04 | 15 | 15 | 7 | 3.1623e-09 | 5spot_SharedNeighbor | Water | Porous | Wet | R245fa | MinimizeLCOE_Brownfield | IgnoreSilica | 171.3607 | 60.3439 | 6.6114 | 4 | 3619.3039 | 4359.5877 | 73.7844 | 88.8761 | 155.079 | 0 | 296.6737 | 8405464.0525 | 427893.5241 | 8841045.3127 | 8592468.9668 | 0 | 355342.4064 | 0 | 10382663.5624 | 27013560.8122 | 18437310.3275 | 82455748.9646 | 961560.8286 | 12297657.4024 | 12297657.4024 | 1478867.319 | 5800784.0308 | 0 | 95714967.1957 | 115292275.9479 | 3162277.6602 | 26.4457 | 3619.3039 | 4359.5877 | 73.7844 | 88.8761
1 | 3700 | 707 | 0.04 | 15 | 15 | 7 | 4.217e-09 | 5spot_SharedNeighbor | Water | Porous | Wet | R245fa | MinimizeLCOE_Brownfield | IgnoreSilica | 171.5387 | 60.4004 | 6.6203 | 4 | 3616.366 | 4355.6542 | 73.7245 | 88.7959 | 155.0701 | 0 | 315.2156 | 8410779.496 | 428130.9554 | 8847713.0747 | 8601010.4683 | 0 | 351072.9959 | 0 | 10389095.7262 | 27030295.9831 | 18448732.4255 | 82506831.1251 | 961560.8286 | 12297657.4024 | 12297657.4024 | 1478867.319 | 5800784.0308 | 0 | 95766049.3561 | 115343358.1084 | 4216965.0343 | 26.4813 | 3616.366 | 4355.6542 | 73.7245 | 88.7959
1 | 3700 | 707 | 0.04 | 15 | 15 | 7 | 5.6234e-09 | 5spot_SharedNeighbor | Water | Porous | Wet | R245fa | MinimizeLCOE_Brownfield | IgnoreSilica | 171.6554 | 60.4374 | 6.6266 | 4 | 3614.16 | 4352.7533 | 73.6795 | 88.7368 | 155.0643 | 0 | 314.7009 | 8414260.929 | 428286.3726 | 8852081.7919 | 8606609.2857 | 0 | 347682.3229 | 0 | 10393079.0738 | 27040659.8364 | 18455805.9683 | 82538465.5807 | 961560.8286 | 12297657.4024 | 12297657.4024 | 1478867.319 | 5800784.0308 | 0 | 95797683.8117 | 115374992.5639 | 5623413.2519 | 26.5062 | 3614.16 | 4352.7533 | 73.6795 | 88.7368
1 | 3700 | 707 | 0.04 | 15 | 15 | 7 | 7.4989e-09 | 5spot_SharedNeighbor | Water | Porous | Wet | R245fa | MinimizeLCOE_Brownfield | IgnoreSilica | 171.7675 | 60.4729 | 6.6319 | 4 | 3612.5041 | 4350.5027 | 73.6458 | 88.6909 | 155.0588 | 0 | 306.6589 | 8417604.6079 | 428435.6791 | 8856277.3458 | 8611986.346 | 0 | 345355.2151 | 0 | 10397267.0856 | 27051556.184 | 18463242.9495 | 82571725.4128 | 961560.8286 | 12297657.4024 | 12297657.4024 | 1478867.319 | 5800784.0308 | 0 | 95830943.6438 | 115408252.3961 | 7498942.0933 | 26.5276 | 3612.5041 | 4350.5027 | 73.6458 | 88.6909
1 | 3700 | 707 | 0.04 | 15 | 15 | 7 | 1e-08 | 5spot_SharedNeighbor | Water | Porous | Wet | R245fa | MinimizeLCOE_Brownfield | IgnoreSilica | 171.8406 | 60.4961 | 6.6356 | 4 | 3611.2614 | 4348.8472 | 73.6204 | 88.6571 | 155.0551 | 0 | 293.7488 | 8419786.1213 | 428533.0465 | 8859015.3749 | 8615496.5113 | 0 | 343497.2973 | 0 | 10399868.057 | 27058323.378 | 18467861.6984 | 82592381.4847 | 961560.8286 | 12297657.4024 | 12297657.4024 | 1478867.319 | 5800784.0308 | 0 | 95851599.7157 | 115428908.468 | 10000000 | 26.5424 | 3611.2614 | 4348.8472 | 73.6204 | 88.6571
1 | 3800 | 707 | 0.04 | 15 | 15 | 7 | 1e-13 | 5spot_SharedNeighbor | Water | Porous | Wet | R245fa | MinimizeLCOE_Brownfield | IgnoreSilica | 0 | 0 | 0 | 0 | [6 empty] | 22.3125 | [19 empty] | 100 | 0
1 | 3800 | 707 | 0.04 | 15 | 15 | 7 | 1.3335e-13 | 5spot_SharedNeighbor | Water | Porous | Wet | R245fa | MinimizeLCOE_Brownfield | IgnoreSilica | 0.79402 | 0.14419 | 0.0033993 | 4 | 1070148.4569 | 2553495.4645 | 21816.4238 | 52056.4589 | 107.6044 | 0 | 41.1526 | 96350.7977 | 3525.3751 | 72993.4387 | 51824.4146 | 0 | 55847.0575 | 0 | 109411.0226 | 284665.0375 | 194289.7374 | 868906.881 | 961560.8286 | 12720605.2746 | 12720605.2746 | 1478867.319 | 5969963.1797 | 0 | 14551072.9842 | 34720508.7576 | 133.3521 | 0.013597 | 1070148.4569 | 2553495.4645 | 21816.4238 | 52056.4589
1 | 3800 | 707 | 0.04 | 15 | 15 | 7 | 1.7783e-13 | 5spot_SharedNeighbor | Water | Porous | Wet | R245fa | MinimizeLCOE_Brownfield | IgnoreSilica | 1.0498 | 0.22483 | 0.0091924 | 4 | 403791.3961 | 952329.7924 | 8231.8338 | 19414.5309 | 118.0626 | 0 | 49.6239 | 139194.4567 | 5492.8509 | 103358.5449 | 63723.6474 | 0 | 64372.5092 | 0 | 146695.3835 | 381671.2966 | 260498.5025 | 1165007.1918 | 961560.8286 | 12720605.2746 | 12720605.2746 | 1478867.319 | 5969963.1797 | 0 | 14847173.295 | 35016609.0684 | 177.8279 | 0.036769 | 403791.3961 | 952329.7924 | 8231.8338 | 19414.5309
1 | 3800 | 707 | 0.04 | 15 | 15 | 7 | 2.3714e-13 | 5spot_SharedNeighbor | Water | Porous | Wet | R245fa | MinimizeLCOE_Brownfield | IgnoreSilica | 1.3639 | 0.33086 | 0.01797 | 4 | 211448.3843 | 492049.9057 | 4310.6613 | 10031.1029 | 126.5879 | 0 | 67.7752 | 190157.3798 | 7980.5979 | 139964.3478 | 78842.0162 | 0 | 72712.6416 | 0 | 190966.2235 | 496854.941 | 339113.7066 | 1516591.8543 | 961560.8286 | 12720605.2746 | 12720605.2746 | 1478867.319 | 5969963.1797 | 0 | 15198757.9576 | 35368193.7309 | 237.1374 | 0.071879 | 211448.3843 | 492049.9057 | 4310.6613 | 10031.1029
1 | 3800 | 707 | 0.04 | 15 | 15 | 7 | 3.1623e-13 | 5spot_SharedNeighbor | Water | Porous | Wet | R245fa | MinimizeLCOE_Brownfield | IgnoreSilica | 1.7681 | 0.47401 | 0.03078 | 4 | 126993.1465 | 290810.8387 | 2588.9271 | 5928.5723 | 133.7678 | 0 | 296.7015 | 252710.2637 | 11181.5515 | 185692.3043 | 99110.0628 | 0 | 81989.1784 | 0 | 245966.5107 | 639954.4062 | 436782.032 | 1953386.3098 | 961560.8286 | 12720605.2746 | 12720605.2746 | 1478867.319 | 5969963.1797 | 0 | 15635552.413 | 35804988.1863 | 316.2278 | 0.12312 | 126993.1465 | 290810.8387 | 2588.9271 | 5928.5723
1 | 3800 | 707 | 0.04 | 15 | 15 | 7 | 4.217e-13 | 5spot_SharedNeighbor | Water | Porous | Wet | R245fa | MinimizeLCOE_Brownfield | IgnoreSilica | 2.3126 | 0.67276 | 0.049213 | 4 | 82277.8413 | 184737.2319 | 1677.3451 | 3766.1183 | 139.9241 | 0 | 396.5485 | 331494.865 | 15349.3439 | 244721.0117 | 126622.6687 | 0 | 93651.2409 | 0 | 316617.2608 | 823773.1655 | 562242.1123 | 2514471.6688 | 961560.8286 | 12720605.2746 | 12720605.2746 | 1478867.319 | 5969963.1797 | 0 | 16196637.7721 | 36366073.5454 | 421.6965 | 0.19685 | 82277.8413 | 184737.2319 | 1677.3451 | 3766.1183
1 | 3800 | 707 | 0.04 | 15 | 15 | 7 | 5.6234e-13 | 5spot_SharedNeighbor | Water | Porous | Wet | R245fa | MinimizeLCOE_Brownfield | IgnoreSilica | 3.0322 | 0.94166 | 0.074984 | 4 | 56355.4187 | 123601.18 | 1148.8814 | 2519.7772 | 144.9601 | 0 | 526.628 | 428429.5826 | 20614.6264 | 319176.6954 | 164078.9292 | 0 | 107609.218 | 0 | 405564.5301 | 1055195.7146 | 720192.7573 | 3220862.0535 | 961560.8286 | 12720605.2746 | 12720605.2746 | 1478867.319 | 5969963.1797 | 0 | 16903028.1567 | 37072463.9301 | 562.3413 | 0.29994 | 56355.4187 | 123601.18 | 1148.8814 | 2519.7772
1 | 3800 | 707 | 0.04 | 15 | 15 | 7 | 7.4989e-13 | 5spot_SharedNeighbor | Water | Porous | Wet | R245fa | MinimizeLCOE_Brownfield | IgnoreSilica | 3.9922 | 1.3046 | 0.11032 | 4 | 40312.2914 | 86018.1653 | 821.8206 | 1753.5966 | 149.0358 | 0 | 73.6009 | 547211.6603 | 27157.6663 | 413187.8633 | 213805.0357 | 0 | 124699.2122 | 0 | 517163.9607 | 1345554.5409 | 918368.6226 | 4107148.5621 | 961560.8286 | 12720605.2746 | 12720605.2746 | 1478867.319 | 5969963.1797 | 0 | 17789314.6653 | 37958750.4386 | 749.8942 | 0.44129 | 40312.2914 | 86018.1653 | 821.8206 | 1753.5966
1 | 3800 | 707 | 0.04 | 15 | 15 | 7 | 1e-12 | 5spot_SharedNeighbor | Water | Porous | Wet | R245fa | MinimizeLCOE_Brownfield | IgnoreSilica | 5.281 | 1.7962 | 0.15867 | 4 | 29798.1011 | 61577.454 | 607.4746 | 1255.3397 | 152.285 | 0 | 101.8039 | 693623.9463 | 35299.9039 | 532489.5991 | 281181.8892 | 0 | 145941.4128 | 0 | 658529.3331 | 1713358.2417 | 1169402.2059 | 5229826.5321 | 961560.8286 | 12720605.2746 | 12720605.2746 | 1478867.319 | 5969963.1797 | 0 | 18911992.6353 | 39081428.4086 | 1000 | 0.63467 | 29798.1011 | 61577.454 | 607.4746 | 1255.3397
1 | 3800 | 707 | 0.04 | 15 | 15 | 7 | 1.3335e-12 | 5spot_SharedNeighbor | Water | Porous | Wet | R245fa | MinimizeLCOE_Brownfield | IgnoreSilica | 6.9742 | 2.4458 | 0.22334 | 4 | 22731.2847 | 45308.4074 | 463.408 | 923.6732 | 154.734 | 0 | 83.9811 | 870244.129 | 45185.7771 | 680495.9526 | 371932.5953 | 0 | 171130.5223 | 0 | 834205.7007 | 2170432.1141 | 1481364.5158 | 6624991.3069 | 961560.8286 | 12720605.2746 | 12720605.2746 | 1478867.319 | 5969963.1797 | 0 | 20307157.4101 | 40476593.1835 | 1333.5214 | 0.89336 | 22731.2847 | 45308.4074 | 463.408 | 923.6732
1 | 3800 | 707 | 0.04 | 15 | 15 | 7 | 1.7783e-12 | 5spot_SharedNeighbor | Water | Porous | Wet | R245fa | MinimizeLCOE_Brownfield | IgnoreSilica | 9.24 | 3.3182 | 0.31045 | 4 | 17762.7523 | 34004.6544 | 362.1177 | 693.2309 | 156.7398 | 0 | 75.8134 | 1086609.0529 | 57277.0478 | 867482.0982 | 490893.2227 | 0 | 202032.5314 | 0 | 1054674.6416 | 2744047.074 | 1872868.5125 | 8375884.1811 | 961560.8286 | 12720605.2746 | 12720605.2746 | 1478867.319 | 5969963.1797 | 0 | 22058050.2843 | 42227486.0577 | 1778.2794 | 1.2418 | 17762.7523 | 34004.6544 | 362.1177 | 693.2309
1 | 3800 | 707 | 0.04 | 15 | 15 | 7 | 2.3714e-12 | 5spot_SharedNeighbor | Water | Porous | Wet | R245fa | MinimizeLCOE_Brownfield | IgnoreSilica | 12.2601 | 4.4857 | 0.42759 | 4 | 14189.984 | 25982.4112 | 289.282 | 529.6866 | 158.2853 | 0 | 94.6999 | 1351741.8409 | 72112.306 | 1102930.0748 | 651854.3393 | 0 | 239868.5384 | 0 | 1333217.7688 | 3468759.1538 | 2367499.3983 | 10587983.4202 | 961560.8286 | 12720605.2746 | 12720605.2746 | 1478867.319 | 5969963.1797 | 0 | 24270149.5235 | 44439585.2968 | 2371.3737 | 1.7104 | 14189.984 | 25982.4112 | 289.282 | 529.6866
1 | 3800 | 707 | 0.04 | 15 | 15 | 7 | 3.1623e-12 | 5spot_SharedNeighbor | Water | Porous | Wet | R245fa | MinimizeLCOE_Brownfield | IgnoreSilica | 16.2775 | 6.0368 | 0.58306 | 4 | 11592.1887 | 20240.2775 | 236.3224 | 412.6254 | 159.442 | 0 | 79.6943 | 1673739.2485 | 90018.4679 | 1397656.3529 | 864050.9194 | 0 | 285975.0272 | 0 | 1681461.6062 | 4374818.1842 | 2985903.3042 | 13353623.1106 | 961560.8286 | 12720605.2746 | 12720605.2746 | 1478867.319 | 5969963.1797 | 0 | 27035789.2138 | 47205224.9872 | 3162.2777 | 2.3322 | 11592.1887 | 20240.2775 | 236.3224 | 412.6254
1 | 3800 | 707 | 0.04 | 15 | 15 | 7 | 4.217e-12 | 5spot_SharedNeighbor | Water | Porous | Wet | R245fa | MinimizeLCOE_Brownfield | IgnoreSilica | 21.6022 | 8.0934 | 0.78939 | 4 | 9659.1033 | 16046.7578 | 196.9139 | 327.1349 | 160.3208 | 0 | 97.701 | 2065191.7948 | 111690.221 | 1766102.782 | 1144864.2275 | 0 | 341826.7469 | 0 | 2117573.5512 | 5509492.0061 | 3760341.5029 | 16817082.8323 | 961560.8286 | 12720605.2746 | 12720605.2746 | 1478867.319 | 5969963.1797 | 0 | 30499248.9355 | 50668684.7089 | 4216.965 | 3.1576 | 9659.1033 | 16046.7578 | 196.9139 | 327.1349
1 | 3800 | 707 | 0.04 | 15 | 15 | 7 | 5.6234e-12 | 5spot_SharedNeighbor | Water | Porous | Wet | R245fa | MinimizeLCOE_Brownfield | IgnoreSilica | 28.6332 | 10.8141 | 1.063 | 4 | 8195.3801 | 12938.699 | 167.0739 | 263.7729 | 160.9865 | 0 | 89.8502 | 2541331.9935 | 137995.8555 | 2225894.5387 | 1519255.4674 | 0 | 409333.7995 | 0 | 2665186.5453 | 6934268.6859 | 4732780.8631 | 21166047.749 | 961560.8286 | 12720605.2746 | 12720605.2746 | 1478867.319 | 5969963.1797 | 0 | 34848213.8522 | 55017649.6256 | 5623.4133 | 4.2522 | 8195.3801 | 12938.699 | 167.0739 | 263.7729
1 | 3800 | 707 | 0.04 | 15 | 15 | 7 | 7.4989e-12 | 5spot_SharedNeighbor | Water | Porous | Wet | R245fa | MinimizeLCOE_Brownfield | IgnoreSilica | 37.917 | 14.4052 | 1.4238 | 4 | 7074.5476 | 10616.0343 | 144.2242 | 216.4222 | 161.4913 | 0 | 77.0179 | 3119074.2456 | 169746.36 | 2798856.2746 | 2011892.1436 | 0 | 491499.8877 | 0 | 3350516.8755 | 8717357.6245 | 5949775.7025 | 26608719.114 | 961560.8286 | 12720605.2746 | 12720605.2746 | 1478867.319 | 5969963.1797 | 0 | 40290885.2172 | 60460320.9905 | 7498.9421 | 5.6952 | 7074.5476 | 10616.0343 | 144.2242 | 216.4222
1 | 3800 | 707 | 0.04 | 15 | 15 | 7 | 1e-11 | 5spot_SharedNeighbor | Water | Porous | Wet | R245fa | MinimizeLCOE_Brownfield | IgnoreSilica | 50 | 19.0775 | 1.8929 | 4 | 6210.6402 | 8874.5082 | 126.6123 | 180.9189 | 161.8574 | 0 | 104.045 | 3811307.26 | 207587.2944 | 3503291.5258 | 2652947.0564 | 0 | 589758.9791 | 0 | 4198307.9252 | 10923136.0299 | 7455264.7884 | 33341600.8592 | 961560.8286 | 12720605.2746 | 12720605.2746 | 1478867.319 | 5969963.1797 | 0 | 47023766.9625 | 67193202.7358 | 10000 | 7.5715 | 6210.6402 | 8874.5082 | 126.6123 | 180.9189
1 | 3800 | 707 | 0.04 | 15 | 15 | 7 | 1.3335e-11 | 5spot_SharedNeighbor | Water | Porous | Wet | R245fa | MinimizeLCOE_Brownfield | IgnoreSilica | 65.5199 | 25.0559 | 2.4901 | 4 | 5545.8427 | 7570.8173 | 113.0595 | 154.3414 | 162.0506 | 0 | 117.0115 | 4627756.9456 | 251842.5887 | 4356423.1057 | 3474215.367 | 0 | 706911.2492 | 0 | 5232688.21 | 13614381.3504 | 9292095.0192 | 41556313.8359 | 961560.8286 | 12720605.2746 | 12720605.2746 | 1478867.319 | 5969963.1797 | 0 | 55238479.9392 | 75407915.7125 | 13335.2143 | 9.9603 | 5545.8427 | 7570.8173 | 113.0595 | 154.3414
1 | 3800 | 707 | 0.04 | 15 | 15 | 7 | 1.7783e-11 | 5spot_SharedNeighbor | Water | Porous | Wet | R245fa | MinimizeLCOE_Brownfield | IgnoreSilica | 84.8742 | 32.4209 | 3.2163 | 4 | 5046.3947 | 6614.1606 | 102.8776 | 134.8386 | 161.9545 | 0 | 119.4891 | 5554809.6004 | 301260.3265 | 5354143.1324 | 4490001.2313 | 0 | 843511.8366 | 0 | 6452053.1896 | 16786918.9012 | 11457417.0868 | 51240115.3048 | 961560.8286 | 12720605.2746 | 12720605.2746 | 1478867.319 | 5969963.1797 | 0 | 64922281.408 | 85091717.1814 | 17782.7941 | 12.8651 | 5046.3947 | 6614.1606 | 102.8776 | 134.8386
1 | 3800 | 707 | 0.04 | 15 | 15 | 7 | 2.3714e-11 | 5spot_SharedNeighbor | Water | Porous | Wet | R245fa | MinimizeLCOE_Brownfield | IgnoreSilica | 102.9787 | 39.163 | 3.914 | 4 | 4684.6794 | 5972.956 | 95.5035 | 121.7668 | 161.5781 | 0 | 120.4331 | 6343549.6049 | 342234.2956 | 6229306.3406 | 5426468.507 | 0 | 921254.5078 | 0 | 7512497.1697 | 19545976.6106 | 13340530.6664 | 59661817.7025 | 961560.8286 | 12720605.2746 | 12720605.2746 | 1478867.319 | 5969963.1797 | 0 | 73343983.8057 | 93513419.5791 | 23713.7371 | 15.6561 | 4684.6794 | 5972.956 | 95.5035 | 121.7668
1 | 3800 | 707 | 0.04 | 15 | 15 | 7 | 3.1623e-11 | 5spot_SharedNeighbor | Water | Porous | Wet | R245fa | MinimizeLCOE_Brownfield | IgnoreSilica | 114.5929 | 43.3926 | 4.4373 | 4 | 4408.4289 | 5544.7952 | 89.8718 | 113.0381 | 161.2103 | 0 | 159.3094 | 6813414.6976 | 366007.9584 | 6763611.7821 | 6018472.0456 | 0 | 883834.5943 | 0 | 8129683.0204 | 21151767.5917 | 14436516.0067 | 64563307.6967 | 961560.8286 | 12720605.2746 | 12720605.2746 | 1478867.319 | 5969963.1797 | 0 | 78245473.8 | 98414909.5733 | 31622.7766 | 17.7491 | 4408.4289 | 5544.7952 | 89.8718 | 113.0381
1 | 3800 | 707 | 0.04 | 15 | 15 | 7 | 4.217e-11 | 5spot_SharedNeighbor | Water | Porous | Wet | R245fa | MinimizeLCOE_Brownfield | IgnoreSilica | 125.0861 | 47.1385 | 4.9152 | 4 | 4193.9967 | 5219.8764 | 85.5003 | 106.4142 | 160.8048 | 0 | 212.0322 | 7214819.3463 | 385845.4721 | 7228804.636 | 6544308.4726 | 0 | 831193.3475 | 0 | 8659938.7971 | 22531384.3523 | 15378132.7941 | 68774427.2181 | 961560.8286 | 12720605.2746 | 12720605.2746 | 1478867.319 | 5969963.1797 | 0 | 82456593.3213 | 102626029.0947 | 42169.6503 | 19.6606 | 4193.9967 | 5219.8764 | 85.5003 | 106.4142
1 | 3800 | 707 | 0.04 | 15 | 15 | 7 | 5.6234e-11 | 5spot_SharedNeighbor | Water | Porous | Wet | R245fa | MinimizeLCOE_Brownfield | IgnoreSilica | 136.5017 | 51.1361 | 5.3969 | 4 | 4027.6567 | 4961.9659 | 82.1092 | 101.1564 | 160.3126 | 0 | 232.9624 | 7629373.1275 | 405869.9006 | 7717848.2307 | 7105639.5454 | 0 | 796105.2245 | 0 | 9225386.0512 | 24002562.1182 | 16382241.849 | 73265026.047 | 961560.8286 | 12720605.2746 | 12720605.2746 | 1478867.319 | 5969963.1797 | 0 | 86947192.1503 | 107116627.9236 | 56234.1325 | 21.5875 | 4027.6567 | 4961.9659 | 82.1092 | 101.1564
1 | 3800 | 707 | 0.04 | 15 | 15 | 7 | 7.4989e-11 | 5spot_SharedNeighbor | Water | Porous | Wet | R245fa | MinimizeLCOE_Brownfield | IgnoreSilica | 144.7159 | 53.9889 | 5.7743 | 4 | 3897.0185 | 4770.26 | 79.446 | 97.2482 | 159.9654 | 0 | 265.891 | 7918535.4772 | 419716.2088 | 8062348.5354 | 7508307.6241 | 0 | 734881.3268 | 0 | 9611077.7772 | 25006052.8731 | 17067144.9089 | 76328064.7316 | 961560.8286 | 12720605.2746 | 12720605.2746 | 1478867.319 | 5969963.1797 | 0 | 90010230.8348 | 110179666.6081 | 74989.4209 | 23.0972 | 3897.0185 | 4770.26 | 79.446 | 97.2482
1 | 3800 | 707 | 0.04 | 15 | 15 | 7 | 1e-10 | 5spot_SharedNeighbor | Water | Porous | Wet | R245fa | MinimizeLCOE_Brownfield | IgnoreSilica | 151.4586 | 56.3119 | 6.0899 | 4 | 3796.6425 | 4624.6323 | 77.3997 | 94.2794 | 159.6636 | 0 | 245.7443 | 8150574.3232 | 430802.8244 | 8340213.0102 | 7847056.1092 | 0 | 673968.9806 | 0 | 9922619.9466 | 25816621.6919 | 17620374.7832 | 78802231.6694 | 961560.8286 | 12720605.2746 | 12720605.2746 | 1478867.319 | 5969963.1797 | 0 | 92484397.7726 | 112653833.546 | 100000 | 24.3595 | 3796.6425 | 4624.6323 | 77.3997 | 94.2794
1 | 3800 | 707 | 0.04 | 15 | 15 | 7 | 1.3335e-10 | 5spot_SharedNeighbor | Water | Porous | Wet | R245fa | MinimizeLCOE_Brownfield | IgnoreSilica | 156.8862 | 58.1633 | 6.346 | 4 | 3719.7747 | 4514.3514 | 75.8326 | 92.0312 | 159.4105 | 0 | 250.8255 | 8332703.7965 | 439406.4569 | 8560188.0662 | 8118897.2821 | 0 | 617100.8917 | 0 | 10166635.6324 | 26451500.4518 | 18053692.5824 | 80740125.16 | 961560.8286 | 12720605.2746 | 12720605.2746 | 1478867.319 | 5969963.1797 | 0 | 94422291.2633 | 114591727.0366 | 133352.1432 | 25.3839 | 3719.7747 | 4514.3514 | 75.8326 | 92.0312
1 | 3800 | 707 | 0.04 | 15 | 15 | 7 | 1.7783e-10 | 5spot_SharedNeighbor | Water | Porous | Wet | R245fa | MinimizeLCOE_Brownfield | IgnoreSilica | 161.0707 | 59.5795 | 6.5468 | 4 | 3661.0956 | 4431.2944 | 74.6364 | 90.3379 | 159.2095 | 0 | 289.1236 | 8470376.0763 | 445850.3879 | 8727598.4335 | 8327988.936 | 0 | 565272.837 | 0 | 10349463.8016 | 26927181.8448 | 18378354.9073 | 82192087.2245 | 961560.8286 | 12720605.2746 | 12720605.2746 | 1478867.319 | 5969963.1797 | 0 | 95874253.3277 | 116043689.101 | 177827.941 | 26.1873 | 3661.0956 | 4431.2944 | 74.6364 | 90.3379
1 | 3800 | 707 | 0.04 | 15 | 15 | 7 | 2.3714e-10 | 5spot_SharedNeighbor | Water | Porous | Wet | R245fa | MinimizeLCOE_Brownfield | IgnoreSilica | 164.265 | 60.6537 | 6.7024 | 4 | 3616.4388 | 4368.7635 | 73.726 | 89.0632 | 159.0525 | 0 | 290.9126 | 8573863.193 | 450658.2053 | 8854112.3767 | 8487305.6911 | 0 | 520038.9885 | 0 | 10485531.5973 | 27281202.338 | 18619981.1683 | 83272693.5583 | 961560.8286 | 12720605.2746 | 12720605.2746 | 1478867.319 | 5969963.1797 | 0 | 96954859.6616 | 117124295.4349 | 237137.3706 | 26.8095 | 3616.4388 | 4368.7635 | 73.726 | 89.0632
1 | 3800 | 707 | 0.04 | 15 | 15 | 7 | 3.1623e-10 | 5spot_SharedNeighbor | Water | Porous | Wet | R245fa | MinimizeLCOE_Brownfield | IgnoreSilica | 167.2197 | 61.6379 | 6.836 | 4 | 3582.4569 | 4320.0724 | 73.0332 | 88.0705 | 158.9049 | 0 | 260.8779 | 8667672.7429 | 454955.2685 | 8969723.4517 | 8630843.9376 | 0 | 487010.4659 | 0 | 10611980.288 | 27610195.8928 | 18844526.0296 | 84276908.0769 | 961560.8286 | 12720605.2746 | 12720605.2746 | 1478867.319 | 5969963.1797 | 0 | 97959074.1802 | 118128509.9535 | 316227.766 | 27.3441 | 3582.4569 | 4320.0724 | 73.0332 | 88.0705
1 | 3800 | 707 | 0.04 | 15 | 15 | 7 | 4.217e-10 | 5spot_SharedNeighbor | Water | Porous | Wet | R245fa | MinimizeLCOE_Brownfield | IgnoreSilica | 169.0561 | 62.2452 | 6.9264 | 4 | 3556.6719 | 4284.6631 | 72.5076 | 87.3487 | 158.8117 | 0 | 310.1879 | 8725093.1459 | 457557.8909 | 9040914.3554 | 8718558.5999 | 0 | 455562.7321 | 0 | 10685097.8225 | 27800432.7191 | 18974366.5725 | 84857583.8383 | 961560.8286 | 12720605.2746 | 12720605.2746 | 1478867.319 | 5969963.1797 | 0 | 98539749.9415 | 118709185.7149 | 421696.5034 | 27.7056 | 3556.6719 | 4284.6631 | 72.5076 | 87.3487
1 | 3800 | 707 | 0.04 | 15 | 15 | 7 | 5.6234e-10 | 5spot_SharedNeighbor | Water | Porous | Wet | R245fa | MinimizeLCOE_Brownfield | IgnoreSilica | 170.4445 | 62.7029 | 6.9951 | 4 | 3537.1634 | 4258.0013 | 72.1099 | 86.8051 | 158.7406 | 0 | 314.3153 | 8768198.8549 | 459504.0611 | 9094495.3063 | 8784747.2619 | 0 | 430218.2341 | 0 | 10739493.8501 | 27941960.025 | 19070961.8669 | 85289579.4603 | 961560.8286 | 12720605.2746 | 12720605.2746 | 1478867.319 | 5969963.1797 | 0 | 98971745.5635 | 119141181.3369 | 562341.3252 | 27.9805 | 3537.1634 | 4258.0013 | 72.1099 | 86.8051
1 | 3800 | 707 | 0.04 | 15 | 15 | 7 | 7.4989e-10 | 5spot_SharedNeighbor | Water | Porous | Wet | R245fa | MinimizeLCOE_Brownfield | IgnoreSilica | 171.4682 | 63.0396 | 7.0466 | 4 | 3522.4271 | 4238.005 | 71.8094 | 86.3975 | 158.6878 | 0 | 302.4524 | 8799810.305 | 460926.9839 | 9133865.7684 | 8833476.2653 | 0 | 409873.2494 | 0 | 10778801.503 | 28044230.4747 | 19140763.5503 | 85601748.0999 | 961560.8286 | 12720605.2746 | 12720605.2746 | 1478867.319 | 5969963.1797 | 0 | 99283914.2031 | 119453349.9765 | 749894.2093 | 28.1862 | 3522.4271 | 4238.005 | 71.8094 | 86.3975
1 | 3800 | 707 | 0.04 | 15 | 15 | 7 | 1e-09 | 5spot_SharedNeighbor | Water | Porous | Wet | R245fa | MinimizeLCOE_Brownfield | IgnoreSilica | 172.2233 | 63.2875 | 7.085 | 4 | 3511.3111 | 4223.009 | 71.5828 | 86.0918 | 158.6486 | 0 | 297.1313 | 8823035.3076 | 461970.054 | 9162833.4543 | 8869381.1017 | 0 | 393775.7067 | 0 | 10807288.2935 | 28118347.26 | 19191349.7792 | 85827980.9569 | 961560.8286 | 12720605.2746 | 12720605.2746 | 1478867.319 | 5969963.1797 | 0 | 99510147.0602 | 119679582.8335 | 1000000 | 28.3399 | 3511.3111 | 4223.009 | 71.5828 | 86.0918
1 | 3800 | 707 | 0.04 | 15 | 15 | 7 | 1.3335e-09 | 5spot_SharedNeighbor | Water | Porous | Wet | R245fa | MinimizeLCOE_Brownfield | IgnoreSilica | 172.7808 | 63.4703 | 7.1136 | 4 | 3502.9357 | 4211.7644 | 71.4121 | 85.8625 | 158.6196 | 0 | 304.5888 | 8840132.4672 | 462736.6511 | 9184180.8018 | 8895868.5056 | 0 | 381183.8905 | 0 | 10827999.9033 | 28172234.6202 | 19228129.0098 | 85992465.8495 | 961560.8286 | 12720605.2746 | 12720605.2746 | 1478867.319 | 5969963.1797 | 0 | 99674631.9527 | 119844067.7261 | 1333521.4322 | 28.4546 | 3502.9357 | 4211.7644 | 71.4121 | 85.8625
1 | 3800 | 707 | 0.04 | 15 | 15 | 7 | 1.7783e-09 | 5spot_SharedNeighbor | Water | Porous | Wet | R245fa | MinimizeLCOE_Brownfield | IgnoreSilica | 173.1977 | 63.6069 | 7.1352 | 4 | 3496.6315 | 4203.3202 | 71.2836 | 85.6904 | 158.5978 | 0 | 301.7904 | 8852892.5074 | 463308.1688 | 9200124.3658 | 8915665.8853 | 0 | 371471.3409 | 0 | 10843350.2846 | 28212173.1635 | 19255387.8863 | 86114373.6025 | 961560.8286 | 12720605.2746 | 12720605.2746 | 1478867.319 | 5969963.1797 | 0 | 99796539.7058 | 119965975.4791 | 1778279.41 | 28.5408 | 3496.6315 | 4203.3202 | 71.2836 | 85.6904
1 | 3800 | 707 | 0.04 | 15 | 15 | 7 | 2.3714e-09 | 5spot_SharedNeighbor | Water | Porous | Wet | R245fa | MinimizeLCOE_Brownfield | IgnoreSilica | 171.305 | 62.9849 | 7.0898 | 4 | 3491.2042 | 4202.4139 | 71.1729 | 85.6719 | 158.6948 | 0 | 624.9979 | 8794623.5213 | 460687.2465 | 9127482.6333 | 8825609.0382 | 0 | 340547.2639 | 0 | 10744090.3842 | 27953919.2637 | 19079124.2931 | 85326083.6441 | 961560.8286 | 12720605.2746 | 12720605.2746 | 1478867.319 | 5969963.1797 | 0 | 99008249.7474 | 119177685.5207 | 2371373.7057 | 28.3593 | 3491.2042 | 4202.4139 | 71.1729 | 85.6719
1 | 3800 | 707 | 0.04 | 15 | 15 | 7 | 3.1623e-09 | 5spot_SharedNeighbor | Water | Porous | Wet | R245fa | MinimizeLCOE_Brownfield | IgnoreSilica | 173.405 | 63.6747 | 7.1553 | 4 | 3487.462 | 4192.167 | 71.0966 | 85.463 | 158.5869 | 0 | 270.252 | 8859212.6814 | 463590.42 | 9208032.9389 | 8925494.6003 | 0 | 353093.3647 | 0 | 10845675.3621 | 28218222.5382 | 19259516.7088 | 86132838.6143 | 961560.8286 | 12720605.2746 | 12720605.2746 | 1478867.319 | 5969963.1797 | 0 | 99815004.7175 | 119984440.4908 | 3162277.6602 | 28.6211 | 3487.462 | 4192.167 | 71.0966 | 85.463
1 | 3800 | 707 | 0.04 | 15 | 15 | 7 | 4.217e-09 | 5spot_SharedNeighbor | Water | Porous | Wet | R245fa | MinimizeLCOE_Brownfield | IgnoreSilica | 174.287 | 63.9636 | 7.1844 | 4 | 3484.8049 | 4186.6562 | 71.0425 | 85.3506 | 158.5412 | 0 | 299.0219 | 8886160.5927 | 464797.1507 | 9241721.5587 | 8967369.4524 | 0 | 355759.9342 | 0 | 10887165.3886 | 28326171.0763 | 19333193.8042 | 86462338.9577 | 961560.8286 | 12720605.2746 | 12720605.2746 | 1478867.319 | 5969963.1797 | 0 | 100144505.061 | 120313940.8343 | 4216965.0343 | 28.7375 | 3484.8049 | 4186.6562 | 71.0425 | 85.3506
1 | 3800 | 707 | 0.04 | 15 | 15 | 7 | 5.6234e-09 | 5spot_SharedNeighbor | Water | Porous | Wet | R245fa | MinimizeLCOE_Brownfield | IgnoreSilica | 174.4157 | 64.0057 | 7.1911 | 4 | 3482.8239 | 4184.0188 | 71.0021 | 85.2969 | 158.5344 | 0 | 277.2702 | 8890075.9135 | 464971.8847 | 9246624.9222 | 8973471.4573 | 0 | 352533.8193 | 0 | 10891794.4189 | 28338214.8637 | 19341413.9365 | 86499101.2162 | 961560.8286 | 12720605.2746 | 12720605.2746 | 1478867.319 | 5969963.1797 | 0 | 100181267.3194 | 120350703.0928 | 5623413.2519 | 28.7644 | 3482.8239 | 4184.0188 | 71.0021 | 85.2969
1 | 3800 | 707 | 0.04 | 15 | 15 | 7 | 7.4989e-09 | 5spot_SharedNeighbor | Water | Porous | Wet | R245fa | MinimizeLCOE_Brownfield | IgnoreSilica | 174.4935 | 64.0311 | 7.1956 | 4 | 3481.3368 | 4182.0916 | 70.9718 | 85.2576 | 158.5303 | 0 | 278.4787 | 8892439.2339 | 465077.2596 | 9249585.9884 | 8977157.3816 | 0 | 349914.5038 | 0 | 10894328.0032 | 28344806.7304 | 19345913.021 | 86519222.1219 | 961560.8286 | 12720605.2746 | 12720605.2746 | 1478867.319 | 5969963.1797 | 0 | 100201388.2251 | 120370823.9985 | 7498942.0933 | 28.7824 | 3481.3368 | 4182.0916 | 70.9718 | 85.2576
1 | 3800 | 707 | 0.04 | 15 | 15 | 7 | 1e-08 | 5spot_SharedNeighbor | Water | Porous | Wet | R245fa | MinimizeLCOE_Brownfield | IgnoreSilica | 174.5667 | 64.055 | 7.1994 | 4 | 3480.2208 | 4180.6049 | 70.949 | 85.2273 | 158.5264 | 0 | 270.7278 | 8894662.7373 | 465176.4479 | 9252371.381 | 8980624.6448 | 0 | 348085.912 | 0 | 10896959.2379 | 28351652.6634 | 19350585.511 | 86540118.5353 | 961560.8286 | 12720605.2746 | 12720605.2746 | 1478867.319 | 5969963.1797 | 0 | 100222284.6386 | 120391720.4119 | 10000000 | 28.7977 | 3480.2208 | 4180.6049 | 70.949 | 85.2273
1 | 3900 | 707 | 0.04 | 15 | 15 | 7 | 1e-13 | 5spot_SharedNeighbor | Water | Porous | Wet | R245fa | MinimizeLCOE_Brownfield | IgnoreSilica | 0 | 0 | 0 | 0 | [6 empty] | 22.7124 | [19 empty] | 100 | 0
1 | 3900 | 707 | 0.04 | 15 | 15 | 7 | 1.3335e-13 | 5spot_SharedNeighbor | Water | Porous | Wet | R245fa | MinimizeLCOE_Brownfield | IgnoreSilica | 0.83292 | 0.15961 | 0.0045534 | 4 | 825755.3486 | 1966095.6879 | 16834.1397 | 40081.5199 | 110.9216 | 0 | 51.1281 | 105460.0324 | 3950.7717 | 78982.8026 | 53897.9424 | 0 | 57667.7377 | 0 | 116984.1219 | 304368.6883 | 207737.8839 | 929049.9809 | 961560.8286 | 13149413.2377 | 13149413.2377 | 1478867.319 | 6141486.3649 | 0 | 15040024.0472 | 35809790.9689 | 133.3521 | 0.018214 | 825755.3486 | 1966095.6879 | 16834.1397 | 40081.5199
1 | 3900 | 707 | 0.04 | 15 | 15 | 7 | 1.7783e-13 | 5spot_SharedNeighbor | Water | Porous | Wet | R245fa | MinimizeLCOE_Brownfield | IgnoreSilica | 1.0692 | 0.23745 | 0.010782 | 4 | 355168.4853 | 836765.3899 | 7240.59 | 17058.5943 | 120.4876 | 0 | 52.4144 | 146466.2838 | 5879.569 | 107792.0014 | 65185.0415 | 0 | 64161.1617 | 0 | 151898.7824 | 395209.4731 | 269738.5861 | 1206330.8991 | 961560.8286 | 13149413.2377 | 13149413.2377 | 1478867.319 | 6141486.3649 | 0 | 15317304.9654 | 36087071.8871 | 177.8279 | 0.043127 | 355168.4853 | 836765.3899 | 7240.59 | 17058.5943
1 | 3900 | 707 | 0.04 | 15 | 15 | 7 | 2.3714e-13 | 5spot_SharedNeighbor | Water | Porous | Wet | R245fa | MinimizeLCOE_Brownfield | IgnoreSilica | 1.3982 | 0.35328 | 0.020735 | 4 | 189267.1724 | 439690.0497 | 3858.4673 | 8963.6764 | 129.4654 | 0 | 55.5571 | 201877.489 | 8649.9248 | 147208.2876 | 81519.6793 | 0 | 73009.276 | 0 | 199783.2161 | 519794.9471 | 354770.7321 | 1586613.5518 | 961560.8286 | 13149413.2377 | 13149413.2377 | 1478867.319 | 6141486.3649 | 0 | 15697587.6181 | 36467354.5398 | 237.1374 | 0.082939 | 189267.1724 | 439690.0497 | 3858.4673 | 8963.6764
1 | 3900 | 707 | 0.04 | 15 | 15 | 7 | 3.1623e-13 | 5spot_SharedNeighbor | Water | Porous | Wet | R245fa | MinimizeLCOE_Brownfield | IgnoreSilica | 1.8264 | 0.51139 | 0.035318 | 4 | 114485.0908 | 261504.8451 | 2333.9334 | 5331.13 | 137.0269 | 0 | 318.7149 | 270382.8987 | 12246.1808 | 196892.4926 | 103329.6785 | 0 | 83079.881 | 0 | 259713.1413 | 675720.3193 | 461193.0026 | 2062557.5949 | 961560.8286 | 13149413.2377 | 13149413.2377 | 1478867.319 | 6141486.3649 | 0 | 16173531.6612 | 36943298.5829 | 316.2278 | 0.14127 | 114485.0908 | 261504.8451 | 2333.9334 | 5331.13
1 | 3900 | 707 | 0.04 | 15 | 15 | 7 | 4.217e-13 | 5spot_SharedNeighbor | Water | Porous | Wet | R245fa | MinimizeLCOE_Brownfield | IgnoreSilica | 2.371 | 0.71936 | 0.055609 | 4 | 75310.561 | 168684.2243 | 1535.3077 | 3438.8561 | 143.1444 | 0 | 413.2866 | 352327.3098 | 16711.7664 | 257632.9885 | 132005.2126 | 0 | 93977.7151 | 0 | 332535.4471 | 865189.0209 | 590509.2846 | 2640888.7451 | 961560.8286 | 13149413.2377 | 13149413.2377 | 1478867.319 | 6141486.3649 | 0 | 16751862.8114 | 37521629.7331 | 421.6965 | 0.22244 | 75310.561 | 168684.2243 | 1535.3077 | 3438.8561
1 | 3900 | 707 | 0.04 | 15 | 15 | 7 | 5.6234e-13 | 5spot_SharedNeighbor | Water | Porous | Wet | R245fa | MinimizeLCOE_Brownfield | IgnoreSilica | 3.11 | 1.0072 | 0.084244 | 4 | 51921.5611 | 113557.6628 | 1058.4913 | 2315.0266 | 148.3141 | 0 | 556.6972 | 455364.9804 | 22466.1526 | 336092.8201 | 171057.1344 | 0 | 108001.6652 | 0 | 426263.2735 | 1109049.5991 | 756949.14 | 3385244.7652 | 961560.8286 | 13149413.2377 | 13149413.2377 | 1478867.319 | 6141486.3649 | 0 | 17496218.8315 | 38265985.7532 | 562.3413 | 0.33697 | 51921.5611 | 113557.6628 | 1058.4913 | 2315.0266
1 | 3900 | 707 | 0.04 | 15 | 15 | 7 | 7.4989e-13 | 5spot_SharedNeighbor | Water | Porous | Wet | R245fa | MinimizeLCOE_Brownfield | IgnoreSilica | 4.1043 | 1.4003 | 0.12402 | 4 | 37183.7764 | 79052.6729 | 758.0416 | 1611.5957 | 152.5214 | 0 | 80.2213 | 583386.6635 | 29751.1161 | 436252.9727 | 224577.5229 | 0 | 125549.2082 | 0 | 545811.8185 | 1420090.3904 | 969240.8714 | 4334660.5636 | 961560.8286 | 13149413.2377 | 13149413.2377 | 1478867.319 | 6141486.3649 | 0 | 18445634.6299 | 39215401.5516 | 749.8942 | 0.49607 | 37183.7764 | 79052.6729 | 758.0416 | 1611.5957
1 | 3900 | 707 | 0.04 | 15 | 15 | 7 | 1e-12 | 5spot_SharedNeighbor | Water | Porous | Wet | R245fa | MinimizeLCOE_Brownfield | IgnoreSilica | 5.4079 | 1.9204 | 0.17747 | 4 | 27637.0362 | 56895.9213 | 563.4184 | 1159.9003 | 155.7999 | 0 | 88.6892 | 737577.6726 | 38619.0722 | 560419.5039 | 295419.5421 | 0 | 146153.8066 | 0 | 693493.943 | 1804328.9844 | 1231491.6071 | 5507504.1319 | 961560.8286 | 13149413.2377 | 13149413.2377 | 1478867.319 | 6141486.3649 | 0 | 19618478.1982 | 40388245.1198 | 1000 | 0.70986 | 27637.0362 | 56895.9213 | 563.4184 | 1159.9003
1 | 3900 | 707 | 0.04 | 15 | 15 | 7 | 1.3335e-12 | 5spot_SharedNeighbor | Water | Porous | Wet | R245fa | MinimizeLCOE_Brownfield | IgnoreSilica | 7.14 | 2.6128 | 0.24897 | 4 | 21169.2441 | 42024.7704 | 431.5637 | 856.7318 | 158.2969 | 0 | 79.0421 | 924631.2866 | 49403.6062 | 715743.7007 | 389716.613 | 0 | 171279.6574 | 0 | 877802.1969 | 2283861.2545 | 1558782.2348 | 6971220.5502 | 961560.8286 | 13149413.2377 | 13149413.2377 | 1478867.319 | 6141486.3649 | 0 | 21082194.6165 | 41851961.5382 | 1333.5214 | 0.99589 | 21169.2441 | 42024.7704 | 431.5637 | 856.7318
1 | 3900 | 707 | 0.04 | 15 | 15 | 7 | 1.7783e-12 | 5spot_SharedNeighbor | Water | Porous | Wet | R245fa | MinimizeLCOE_Brownfield | IgnoreSilica | 9.4615 | 3.5482 | 0.34623 | 4 | 16560.559 | 31557.4608 | 337.6094 | 643.3415 | 160.3995 | 0 | 100.4953 | 1155743.5993 | 62772.7658 | 913044.7054 | 515340.78 | 0 | 202189.9347 | 0 | 1111145.7963 | 2890973.4345 | 1973148.7726 | 8824359.7886 | 961560.8286 | 13149413.2377 | 13149413.2377 | 1478867.319 | 6141486.3649 | 0 | 22935333.8549 | 43705100.7766 | 1778.2794 | 1.3849 | 16560.559 | 31557.4608 | 337.6094 | 643.3415
1 | 3900 | 707 | 0.04 | 15 | 15 | 7 | 2.3714e-12 | 5spot_SharedNeighbor | Water | Porous | Wet | R245fa | MinimizeLCOE_Brownfield | IgnoreSilica | 12.5379 | 4.789 | 0.47569 | 4 | 13272.8112 | 24188.4996 | 270.5842 | 493.1153 | 161.9495 | 0 | 92.3149 | 1436176.3508 | 78979.0023 | 1159392.8741 | 683772.5699 | 0 | 239639.4631 | 0 | 1403204.5014 | 3650850.2759 | 2491780.3308 | 11143795.3682 | 961560.8286 | 13149413.2377 | 13149413.2377 | 1478867.319 | 6141486.3649 | 0 | 25254769.4345 | 46024536.3561 | 2371.3737 | 1.9027 | 13272.8112 | 24188.4996 | 270.5842 | 493.1153
1 | 3900 | 707 | 0.04 | 15 | 15 | 7 | 3.1623e-12 | 5spot_SharedNeighbor | Water | Porous | Wet | R245fa | MinimizeLCOE_Brownfield | IgnoreSilica | 16.6453 | 6.4455 | 0.64842 | 4 | 10861.4642 | 18869.2447 | 221.4256 | 384.6751 | 163.1371 | 0 | 91.2262 | 1778776.8277 | 98685.6909 | 1469256.3643 | 907238.2675 | 0 | 285673.5622 | 0 | 1770455.9779 | 4606363.2841 | 3143937.5927 | 14060387.5672 | 961560.8286 | 13149413.2377 | 13149413.2377 | 1478867.319 | 6141486.3649 | 0 | 28171361.6335 | 48941128.5552 | 3162.2777 | 2.5937 | 10861.4642 | 18869.2447 | 221.4256 | 384.6751
1 | 3900 | 707 | 0.04 | 15 | 15 | 7 | 4.217e-12 | 5spot_SharedNeighbor | Water | Porous | Wet | R245fa | MinimizeLCOE_Brownfield | IgnoreSilica | 22.0775 | 8.6302 | 0.87586 | 4 | 9072.9745 | 15001.3418 | 184.9649 | 305.8226 | 164.0379 | 0 | 87.6319 | 2192294.761 | 122256.8839 | 1854744.3006 | 1196577.1167 | 0 | 341047.9388 | 0 | 2225699.1904 | 5790812.7397 | 3952348.6842 | 17675781.6153 | 961560.8286 | 13149413.2377 | 13149413.2377 | 1478867.319 | 6141486.3649 | 0 | 31786755.6816 | 52556522.6033 | 4216.965 | 3.5035 | 9072.9745 | 15001.3418 | 184.9649 | 305.8226
1 | 3900 | 707 | 0.04 | 15 | 15 | 7 | 5.6234e-12 | 5spot_SharedNeighbor | Water | Porous | Wet | R245fa | MinimizeLCOE_Brownfield | IgnoreSilica | 29.2595 | 11.5252 | 1.1782 | 4 | 7711.1836 | 12118.3706 | 157.2029 | 247.0494 | 164.7215 | 0 | 91.6113 | 2696705.2711 | 151001.1675 | 2336618.1692 | 1584589.5474 | 0 | 408267.1739 | 0 | 2799100.7183 | 7282685.8946 | 4970582.7673 | 22229550.7093 | 961560.8286 | 13149413.2377 | 13149413.2377 | 1478867.319 | 6141486.3649 | 0 | 36340524.7756 | 57110291.6972 | 5623.4133 | 4.7127 | 7711.1836 | 12118.3706 | 157.2029 | 247.0494
1 | 3900 | 707 | 0.04 | 15 | 15 | 7 | 7.4989e-12 | 5spot_SharedNeighbor | Water | Porous | Wet | R245fa | MinimizeLCOE_Brownfield | IgnoreSilica | 38.7259 | 15.3452 | 1.5771 | 4 | 6665.5004 | 9957.9745 | 135.8852 | 203.0068 | 165.2391 | 0 | 91.7928 | 3309101.589 | 185757.3962 | 2936934.5325 | 2098085.239 | 0 | 489952.2211 | 0 | 3517734.0813 | 9152422.4931 | 6246716.415 | 27936703.9671 | 961560.8286 | 13149413.2377 | 13149413.2377 | 1478867.319 | 6141486.3649 | 0 | 42047678.0334 | 62817444.955 | 7498.9421 | 6.3083 | 6665.5004 | 9957.9745 | 135.8852 | 203.0068
1 | 3900 | 707 | 0.04 | 15 | 15 | 7 | 1e-11 | 5spot_SharedNeighbor | Water | Porous | Wet | R245fa | MinimizeLCOE_Brownfield | IgnoreSilica | 51.0421 | 20.3157 | 2.0958 | 4 | 5858.5799 | 8336.1019 | 119.4351 | 169.9427 | 165.6118 | 0 | 125.0323 | 4043205.7115 | 227215.0197 | 3675086.7481 | 2768037.9087 | 0 | 587807.6535 | 0 | 4407527.6862 | 11467482.9312 | 7826792.7338 | 35003156.3928 | 961560.8286 | 13149413.2377 | 13149413.2377 | 1478867.319 | 6141486.3649 | 0 | 49114130.4591 | 69883897.3807 | 10000 | 8.3833 | 5858.5799 | 8336.1019 | 119.4351 | 169.9427
1 | 3900 | 707 | 0.04 | 15 | 15 | 7 | 1.3335e-11 | 5spot_SharedNeighbor | Water | Porous | Wet | R245fa | MinimizeLCOE_Brownfield | IgnoreSilica | 66.8085 | 26.6501 | 2.7536 | 4 | 5238.5537 | 7124.2675 | 106.795 | 145.2378 | 165.7973 | 0 | 119.5972 | 4905501.2 | 275443.9604 | 4565683.275 | 3622443.0062 | 0 | 704005.9615 | 0 | 5488500.1872 | 14279951.6409 | 9746360.4186 | 43587889.6497 | 961560.8286 | 13149413.2377 | 13149413.2377 | 1478867.319 | 6141486.3649 | 0 | 57698863.716 | 78468630.6377 | 13335.2143 | 11.0143 | 5238.5537 | 7124.2675 | 106.795 | 145.2378
1 | 3900 | 707 | 0.04 | 15 | 15 | 7 | 1.7783e-11 | 5spot_SharedNeighbor | Water | Porous | Wet | R245fa | MinimizeLCOE_Brownfield | IgnoreSilica | 86.4212 | 34.4216 | 3.5492 | 4 | 4773.6223 | 6236.606 | 97.3167 | 127.1416 | 165.671 | 0 | 113.4022 | 5880252.8208 | 328915.8798 | 5603372.3401 | 4672787.7107 | 0 | 839520.6247 | 0 | 6756691.2567 | 17579524.6619 | 11998386.8049 | 53659452.0996 | 961560.8286 | 13149413.2377 | 13149413.2377 | 1478867.319 | 6141486.3649 | 0 | 67770426.1659 | 88540193.0875 | 17782.7941 | 14.1969 | 4773.6223 | 6236.606 | 97.3167 | 127.1416
1 | 3900 | 707 | 0.04 | 15 | 15 | 7 | 2.3714e-11 | 5spot_SharedNeighbor | Water | Porous | Wet | R245fa | MinimizeLCOE_Brownfield | IgnoreSilica | 107.2176 | 42.4536 | 4.3752 | 4 | 4440.7183 | 5627.5077 | 90.53 | 114.7244 | 165.1767 | 0 | 121.2269 | 6811882.7883 | 378389.0163 | 6629295.3462 | 5762636.326 | 0 | 953781.7618 | 0 | 8009034.243 | 20837864.2216 | 14222270.5065 | 63605154.2097 | 961560.8286 | 13149413.2377 | 13149413.2377 | 1478867.319 | 6141486.3649 | 0 | 77716128.276 | 98485895.1977 | 23713.7371 | 17.5008 | 4440.7183 | 5627.5077 | 90.53 | 114.7244
1 | 3900 | 707 | 0.04 | 15 | 15 | 7 | 3.1623e-11 | 5spot_SharedNeighbor | Water | Porous | Wet | R245fa | MinimizeLCOE_Brownfield | IgnoreSilica | 118.642 | 46.7569 | 4.9254 | 4 | 4192.4176 | 5246.6278 | 85.4681 | 106.9596 | 164.7681 | 0 | 177.9884 | 7284255.8139 | 402694.0146 | 7163626.1178 | 6353535.9534 | 0 | 908029.9207 | 0 | 8623735.3099 | 22437190.3051 | 15313843.4214 | 68486910.8567 | 961560.8286 | 13149413.2377 | 13149413.2377 | 1478867.319 | 6141486.3649 | 0 | 82597884.923 | 103367651.8447 | 31622.7766 | 19.7017 | 4192.4176 | 5246.6278 | 85.4681 | 106.9596
1 | 3900 | 707 | 0.04 | 15 | 15 | 7 | 4.217e-11 | 5spot_SharedNeighbor | Water | Porous | Wet | R245fa | MinimizeLCOE_Brownfield | IgnoreSilica | 128.7675 | 50.5032 | 5.4211 | 4 | 3999.9327 | 4957.7562 | 81.544 | 101.0706 | 164.3362 | 0 | 213.7949 | 7681931.5835 | 422695.3039 | 7621417.1319 | 6875227.1889 | 0 | 846894.0884 | 0 | 9144784.4656 | 23792853.3264 | 16239111.2895 | 72624914.378 | 961560.8286 | 13149413.2377 | 13149413.2377 | 1478867.319 | 6141486.3649 | 0 | 86735888.4443 | 107505655.366 | 42169.6503 | 21.6843 | 3999.9327 | 4957.7562 | 81.544 | 101.0706
1 | 3900 | 707 | 0.04 | 15 | 15 | 7 | 5.6234e-11 | 5spot_SharedNeighbor | Water | Porous | Wet | R245fa | MinimizeLCOE_Brownfield | IgnoreSilica | 140.1675 | 54.6698 | 5.9357 | 4 | 3849.5967 | 4724.3735 | 78.4792 | 96.3127 | 163.8269 | 0 | 273.7181 | 8112384.8 | 444074.9866 | 8123039.0347 | 7465200.1576 | 0 | 809585.2972 | 0 | 9732170.8677 | 25321112.255 | 17282179.4109 | 77289746.8097 | 961560.8286 | 13149413.2377 | 13149413.2377 | 1478867.319 | 6141486.3649 | 0 | 91400720.876 | 112170487.7977 | 56234.1325 | 23.7429 | 3849.5967 | 4724.3735 | 78.4792 | 96.3127
1 | 3900 | 707 | 0.04 | 15 | 15 | 7 | 7.4989e-11 | 5spot_SharedNeighbor | Water | Porous | Wet | R245fa | MinimizeLCOE_Brownfield | IgnoreSilica | 148.048 | 57.5275 | 6.328 | 4 | 3732.4914 | 4553.0425 | 76.0919 | 92.8199 | 163.4693 | 0 | 276.53 | 8401906.3177 | 458413.7809 | 8462710.0994 | 7881112.0964 | 0 | 743281.9273 | 0 | 10119495.4465 | 26328851.3578 | 17969982.0555 | 80365753.0814 | 961560.8286 | 13149413.2377 | 13149413.2377 | 1478867.319 | 6141486.3649 | 0 | 94476727.1477 | 115246494.0693 | 74989.4209 | 25.312 | 3732.4914 | 4553.0425 | 76.0919 | 92.8199
1 | 3900 | 707 | 0.04 | 15 | 15 | 7 | 1e-10 | 5spot_SharedNeighbor | Water | Porous | Wet | R245fa | MinimizeLCOE_Brownfield | IgnoreSilica | 154.5667 | 59.866 | 6.6544 | 4 | 3642.5004 | 4422.8064 | 74.2573 | 90.1649 | 163.1588 | 0 | 257.496 | 8634593.7511 | 469789.1271 | 8738366.9695 | 8225149.0061 | 0 | 679394.9671 | 0 | 10431444.5902 | 27140479.0402 | 18523934.626 | 82843152.0773 | 961560.8286 | 13149413.2377 | 13149413.2377 | 1478867.319 | 6141486.3649 | 0 | 96954126.1436 | 117723893.0653 | 100000 | 26.6175 | 3642.5004 | 4422.8064 | 74.2573 | 90.1649
1 | 3900 | 707 | 0.04 | 15 | 15 | 7 | 1.3335e-10 | 5spot_SharedNeighbor | Water | Porous | Wet | R245fa | MinimizeLCOE_Brownfield | IgnoreSilica | 160.2944 | 61.8911 | 6.9313 | 4 | 3573.5321 | 4322.6626 | 72.8513 | 88.1233 | 162.8752 | 0 | 255.496 | 8832445.3574 | 479268.3423 | 8975625.5055 | 8519668.5502 | 0 | 625615.8216 | 0 | 10698723.195 | 27835883.1435 | 18998562.2157 | 84965792.1311 | 961560.8286 | 13149413.2377 | 13149413.2377 | 1478867.319 | 6141486.3649 | 0 | 99076766.1974 | 119846533.1191 | 133352.1432 | 27.7252 | 3573.5321 | 4322.6626 | 72.8513 | 88.1233
1 | 3900 | 707 | 0.04 | 15 | 15 | 7 | 1.7783e-10 | 5spot_SharedNeighbor | Water | Porous | Wet | R245fa | MinimizeLCOE_Brownfield | IgnoreSilica | 164.3233 | 63.2941 | 7.1343 | 4 | 3520.7489 | 4248.5586 | 71.7752 | 86.6126 | 162.6693 | 0 | 283.1293 | 8967225.9391 | 485578.7347 | 9139293.2675 | 8718967.4843 | 0 | 572316.777 | 0 | 10874519.059 | 28293267.921 | 19310736.7246 | 86361905.9071 | 961560.8286 | 13149413.2377 | 13149413.2377 | 1478867.319 | 6141486.3649 | 0 | 100472879.9734 | 121242646.8951 | 177827.941 | 28.5374 | 3520.7489 | 4248.5586 | 71.7752 | 86.6126
1 | 3900 | 707 | 0.04 | 15 | 15 | 7 | 2.3714e-10 | 5spot_SharedNeighbor | Water | Porous | Wet | R245fa | MinimizeLCOE_Brownfield | IgnoreSilica | 167.4024 | 64.3593 | 7.2914 | 4 | 3480.5586 | 4192.6947 | 70.9559 | 85.4738 | 162.5085 | 0 | 285.4511 | 9068625.9721 | 490283.7972 | 9263127.6218 | 8870666.4521 | 0 | 526192.8535 | 0 | 11005369.7117 | 28633714.478 | 19543098.4952 | 87401079.3815 | 961560.8286 | 13149413.2377 | 13149413.2377 | 1478867.319 | 6141486.3649 | 0 | 101512053.4478 | 122281820.3695 | 237137.3706 | 29.1654 | 3480.5586 | 4192.6947 | 70.9559 | 85.4738
1 | 3900 | 707 | 0.04 | 15 | 15 | 7 | 3.1623e-10 | 5spot_SharedNeighbor | Water | Porous | Wet | R245fa | MinimizeLCOE_Brownfield | IgnoreSilica | 169.7212 | 65.1574 | 7.4112 | 4 | 3450.0297 | 4150.6511 | 70.3335 | 84.6166 | 162.3856 | 0 | 312.2537 | 9144082.9331 | 493760.6718 | 9355681.5105 | 8984560.2919 | 0 | 487265.4248 | 0 | 11101486.8245 | 28883791.4892 | 19713781.1939 | 88164410.3396 | 961560.8286 | 13149413.2377 | 13149413.2377 | 1478867.319 | 6141486.3649 | 0 | 102275384.4059 | 123045151.3275 | 316227.766 | 29.6448 | 3450.0297 | 4150.6511 | 70.3335 | 84.6166
1 | 3900 | 707 | 0.04 | 15 | 15 | 7 | 4.217e-10 | 5spot_SharedNeighbor | Water | Porous | Wet | R245fa | MinimizeLCOE_Brownfield | IgnoreSilica | 171.4534 | 65.7513 | 7.5019 | 4 | 3426.8887 | 4119.0396 | 69.8618 | 83.9722 | 162.2927 | 0 | 293.9686 | 9199939.9754 | 496320.4683 | 9424423.337 | 9069439.7082 | 0 | 455133.5052 | 0 | 11171650.2277 | 29066342.2718 | 19838375.8541 | 88721625.3477 | 961560.8286 | 13149413.2377 | 13149413.2377 | 1478867.319 | 6141486.3649 | 0 | 102832599.414 | 123602366.3356 | 421696.5034 | 30.0076 | 3426.8887 | 4119.0396 | 69.8618 | 83.9722
1 | 3900 | 707 | 0.04 | 15 | 15 | 7 | 5.6234e-10 | 5spot_SharedNeighbor | Water | Porous | Wet | R245fa | MinimizeLCOE_Brownfield | IgnoreSilica | 172.7445 | 66.1926 | 7.5703 | 4 | 3409.3792 | 4095.2787 | 69.5048 | 83.4878 | 162.2229 | 0 | 271.9816 | 9241293.8264 | 498207.7937 | 9475444.4194 | 9132598.1359 | 0 | 429131.2341 | 0 | 11222903.4097 | 29199692.5381 | 19929390.1509 | 89128661.5083 | 961560.8286 | 13149413.2377 | 13149413.2377 | 1478867.319 | 6141486.3649 | 0 | 103239635.5746 | 124009402.4962 | 562341.3252 | 30.2811 | 3409.3792 | 4095.2787 | 69.5048 | 83.4878
1 | 3900 | 707 | 0.04 | 15 | 15 | 7 | 7.4989e-10 | 5spot_SharedNeighbor | Water | Porous | Wet | R245fa | MinimizeLCOE_Brownfield | IgnoreSilica | 173.6971 | 66.5175 | 7.6214 | 4 | 3396.1518 | 4077.4487 | 69.2351 | 83.1243 | 162.171 | 0 | 306.6298 | 9271647.779 | 499588.7539 | 9512964.9778 | 9179132.0157 | 0 | 408330.5795 | 0 | 11259949.0013 | 29296077.5683 | 19995174.9145 | 89422865.59 | 961560.8286 | 13149413.2377 | 13149413.2377 | 1478867.319 | 6141486.3649 | 0 | 103533839.6563 | 124303606.578 | 749894.2093 | 30.4856 | 3396.1518 | 4077.4487 | 69.2351 | 83.1243
1 | 3900 | 707 | 0.04 | 15 | 15 | 7 | 1e-09 | 5spot_SharedNeighbor | Water | Porous | Wet | R245fa | MinimizeLCOE_Brownfield | IgnoreSilica | 174.3887 | 66.753 | 7.6593 | 4 | 3386.1729 | 4064.1021 | 69.0317 | 82.8522 | 162.1332 | 0 | 284.9108 | 9293603.1803 | 500585.2397 | 9540142.5319 | 9212885.1605 | 0 | 391799.4616 | 0 | 11286216.0738 | 29364419.1029 | 20041819.4162 | 89631470.1669 | 961560.8286 | 13149413.2377 | 13149413.2377 | 1478867.319 | 6141486.3649 | 0 | 103742444.2332 | 124512211.1548 | 1000000 | 30.6371 | 3386.1729 | 4064.1021 | 69.0317 | 82.8522
1 | 3900 | 707 | 0.04 | 15 | 15 | 7 | 1.3335e-09 | 5spot_SharedNeighbor | Water | Porous | Wet | R245fa | MinimizeLCOE_Brownfield | IgnoreSilica | 174.9003 | 66.927 | 7.6876 | 4 | 3378.6537 | 4054.0884 | 68.8784 | 82.6481 | 162.1051 | 0 | 300.5946 | 9309797.8024 | 501318.9905 | 9560209.7187 | 9237832.8384 | 0 | 378902.8213 | 0 | 11305344.2468 | 29414186.6851 | 20075786.8137 | 89783379.9168 | 961560.8286 | 13149413.2377 | 13149413.2377 | 1478867.319 | 6141486.3649 | 0 | 103894353.9831 | 124664120.9048 | 1333521.4322 | 30.7502 | 3378.6537 | 4054.0884 | 68.8784 | 82.6481
1 | 3900 | 707 | 0.04 | 15 | 15 | 7 | 1.7783e-09 | 5spot_SharedNeighbor | Water | Porous | Wet | R245fa | MinimizeLCOE_Brownfield | IgnoreSilica | 175.2661 | 67.0513 | 7.7083 | 4 | 3372.9934 | 4046.6111 | 68.763 | 82.4956 | 162.0849 | 0 | 260.292 | 9321353.6724 | 501841.8401 | 9574540.399 | 9255662.3788 | 0 | 368795.6714 | 0 | 11318655.645 | 29448820.2128 | 20099424.908 | 89889094.7273 | 961560.8286 | 13149413.2377 | 13149413.2377 | 1478867.319 | 6141486.3649 | 0 | 104000068.7936 | 124769835.7153 | 1778279.41 | 30.8332 | 3372.9934 | 4046.6111 | 68.763 | 82.4956
1 | 3900 | 707 | 0.04 | 15 | 15 | 7 | 2.3714e-09 | 5spot_SharedNeighbor | Water | Porous | Wet | R245fa | MinimizeLCOE_Brownfield | IgnoreSilica | 175.5607 | 67.1514 | 7.7245 | 4 | 3368.736 | 4040.9412 | 68.6762 | 82.3801 | 162.0687 | 0 | 278.5563 | 9330650.5559 | 502262.179 | 9586075.0406 | 9270020.5984 | 0 | 361268.8139 | 0 | 11329608.1032 | 29477316.2624 | 20118874.0474 | 89976075.6008 | 961560.8286 | 13149413.2377 | 13149413.2377 | 1478867.319 | 6141486.3649 | 0 | 104087049.6672 | 124856816.5888 | 2371373.7057 | 30.898 | 3368.736 | 4040.9412 | 68.6762 | 82.3801
1 | 3900 | 707 | 0.04 | 15 | 15 | 7 | 3.1623e-09 | 5spot_SharedNeighbor | Water | Porous | Wet | R245fa | MinimizeLCOE_Brownfield | IgnoreSilica | 173.787 | 66.547 | 7.6774 | 4 | 3364.8862 | 4041.2133 | 68.5978 | 82.3856 | 162.1646 | 0 | 636.6049 | 9274335.3775 | 499703.0467 | 9516379.1393 | 9183415.9582 | 0 | 333459.0924 | 0 | 11234844.1195 | 29230759.8155 | 19950594.2061 | 89223490.7551 | 961560.8286 | 13149413.2377 | 13149413.2377 | 1478867.319 | 6141486.3649 | 0 | 103334464.8214 | 124104231.7431 | 3162277.6602 | 30.7096 | 3364.8862 | 4041.2133 | 68.5978 | 82.3856
1 | 3900 | 707 | 0.04 | 15 | 15 | 7 | 4.217e-09 | 5spot_SharedNeighbor | Water | Porous | Wet | R245fa | MinimizeLCOE_Brownfield | IgnoreSilica | 175.005 | 66.9621 | 7.7186 | 4 | 3362.3832 | 4035.1007 | 68.5467 | 82.261 | 162.0986 | 0 | 408.9721 | 9313033.7886 | 501462.0411 | 9564260.9725 | 9242892.3265 | 0 | 339713.5196 | 0 | 11294931.4328 | 29387094.6792 | 20057295.963 | 89700684.7232 | 961560.8286 | 13149413.2377 | 13149413.2377 | 1478867.319 | 6141486.3649 | 0 | 103811658.7895 | 124581425.7112 | 4216965.0343 | 30.8744 | 3362.3832 | 4035.1007 | 68.5467 | 82.261
1 | 3900 | 707 | 0.04 | 15 | 15 | 7 | 5.6234e-09 | 5spot_SharedNeighbor | Water | Porous | Wet | R245fa | MinimizeLCOE_Brownfield | IgnoreSilica | 176.33 | 67.4126 | 7.7618 | 4 | 3360.5474 | 4029.5221 | 68.5093 | 82.1473 | 162.0265 | 0 | 344.2358 | 9354901.2749 | 503358.7282 | 9616169.7584 | 9307505.0482 | 0 | 348547.8337 | 0 | 11360888.2309 | 29558700.7381 | 20174420.6243 | 90224492.2366 | 961560.8286 | 13149413.2377 | 13149413.2377 | 1478867.319 | 6141486.3649 | 0 | 104335466.3029 | 125105233.2245 | 5623413.2519 | 31.0472 | 3360.5474 | 4029.5221 | 68.5093 | 82.1473
1 | 3900 | 707 | 0.04 | 15 | 15 | 7 | 7.4989e-09 | 5spot_SharedNeighbor | Water | Porous | Wet | R245fa | MinimizeLCOE_Brownfield | IgnoreSilica | 176.5003 | 67.4703 | 7.7692 | 4 | 3359.2122 | 4027.5468 | 68.4821 | 82.107 | 162.0171 | 0 | 333.6583 | 9360254.5655 | 503600.3957 | 9622819.178 | 9315794.133 | 0 | 346884.457 | 0 | 11368247.5644 | 29577848.2144 | 20187489.1703 | 90282937.6783 | 961560.8286 | 13149413.2377 | 13149413.2377 | 1478867.319 | 6141486.3649 | 0 | 104393911.7446 | 125163678.6663 | 7498942.0933 | 31.0769 | 3359.2122 | 4027.5468 | 68.4821 | 82.107
1 | 3900 | 707 | 0.04 | 15 | 15 | 7 | 1e-08 | 5spot_SharedNeighbor | Water | Porous | Wet | R245fa | MinimizeLCOE_Brownfield | IgnoreSilica | 176.554 | 67.4885 | 7.7726 | 4 | 3358.2104 | 4026.2571 | 68.4617 | 82.0807 | 162.0141 | 0 | 320.8885 | 9361938.8873 | 503676.225 | 9624913.8032 | 9318406.8448 | 0 | 344883.1179 | 0 | 11369989.3625 | 29582380.0157 | 20190582.2178 | 90296770.4742 | 961560.8286 | 13149413.2377 | 13149413.2377 | 1478867.319 | 6141486.3649 | 0 | 104407744.5405 | 125177511.4621 | 10000000 | 31.0903 | 3358.2104 | 4026.2571 | 68.4617 | 82.0807
1 | 4000 | 707 | 0.04 | 15 | 15 | 7 | 1e-13 | 5spot_SharedNeighbor | Water | Porous | Wet | R245fa | MinimizeLCOE_Brownfield | IgnoreSilica | 0.66714 | 0.11148 | 0.0013429 | 4 | 2845923.8142 | 6825835.7328 | 58018.0063 | 139153.894 | 102.6797 | 0 | 55.0097 | 78166.1984 | 2757.688 | 59628.6578 | 46523.5345 | 0 | 52292.2671 | 0 | 93353.6549 | 242887.0605 | 165775.4096 | 741384.4707 | 961560.8286 | 13584081.2916 | 13584081.2916 | 1478867.319 | 6315353.5865 | 0 | 15287026.591 | 36665328.7881 | 100 | 0.0053716 | 2845923.8142 | 6825835.7328 | 58018.0063 | 139153.894
1 | 4000 | 707 | 0.04 | 15 | 15 | 7 | 1.3335e-13 | 5spot_SharedNeighbor | Water | Porous | Wet | R245fa | MinimizeLCOE_Brownfield | IgnoreSilica | 0.85236 | 0.16958 | 0.0056252 | 4 | 689327.7726 | 1639439.9357 | 14052.879 | 33422.2006 | 113.2841 | 0 | 53.727 | 111507.7678 | 4247.6769 | 82765.9096 | 55141.0105 | 0 | 57838.6383 | 0 | 121485.3912 | 316080.0679 | 215731.1411 | 964797.6033 | 961560.8286 | 13584081.2916 | 13584081.2916 | 1478867.319 | 6315353.5865 | 0 | 15510439.7235 | 36888741.9207 | 133.3521 | 0.022501 | 689327.7726 | 1639439.9357 | 14052.879 | 33422.2006
1 | 4000 | 707 | 0.04 | 15 | 15 | 7 | 1.7783e-13 | 5spot_SharedNeighbor | Water | Porous | Wet | R245fa | MinimizeLCOE_Brownfield | IgnoreSilica | 1.1081 | 0.25745 | 0.01283 | 4 | 308268.3822 | 724835.4805 | 6284.4679 | 14776.7517 | 123.5631 | 0 | 60.3382 | 157412.1705 | 6458.484 | 114748.2176 | 67653.9994 | 0 | 65301.2734 | 0 | 160513.9165 | 417624.2848 | 285037.1557 | 1274749.5017 | 961560.8286 | 13584081.2916 | 13584081.2916 | 1478867.319 | 6315353.5865 | 0 | 15820391.622 | 37198693.8191 | 177.8279 | 0.05132 | 308268.3822 | 724835.4805 | 6284.4679 | 14776.7517
1 | 4000 | 707 | 0.04 | 15 | 15 | 7 | 2.3714e-13 | 5spot_SharedNeighbor | Water | Porous | Wet | R245fa | MinimizeLCOE_Brownfield | IgnoreSilica | 1.4371 | 0.37835 | 0.0238 | 4 | 170270.9072 | 394832.9588 | 3471.2028 | 8049.2039 | 132.4447 | 0 | 62.5939 | 214749.7909 | 9400.1841 | 155191.6501 | 84424.541 | 0 | 73530.6075 | 0 | 209545.7417 | 545195.0362 | 372106.8148 | 1664144.3664 | 961560.8286 | 13584081.2916 | 13584081.2916 | 1478867.319 | 6315353.5865 | 0 | 16209786.4866 | 37588088.6838 | 237.1374 | 0.0952 | 170270.9072 | 394832.9588 | 3471.2028 | 8049.2039
1 | 4000 | 707 | 0.04 | 15 | 15 | 7 | 3.1623e-13 | 5spot_SharedNeighbor | Water | Porous | Wet | R245fa | MinimizeLCOE_Brownfield | IgnoreSilica | 1.8653 | 0.54325 | 0.039753 | 4 | 105013.2943 | 239457.4556 | 2140.838 | 4881.6641 | 140.0097 | 0 | 336.8074 | 285783.1511 | 13229.0775 | 206233.6516 | 106847.802 | 0 | 82968.6576 | 0 | 271074.3125 | 705279.7562 | 481367.9256 | 2152784.3342 | 961560.8286 | 13584081.2916 | 13584081.2916 | 1478867.319 | 6315353.5865 | 0 | 16698426.4544 | 38076728.6515 | 316.2278 | 0.15901 | 105013.2943 | 239457.4556 | 2140.838 | 4881.6641
1 | 4000 | 707 | 0.04 | 15 | 15 | 7 | 4.217e-13 | 5spot_SharedNeighbor | Water | Porous | Wet | R245fa | MinimizeLCOE_Brownfield | IgnoreSilica | 2.4488 | 0.77547 | 0.062981 | 4 | 68819.2576 | 153679.6287 | 1402.9737 | 3132.9671 | 146.5354 | 0 | 426.7395 | 376617.4885 | 18319.5571 | 272978.8263 | 138199.03 | 0 | 95177.2348 | 0 | 351503.9333 | 914541.1311 | 624193.1139 | 2791530.315 | 961560.8286 | 13584081.2916 | 13584081.2916 | 1478867.319 | 6315353.5865 | 0 | 17337172.4353 | 38715474.6324 | 421.6965 | 0.25192 | 68819.2576 | 153679.6287 | 1402.9737 | 3132.9671
1 | 4000 | 707 | 0.04 | 15 | 15 | 7 | 5.6234e-13 | 5spot_SharedNeighbor | Water | Porous | Wet | R245fa | MinimizeLCOE_Brownfield | IgnoreSilica | 3.2073 | 1.0837 | 0.094811 | 4 | 47784.6505 | 104155.5829 | 974.1547 | 2123.3524 | 151.7711 | 0 | 569.9332 | 486053.2542 | 24619.1072 | 355564.3069 | 179300.3387 | 0 | 109153.5965 | 0 | 450329.3354 | 1171664.5555 | 799685.1344 | 3576369.6289 | 961560.8286 | 13584081.2916 | 13584081.2916 | 1478867.319 | 6315353.5865 | 0 | 18122011.7492 | 39500313.9463 | 562.3413 | 0.37924 | 47784.6505 | 104155.5829 | 974.1547 | 2123.3524
1 | 4000 | 707 | 0.04 | 15 | 15 | 7 | 7.4989e-13 | 5spot_SharedNeighbor | Water | Porous | Wet | R245fa | MinimizeLCOE_Brownfield | IgnoreSilica | 4.1969 | 1.4928 | 0.13815 | 4 | 34557.7794 | 73243.9505 | 704.5071 | 1493.177 | 155.9399 | 0 | 77.9316 | 618672.1286 | 32427.7911 | 458106.8809 | 234804.4725 | 0 | 125444.1883 | 0 | 573087.63 | 1491056.4567 | 1017676.6699 | 4551276.218 | 961560.8286 | 13584081.2916 | 13584081.2916 | 1478867.319 | 6315353.5865 | 0 | 19096918.3382 | 40475220.5354 | 749.8942 | 0.55261 | 34557.7794 | 73243.9505 | 704.5071 | 1493.177
1 | 4000 | 707 | 0.04 | 15 | 15 | 7 | 1e-12 | 5spot_SharedNeighbor | Water | Porous | Wet | R245fa | MinimizeLCOE_Brownfield | IgnoreSilica | 5.5394 | 2.0515 | 0.19765 | 4 | 25729.3707 | 52769.8778 | 524.528 | 1075.7853 | 159.3191 | 0 | 95.1913 | 783546.5368 | 42229.4983 | 589453.8897 | 309783.4665 | 0 | 146345.1022 | 0 | 729829.8125 | 1898867.4633 | 1296016.0616 | 5796071.8309 | 961560.8286 | 13584081.2916 | 13584081.2916 | 1478867.319 | 6315353.5865 | 0 | 20341713.9511 | 41720016.1483 | 1000 | 0.7906 | 25729.3707 | 52769.8778 | 524.528 | 1075.7853
1 | 4000 | 707 | 0.04 | 15 | 15 | 7 | 1.3335e-12 | 5spot_SharedNeighbor | Water | Porous | Wet | R245fa | MinimizeLCOE_Brownfield | IgnoreSilica | 7.3226 | 2.7944 | 0.27705 | 4 | 19753.6914 | 39044.6502 | 402.7057 | 795.978 | 161.8697 | 0 | 90.6973 | 983084.3688 | 54112.8421 | 753496.3262 | 409120.1137 | 0 | 171791.2723 | 0 | 924925.92 | 2406467.5154 | 1642463.5272 | 7345461.8857 | 961560.8286 | 13584081.2916 | 13584081.2916 | 1478867.319 | 6315353.5865 | 0 | 21891104.0059 | 43269406.2031 | 1333.5214 | 1.1082 | 19753.6914 | 39044.6502 | 402.7057 | 795.978
1 | 4000 | 707 | 0.04 | 15 | 15 | 7 | 1.7783e-12 | 5spot_SharedNeighbor | Water | Porous | Wet | R245fa | MinimizeLCOE_Brownfield | IgnoreSilica | 9.681 | 3.784 | 0.38382 | 4 | 15514.3738 | 29438.9944 | 316.2815 | 600.1537 | 164.0285 | 0 | 80.6969 | 1226226.174 | 68638.8434 | 959020.7301 | 538191.6254 | 0 | 201991.0123 | 0 | 1167686.6702 | 3038081.1905 | 2073552.8388 | 9273389.0848 | 961560.8286 | 13584081.2916 | 13584081.2916 | 1478867.319 | 6315353.5865 | 0 | 23819031.205 | 45197333.4022 | 1778.2794 | 1.5353 | 15514.3738 | 29438.9944 | 316.2815 | 600.1537
1 | 4000 | 707 | 0.04 | 15 | 15 | 7 | 2.3714e-12 | 5spot_SharedNeighbor | Water | Porous | Wet | R245fa | MinimizeLCOE_Brownfield | IgnoreSilica | 12.8326 | 5.1078 | 0.52694 | 4 | 12458.2433 | 22600.9903 | 253.9781 | 460.7518 | 165.6147 | 0 | 107.9971 | 1524084.3063 | 86444.016 | 1217832.6584 | 713962.2247 | 0 | 239456.4959 | 0 | 1474894.0835 | 3837371.8629 | 2619085.1465 | 11713130.7941 | 961560.8286 | 13584081.2916 | 13584081.2916 | 1478867.319 | 6315353.5865 | 0 | 26258772.9144 | 47637075.1115 | 2371.3737 | 2.1077 | 12458.2433 | 22600.9903 | 253.9781 | 460.7518
1 | 4000 | 707 | 0.04 | 15 | 15 | 7 | 3.1623e-12 | 5spot_SharedNeighbor | Water | Porous | Wet | R245fa | MinimizeLCOE_Brownfield | IgnoreSilica | 17.0131 | 6.8683 | 0.71789 | 4 | 10212.1868 | 17657.0564 | 208.1892 | 359.963 | 166.8263 | 0 | 99.9904 | 1887288.5309 | 108133.5758 | 1542088.7079 | 949267.207 | 0 | 284915.4641 | 0 | 1860960.4594 | 4841837.3799 | 3304653.5016 | 14779144.8266 | 961560.8286 | 13584081.2916 | 13584081.2916 | 1478867.319 | 6315353.5865 | 0 | 29324786.9469 | 50703089.144 | 3162.2777 | 2.8715 | 10212.1868 | 17657.0564 | 208.1892 | 359.963
1 | 4000 | 707 | 0.04 | 15 | 15 | 7 | 4.217e-12 | 5spot_SharedNeighbor | Water | Porous | Wet | R245fa | MinimizeLCOE_Brownfield | IgnoreSilica | 22.5574 | 9.2031 | 0.97135 | 4 | 8535.9742 | 14038.1626 | 174.0174 | 286.1869 | 167.7494 | 0 | 100.9707 | 2329128.9412 | 134409.5721 | 1947579.2198 | 1260593.676 | 0 | 340126.4734 | 0 | 2344616.7742 | 6100211.8993 | 4163519.9681 | 18620186.524 | 961560.8286 | 13584081.2916 | 13584081.2916 | 1478867.319 | 6315353.5865 | 0 | 33165828.6443 | 54544130.8414 | 4216.965 | 3.8854 | 8535.9742 | 14038.1626 | 174.0174 | 286.1869
1 | 4000 | 707 | 0.04 | 15 | 15 | 7 | 5.6234e-12 | 5spot_SharedNeighbor | Water | Porous | Wet | R245fa | MinimizeLCOE_Brownfield | IgnoreSilica | 29.9025 | 12.297 | 1.307 | 4 | 7264.9704 | 11354.0746 | 148.1062 | 231.4682 | 168.4516 | 0 | 113.8647 | 2866683.9625 | 166197.1766 | 2454587.5169 | 1671975.3688 | 0 | 407405.0184 | 0 | 2951071.1268 | 7678081.7241 | 5240448.5455 | 23436450.4397 | 961560.8286 | 13584081.2916 | 13584081.2916 | 1478867.319 | 6315353.5865 | 0 | 37982092.56 | 59360394.7571 | 5623.4133 | 5.2281 | 7264.9704 | 11354.0746 | 148.1062 | 231.4682
1 | 4000 | 707 | 0.04 | 15 | 15 | 7 | 7.4989e-12 | 5spot_SharedNeighbor | Water | Porous | Wet | R245fa | MinimizeLCOE_Brownfield | IgnoreSilica | 39.5541 | 16.3636 | 1.7481 | 4 | 6290.524 | 9347.8369 | 128.2408 | 190.5683 | 168.9813 | 0 | 110.8587 | 3516500.1655 | 204417.3977 | 3083820.4466 | 2212148.8809 | 0 | 488609.0895 | 0 | 3707143.4323 | 9645226.7712 | 6583065.4609 | 29440931.6447 | 961560.8286 | 13584081.2916 | 13584081.2916 | 1478867.319 | 6315353.5865 | 0 | 43986573.765 | 65364875.9621 | 7498.9421 | 6.9925 | 6290.524 | 9347.8369 | 128.2408 | 190.5683
1 | 4000 | 707 | 0.04 | 15 | 15 | 7 | 1e-11 | 5spot_SharedNeighbor | Water | Porous | Wet | R245fa | MinimizeLCOE_Brownfield | IgnoreSilica | 52.0969 | 21.6425 | 2.3213 | 4 | 5537.1679 | 7839.5539 | 112.8827 | 159.8199 | 169.3592 | 0 | 104.1182 | 4294827.6825 | 250098.4634 | 3855685.1511 | 2917229.8284 | 0 | 585775.368 | 0 | 4642410.4324 | 12078599.6559 | 8243892.4555 | 36868519.0373 | 961560.8286 | 13584081.2916 | 13584081.2916 | 1478867.319 | 6315353.5865 | 0 | 51414161.1575 | 72792463.3546 | 10000 | 9.2853 | 5537.1679 | 7839.5539 | 112.8827 | 159.8199
1 | 4000 | 707 | 0.04 | 15 | 15 | 7 | 1.3335e-11 | 5spot_SharedNeighbor | Water | Porous | Wet | R245fa | MinimizeLCOE_Brownfield | IgnoreSilica | 68.1385 | 28.3618 | 3.0465 | 4 | 4958.6285 | 6712.9439 | 101.0883 | 136.8524 | 169.535 | 0 | 110.3793 | 5207685.8522 | 303057.0034 | 4786098.914 | 3815132.911 | 0 | 701410.9309 | 0 | 5777220.3885 | 15031142.38 | 10259063.5334 | 45880811.9135 | 961560.8286 | 13584081.2916 | 13584081.2916 | 1478867.319 | 6315353.5865 | 0 | 60426454.0337 | 81804756.2309 | 13335.2143 | 12.1861 | 4958.6285 | 6712.9439 | 101.0883 | 136.8524
1 | 4000 | 707 | 0.04 | 15 | 15 | 7 | 1.7783e-11 | 5spot_SharedNeighbor | Water | Porous | Wet | R245fa | MinimizeLCOE_Brownfield | IgnoreSilica | 88.007 | 36.5668 | 3.9183 | 4 | 4526.3481 | 5890.3564 | 92.2757 | 120.0829 | 169.3748 | 0 | 112.5047 | 6233569.6456 | 361131.1004 | 5865705.8208 | 4912267.0659 | 0 | 835868.9458 | 0 | 7101331.6056 | 18476208.1543 | 12610391.7135 | 56396474.0518 | 961560.8286 | 13584081.2916 | 13584081.2916 | 1478867.319 | 6315353.5865 | 0 | 70942116.1721 | 92320418.3692 | 17782.7941 | 15.6731 | 4526.3481 | 5890.3564 | 92.2757 | 120.0829
1 | 4000 | 707 | 0.04 | 15 | 15 | 7 | 2.3714e-11 | 5spot_SharedNeighbor | Water | Porous | Wet | R245fa | MinimizeLCOE_Brownfield | IgnoreSilica | 111.3346 | 45.9371 | 4.8871 | 4 | 4218.9619 | 5312.5618 | 86.0092 | 108.3038 | 168.7468 | 0 | 125.2279 | 7311745.8503 | 419733.6555 | 7043452.5003 | 6172505.4124 | 0 | 984567.5883 | 0 | 8553481.9527 | 22254405.4804 | 15189089.0227 | 67928981.4626 | 961560.8286 | 13584081.2916 | 13584081.2916 | 1478867.319 | 6315353.5865 | 0 | 82474623.5828 | 103852925.78 | 23713.7371 | 19.5486 | 4218.9619 | 5312.5618 | 86.0092 | 108.3038
1 | 4000 | 707 | 0.04 | 15 | 15 | 7 | 3.1623e-11 | 5spot_SharedNeighbor | Water | Porous | Wet | R245fa | MinimizeLCOE_Brownfield | IgnoreSilica | 122.5519 | 50.311 | 5.4657 | 4 | 3995.8813 | 4973.7123 | 81.4614 | 101.3959 | 168.2984 | 0 | 143.3288 | 7787046.7036 | 444681.9239 | 7577317.7521 | 6770529.0258 | 0 | 930361.1861 | 0 | 9168875.2707 | 23855532.6594 | 16281891.2222 | 72816235.7439 | 961560.8286 | 13584081.2916 | 13584081.2916 | 1478867.319 | 6315353.5865 | 0 | 87361877.8641 | 108740180.0613 | 31622.7766 | 21.863 | 3995.8813 | 4973.7123 | 81.4614 | 101.3959
1 | 4000 | 707 | 0.04 | 15 | 15 | 7 | 4.217e-11 | 5spot_SharedNeighbor | Water | Porous | Wet | R245fa | MinimizeLCOE_Brownfield | IgnoreSilica | 132.4922 | 54.1072 | 5.9823 | 4 | 3823.0015 | 4716.4045 | 77.9371 | 96.1503 | 167.8337 | 0 | 214.3653 | 8185767.0997 | 465004.9006 | 8033906.1665 | 7292144.6164 | 0 | 862999.8537 | 0 | 9687530.8284 | 25204968.0297 | 17202908.5906 | 76935230.0856 | 961560.8286 | 13584081.2916 | 13584081.2916 | 1478867.319 | 6315353.5865 | 0 | 91480872.2058 | 112859174.403 | 42169.6503 | 23.9291 | 3823.0015 | 4716.4045 | 77.9371 | 96.1503
1 | 4000 | 707 | 0.04 | 15 | 15 | 7 | 5.6234e-11 | 5spot_SharedNeighbor | Water | Porous | Wet | R245fa | MinimizeLCOE_Brownfield | IgnoreSilica | 144.236 | 58.543 | 6.5348 | 4 | 3686.3198 | 4504.1852 | 75.1506 | 91.8239 | 167.2966 | 0 | 256.8062 | 8639128.4241 | 487760.7798 | 8559854.7038 | 7900034.1747 | 0 | 827464.6959 | 0 | 10301554.6835 | 26802532.1472 | 18293278.9274 | 81811608.5364 | 961560.8286 | 13584081.2916 | 13584081.2916 | 1478867.319 | 6315353.5865 | 0 | 96357250.6567 | 117735552.8538 | 56234.1325 | 26.1391 | 3686.3198 | 4504.1852 | 75.1506 | 91.8239
1 | 4000 | 707 | 0.04 | 15 | 15 | 7 | 7.4989e-11 | 5spot_SharedNeighbor | Water | Porous | Wet | R245fa | MinimizeLCOE_Brownfield | IgnoreSilica | 152.0971 | 61.4662 | 6.9399 | 4 | 3580.6632 | 4350.7812 | 72.9967 | 88.6966 | 166.9158 | 0 | 255.0087 | 8930153.1938 | 502048.4025 | 8902506.5276 | 8302122.2965 | 0 | 759298.7524 | 0 | 10684490.3774 | 27798852.2716 | 18973287.8847 | 84852759.7065 | 961560.8286 | 13584081.2916 | 13584081.2916 | 1478867.319 | 6315353.5865 | 0 | 99398401.8268 | 120776704.0239 | 74989.4209 | 27.7598 | 3580.6632 | 4350.7812 | 72.9967 | 88.6966
1 | 4000 | 707 | 0.04 | 15 | 15 | 7 | 1e-10 | 5spot_SharedNeighbor | Water | Porous | Wet | R245fa | MinimizeLCOE_Brownfield | IgnoreSilica | 158.3964 | 63.7746 | 7.2682 | 4 | 3499.3922 | 4234.7252 | 71.3398 | 86.3306 | 166.5955 | 0 | 279.1517 | 9155633.1335 | 512913.4178 | 9171063.7239 | 8619525.8442 | 0 | 692262.535 | 0 | 10979045.4752 | 28565224.2146 | 19496352.4831 | 87192020.8273 | 961560.8286 | 13584081.2916 | 13584081.2916 | 1478867.319 | 6315353.5865 | 0 | 101737662.9476 | 123115965.1447 | 100000 | 29.073 | 3499.3922 | 4234.7252 | 71.3398 | 86.3306
1 | 4000 | 707 | 0.04 | 15 | 15 | 7 | 1.3335e-10 | 5spot_SharedNeighbor | Water | Porous | Wet | R245fa | MinimizeLCOE_Brownfield | IgnoreSilica | 163.407 | 65.5922 | 7.5312 | 4 | 3437.1273 | 4146.7899 | 70.0705 | 84.5379 | 166.3319 | 0 | 282.4705 | 9330522.8845 | 521210.2351 | 9381320.319 | 8870138.3004 | 0 | 630799.0179 | 0 | 11206256.3952 | 29156380.4211 | 19899828.7411 | 88996456.3143 | 961560.8286 | 13584081.2916 | 13584081.2916 | 1478867.319 | 6315353.5865 | 0 | 103542098.4345 | 124920400.6317 | 133352.1432 | 30.1246 | 3437.1273 | 4146.7899 | 70.0705 | 84.5379
1 | 4000 | 707 | 0.04 | 15 | 15 | 7 | 1.7783e-10 | 5spot_SharedNeighbor | Water | Porous | Wet | R245fa | MinimizeLCOE_Brownfield | IgnoreSilica | 167.2392 | 66.9708 | 7.7354 | 4 | 3389.5899 | 4080.518 | 69.1014 | 83.1869 | 166.1249 | 0 | 261.9308 | 9461642.1683 | 527350.8121 | 9540141.8726 | 9060686.9511 | 0 | 575729.4011 | 0 | 11374564.97 | 29594284.8078 | 20198707.4831 | 90333108.466 | 961560.8286 | 13584081.2916 | 13584081.2916 | 1478867.319 | 6315353.5865 | 0 | 104878750.5862 | 126257052.7834 | 177827.941 | 30.9414 | 3389.5899 | 4080.518 | 69.1014 | 83.1869
1 | 4000 | 707 | 0.04 | 15 | 15 | 7 | 2.3714e-10 | 5spot_SharedNeighbor | Water | Porous | Wet | R245fa | MinimizeLCOE_Brownfield | IgnoreSilica | 170.5176 | 68.1404 | 7.9038 | 4 | 3353.374 | 4029.5804 | 68.3631 | 82.1484 | 165.9445 | 0 | 294.6581 | 9571881.2494 | 532464.0701 | 9674432.7847 | 9222239.7906 | 0 | 532066.4213 | 0 | 11517902.8833 | 29967220.6556 | 20453243.8622 | 91471451.7172 | 961560.8286 | 13584081.2916 | 13584081.2916 | 1478867.319 | 6315353.5865 | 0 | 106017093.8374 | 127395396.0346 | 237137.3706 | 31.6151 | 3353.374 | 4029.5804 | 68.3631 | 82.1484
1 | 4000 | 707 | 0.04 | 15 | 15 | 7 | 3.1623e-10 | 5spot_SharedNeighbor | Water | Porous | Wet | R245fa | MinimizeLCOE_Brownfield | IgnoreSilica | 172.7445 | 68.927 | 8.0242 | 4 | 3325.8181 | 3991.8786 | 67.8013 | 81.3798 | 165.8199 | 0 | 267.5842 | 9645534.395 | 535857.0416 | 9764526.9159 | 9330413.1723 | 0 | 492603.0283 | 0 | 11609884.4757 | 30206537.8909 | 20616582.7929 | 92201939.7125 | 961560.8286 | 13584081.2916 | 13584081.2916 | 1478867.319 | 6315353.5865 | 0 | 106747581.8327 | 128125884.0299 | 316227.766 | 32.0966 | 3325.8181 | 3991.8786 | 67.8013 | 81.3798
1 | 4000 | 707 | 0.04 | 15 | 15 | 7 | 4.217e-10 | 5spot_SharedNeighbor | Water | Porous | Wet | R245fa | MinimizeLCOE_Brownfield | IgnoreSilica | 174.3841 | 69.5039 | 8.1144 | 4 | 3304.928 | 3963.5779 | 67.3754 | 80.8029 | 165.7271 | 0 | 259.6488 | 9699269.097 | 538317.0698 | 9830482.5609 | 9409804.7669 | 0 | 459913.3182 | 0 | 11675736.857 | 30377872.2789 | 20733522.0332 | 92724917.9818 | 961560.8286 | 13584081.2916 | 13584081.2916 | 1478867.319 | 6315353.5865 | 0 | 107270560.1021 | 128648862.2992 | 421696.5034 | 32.4578 | 3304.928 | 3963.5779 | 67.3754 | 80.8029
1 | 4000 | 707 | 0.04 | 15 | 15 | 7 | 5.6234e-10 | 5spot_SharedNeighbor | Water | Porous | Wet | R245fa | MinimizeLCOE_Brownfield | IgnoreSilica | 175.5802 | 69.9234 | 8.1816 | 4 | 3289.1202 | 3942.3606 | 67.0532 | 80.3704 | 165.6588 | 0 | 288.8776 | 9738203.7536 | 540091.0473 | 9878396.1527 | 9467585.998 | 0 | 433283.7803 | 0 | 11722448.6854 | 30499406.8746 | 20816471.8921 | 93095888.1839 | 961560.8286 | 13584081.2916 | 13584081.2916 | 1478867.319 | 6315353.5865 | 0 | 107641530.3042 | 129019832.5013 | 562341.3252 | 32.7265 | 3289.1202 | 3942.3606 | 67.0532 | 80.3704
1 | 4000 | 707 | 0.04 | 15 | 15 | 7 | 7.4989e-10 | 5spot_SharedNeighbor | Water | Porous | Wet | R245fa | MinimizeLCOE_Brownfield | IgnoreSilica | 176.4887 | 70.2412 | 8.2327 | 4 | 3277.1781 | 3926.3686 | 66.8097 | 80.0443 | 165.6065 | 0 | 273.4158 | 9767612.0623 | 541425.469 | 9914663.971 | 9511384.2306 | 0 | 412311.4199 | 0 | 11757484.8896 | 30590563.891 | 20878688.4288 | 93374134.3623 | 961560.8286 | 13584081.2916 | 13584081.2916 | 1478867.319 | 6315353.5865 | 0 | 107919776.4826 | 129298078.6797 | 749894.2093 | 32.9307 | 3277.1781 | 3926.3686 | 66.8097 | 80.0443
1 | 4000 | 707 | 0.04 | 15 | 15 | 7 | 1e-09 | 5spot_SharedNeighbor | Water | Porous | Wet | R245fa | MinimizeLCOE_Brownfield | IgnoreSilica | 177.1413 | 70.4691 | 8.2702 | 4 | 3268.1677 | 3914.4106 | 66.626 | 79.8006 | 165.5687 | 0 | 320.9162 | 9788655.1053 | 542377.657 | 9940653.7287 | 9542802.414 | 0 | 395603.4467 | 0 | 11781936.0172 | 30654180.7092 | 20922108.2145 | 93568317.2925 | 961560.8286 | 13584081.2916 | 13584081.2916 | 1478867.319 | 6315353.5865 | 0 | 108113959.4128 | 129492261.6099 | 1000000 | 33.0809 | 3268.1677 | 3914.4106 | 66.626 | 79.8006
1 | 4000 | 707 | 0.04 | 15 | 15 | 7 | 1.3335e-09 | 5spot_SharedNeighbor | Water | Porous | Wet | R245fa | MinimizeLCOE_Brownfield | IgnoreSilica | 177.6406 | 70.6433 | 8.2988 | 4 | 3261.3776 | 3905.3957 | 66.4876 | 79.6168 | 165.5398 | 0 | 333.2231 | 9804713.4246 | 543102.9315 | 9960507.1922 | 9566820.4846 | 0 | 382759.4413 | 0 | 11800582.3549 | 30702694.6552 | 20955219.9795 | 93716400.4638 | 961560.8286 | 13584081.2916 | 13584081.2916 | 1478867.319 | 6315353.5865 | 0 | 108262042.5841 | 129640344.7812 | 1333521.4322 | 33.1952 | 3261.3776 | 3905.3957 | 66.4876 | 79.6168
1 | 4000 | 707 | 0.04 | 15 | 15 | 7 | 1.7783e-09 | 5spot_SharedNeighbor | Water | Porous | Wet | R245fa | MinimizeLCOE_Brownfield | IgnoreSilica | 177.989 | 70.7647 | 8.3195 | 4 | 3256.2658 | 3898.6844 | 66.3834 | 79.48 | 165.5195 | 0 | 347.0774 | 9815891.5957 | 543606.9173 | 9974339.4289 | 9583563.7028 | 0 | 372609.0587 | 0 | 11813104.1744 | 30735273.8608 | 20977455.9567 | 93815844.6953 | 961560.8286 | 13584081.2916 | 13584081.2916 | 1478867.319 | 6315353.5865 | 0 | 108361486.8156 | 129739789.0127 | 1778279.41 | 33.2778 | 3256.2658 | 3898.6844 | 66.3834 | 79.48
1 | 4000 | 707 | 0.04 | 15 | 15 | 7 | 2.3714e-09 | 5spot_SharedNeighbor | Water | Porous | Wet | R245fa | MinimizeLCOE_Brownfield | IgnoreSilica | 178.2519 | 70.8562 | 8.335 | 4 | 3252.4207 | 3893.6388 | 66.305 | 79.3771 | 165.5042 | 0 | 329.2587 | 9824312.6614 | 543986.2068 | 9984765.6769 | 9596189.1314 | 0 | 364865.3161 | 0 | 11822506.4071 | 30759736.5418 | 20994152.2392 | 93890514.1808 | 961560.8286 | 13584081.2916 | 13584081.2916 | 1478867.319 | 6315353.5865 | 0 | 108436156.301 | 129814458.4982 | 2371373.7057 | 33.3401 | 3252.4207 | 3893.6388 | 66.305 | 79.3771
1 | 4000 | 707 | 0.04 | 15 | 15 | 7 | 3.1623e-09 | 5spot_SharedNeighbor | Water | Porous | Wet | R245fa | MinimizeLCOE_Brownfield | IgnoreSilica | 178.4519 | 70.9258 | 8.3468 | 4 | 3249.5304 | 3889.8428 | 66.2461 | 79.2997 | 165.4925 | 0 | 298.3076 | 9830714.908 | 544274.3563 | 9992695.5784 | 9605794.5179 | 0 | 359001.9924 | 0 | 11829667.7277 | 30778368.8289 | 21006869.158 | 93947387.0677 | 961560.8286 | 13584081.2916 | 13584081.2916 | 1478867.319 | 6315353.5865 | 0 | 108493029.1879 | 129871331.3851 | 3162277.6602 | 33.3873 | 3249.5304 | 3889.8428 | 66.2461 | 79.2997
1 | 4000 | 707 | 0.04 | 15 | 15 | 7 | 4.217e-09 | 5spot_SharedNeighbor | Water | Porous | Wet | R245fa | MinimizeLCOE_Brownfield | IgnoreSilica | 178.5808 | 70.9707 | 8.355 | 4 | 3247.3589 | 3887.0439 | 66.2018 | 79.2426 | 165.4849 | 0 | 336.4823 | 9834834.7462 | 544459.5481 | 9997801.3392 | 9611980.5764 | 0 | 354335.5165 | 0 | 11833930.5733 | 30789459.8787 | 21014439.0274 | 93981241.2057 | 961560.8286 | 13584081.2916 | 13584081.2916 | 1478867.319 | 6315353.5865 | 0 | 108526883.326 | 129905185.5231 | 4216965.0343 | 33.42 | 3247.3589 | 3887.0439 | 66.2018 | 79.2426
1 | 4000 | 707 | 0.04 | 15 | 15 | 7 | 5.6234e-09 | 5spot_SharedNeighbor | Water | Porous | Wet | R245fa | MinimizeLCOE_Brownfield | IgnoreSilica | 178.6929 | 71.0096 | 8.3616 | 4 | 3245.7282 | 3884.9061 | 66.1686 | 79.1991 | 165.4784 | 0 | 332.6733 | 9838416.2349 | 544620.5812 | 10002239.7705 | 9617358.7794 | 0 | 350966.9063 | 0 | 11837904.8862 | 30799800.2257 | 21021496.5267 | 94012803.9109 | 961560.8286 | 13584081.2916 | 13584081.2916 | 1478867.319 | 6315353.5865 | 0 | 108558446.0311 | 129936748.2283 | 5623413.2519 | 33.4466 | 3245.7282 | 3884.9061 | 66.1686 | 79.1991
1 | 4000 | 707 | 0.04 | 15 | 15 | 7 | 7.4989e-09 | 5spot_SharedNeighbor | Water | Porous | Wet | R245fa | MinimizeLCOE_Brownfield | IgnoreSilica | 177.4969 | 70.5922 | 8.3275 | 4 | 3243.8525 | 3885.6482 | 66.1303 | 79.2142 | 165.547 | 0 | 314.6095 | 9799958.4402 | 542881.4042 | 9954698.8382 | 9559802.7899 | 0 | 333122.8106 | 0 | 11774281.0705 | 30634264.1082 | 20908514.725 | 93507524.1869 | 961560.8286 | 13584081.2916 | 13584081.2916 | 1478867.319 | 6315353.5865 | 0 | 108053166.3071 | 129431468.5043 | 7498942.0933 | 33.3101 | 3243.8525 | 3885.6482 | 66.1303 | 79.2142
1 | 4000 | 707 | 0.04 | 15 | 15 | 7 | 1e-08 | 5spot_SharedNeighbor | Water | Porous | Wet | R245fa | MinimizeLCOE_Brownfield | IgnoreSilica | 177.987 | 70.7634 | 8.3448 | 4 | 3242.9078 | 3883.3762 | 66.1111 | 79.1679 | 165.5189 | 0 | 390.3043 | 9815738.9533 | 543595.6231 | 9974196.8248 | 9583397.9242 | 0 | 335655.7795 | 0 | 11798508.1909 | 30697298.1058 | 20951536.7236 | 93699928.1251 | 961560.8286 | 13584081.2916 | 13584081.2916 | 1478867.319 | 6315353.5865 | 0 | 108245570.2453 | 129623872.4425 | 10000000 | 33.3792 | 3242.9078 | 3883.3762 | 66.1111 | 79.1679
1 | 4100 | 707 | 0.04 | 15 | 15 | 7 | 1e-13 | 5spot_SharedNeighbor | Water | Porous | Wet | R245fa | MinimizeLCOE_Brownfield | IgnoreSilica | 0.68659 | 0.11949 | 0.0020293 | 4 | 1941525.8137 | 4651274.5621 | 39580.6298 | 94822.5233 | 105.0594 | 0 | 56.8427 | 83288.9423 | 2988.8487 | 62920.9151 | 47604.5081 | 0 | 52838.1626 | 0 | 97360.1369 | 253311.1049 | 172890.0341 | 773202.6527 | 961560.8286 | 14024609.4364 | 14024609.4364 | 1478867.319 | 6491564.8444 | 0 | 15759372.9177 | 37754414.5176 | 100 | 0.008117 | 1941525.8137 | 4651274.5621 | 39580.6298 | 94822.5233
1 | 4100 | 707 | 0.04 | 15 | 15 | 7 | 1.3335e-13 | 5spot_SharedNeighbor | Water | Porous | Wet | R245fa | MinimizeLCOE_Brownfield | IgnoreSilica | 0.88403 | 0.18413 | 0.0069607 | 4 | 574823.5057 | 1364791.748 | 11718.5547 | 27823.1258 | 116.2367 | 0 | 55.147 | 120035.851 | 4669.6132 | 88210.1724 | 57014.7259 | 0 | 58944.3746 | 0 | 128261.1475 | 333709.1958 | 227763.3831 | 1018608.4635 | 961560.8286 | 14024609.4364 | 14024609.4364 | 1478867.319 | 6491564.8444 | 0 | 16004778.7285 | 37999820.3284 | 133.3521 | 0.027843 | 574823.5057 | 1364791.748 | 11718.5547 | 27823.1258
1 | 4100 | 707 | 0.04 | 15 | 15 | 7 | 1.7783e-13 | 5spot_SharedNeighbor | Water | Porous | Wet | R245fa | MinimizeLCOE_Brownfield | IgnoreSilica | 1.1424 | 0.27671 | 0.014972 | 4 | 272595.7678 | 639872.9179 | 5557.2334 | 13044.6749 | 126.4816 | 0 | 45.9726 | 167922.0985 | 7032.9828 | 121324.0882 | 69909.7029 | 0 | 66035.7691 | 0 | 168567.6102 | 438578.3437 | 299338.7315 | 1338709.3268 | 961560.8286 | 14024609.4364 | 14024609.4364 | 1478867.319 | 6491564.8444 | 0 | 16324879.5918 | 38319921.1917 | 177.8279 | 0.059887 | 272595.7678 | 639872.9179 | 5557.2334 | 13044.6749
1 | 4100 | 707 | 0.04 | 15 | 15 | 7 | 2.3714e-13 | 5spot_SharedNeighbor | Water | Porous | Wet | R245fa | MinimizeLCOE_Brownfield | IgnoreSilica | 1.476 | 0.40456 | 0.027107 | 4 | 154300.3603 | 357156.8921 | 3145.6216 | 7281.1263 | 135.4236 | 0 | 69.552 | 228107.857 | 10201.7868 | 163408.8433 | 87415.4247 | 0 | 73975.0724 | 0 | 219612.5038 | 571386.6862 | 389983.1542 | 1744091.3283 | 961560.8286 | 14024609.4364 | 14024609.4364 | 1478867.319 | 6491564.8444 | 0 | 16730261.5934 | 38725303.1932 | 237.1374 | 0.10843 | 154300.3603 | 357156.8921 | 3145.6216 | 7281.1263
1 | 4100 | 707 | 0.04 | 15 | 15 | 7 | 3.1623e-13 | 5spot_SharedNeighbor | Water | Porous | Wet | R245fa | MinimizeLCOE_Brownfield | IgnoreSilica | 1.9237 | 0.58457 | 0.045118 | 4 | 95626.2261 | 217502.6468 | 1949.47 | 4434.0857 | 143.2659 | 0 | 322.3862 | 305103.3941 | 14473.3167 | 218209.2082 | 111729.4295 | 0 | 83875.6339 | 0 | 286022.4832 | 744171.83 | 507912.5652 | 2271497.8608 | 961560.8286 | 14024609.4364 | 14024609.4364 | 1478867.319 | 6491564.8444 | 0 | 17257668.1259 | 39252709.7257 | 316.2278 | 0.18047 | 95626.2261 | 217502.6468 | 1949.47 | 4434.0857
1 | 4100 | 707 | 0.04 | 15 | 15 | 7 | 4.217e-13 | 5spot_SharedNeighbor | Water | Porous | Wet | R245fa | MinimizeLCOE_Brownfield | IgnoreSilica | 2.5071 | 0.82661 | 0.070389 | 4 | 63620.2769 | 141739.9589 | 1296.9854 | 2889.5608 | 149.7523 | 0 | 424.9459 | 399126.9639 | 19900.2011 | 286676.9423 | 143877.5077 | 0 | 95281.6722 | 0 | 368496.682 | 958752.7775 | 654368.4711 | 2926481.2178 | 961560.8286 | 14024609.4364 | 14024609.4364 | 1478867.319 | 6491564.8444 | 0 | 17912651.4829 | 39907693.0827 | 421.6965 | 0.28156 | 63620.2769 | 141739.9589 | 1296.9854 | 2889.5608
1 | 4100 | 707 | 0.04 | 15 | 15 | 7 | 5.6234e-13 | 5spot_SharedNeighbor | Water | Porous | Wet | R245fa | MinimizeLCOE_Brownfield | IgnoreSilica | 3.2851 | 1.1574 | 0.1059 | 4 | 44257.7348 | 96179.3949 | 902.2538 | 1960.7471 | 155.1198 | 0 | 564.6404 | 516231.9519 | 26885.7597 | 373905.7308 | 188368.2247 | 0 | 109323.5369 | 0 | 473738.9295 | 1232571.5174 | 841255.3875 | 3762281.0384 | 961560.8286 | 14024609.4364 | 14024609.4364 | 1478867.319 | 6491564.8444 | 0 | 18748451.3034 | 40743492.9033 | 562.3413 | 0.42362 | 44257.7348 | 96179.3949 | 902.2538 | 1960.7471
1 | 4100 | 707 | 0.04 | 15 | 15 | 7 | 7.4989e-13 | 5spot_SharedNeighbor | Water | Porous | Wet | R245fa | MinimizeLCOE_Brownfield | IgnoreSilica | 4.3166 | 1.6009 | 0.15427 | 4 | 32070.3012 | 67714.4908 | 653.7965 | 1380.4515 | 159.4432 | 0 | 72.3156 | 658902.7018 | 35549.0065 | 483332.0592 | 246827.6444 | 0 | 126286.4047 | 0 | 604850.1485 | 1573696.0145 | 1074079.8661 | 4803523.8458 | 961560.8286 | 14024609.4364 | 14024609.4364 | 1478867.319 | 6491564.8444 | 0 | 19789694.1108 | 41784735.7107 | 749.8942 | 0.61707 | 32070.3012 | 67714.4908 | 653.7965 | 1380.4515
1 | 4100 | 707 | 0.04 | 15 | 15 | 7 | 1e-12 | 5spot_SharedNeighbor | Water | Porous | Wet | R245fa | MinimizeLCOE_Brownfield | IgnoreSilica | 5.6831 | 2.1938 | 0.21975 | 4 | 23996.8521 | 49020.1417 | 489.2083 | 999.3419 | 162.857 | 0 | 98.2647 | 832861.8751 | 46257.33 | 620481.7867 | 325236.7503 | 0 | 146796.2054 | 0 | 768937.2395 | 2000616.9665 | 1365462.1882 | 6106650.3416 | 961560.8286 | 14024609.4364 | 14024609.4364 | 1478867.319 | 6491564.8444 | 0 | 21092820.6066 | 43087862.2065 | 1000 | 0.87898 | 23996.8521 | 49020.1417 | 489.2083 | 999.3419
1 | 4100 | 707 | 0.04 | 15 | 15 | 7 | 1.3335e-12 | 5spot_SharedNeighbor | Water | Porous | Wet | R245fa | MinimizeLCOE_Brownfield | IgnoreSilica | 7.4884 | 2.9736 | 0.30596 | 4 | 18540.1458 | 36512.3767 | 377.9659 | 744.3542 | 165.417 | 0 | 84.5319 | 1040910.5612 | 59034.898 | 790109.9571 | 425848.8897 | 0 | 171430.0793 | 0 | 970060.4103 | 2523898.2009 | 1722612.383 | 7703905.3796 | 961560.8286 | 14024609.4364 | 14024609.4364 | 1478867.319 | 6491564.8444 | 0 | 22690075.6447 | 44685117.2445 | 1333.5214 | 1.2238 | 18540.1458 | 36512.3767 | 377.9659 | 744.3542
1 | 4100 | 707 | 0.04 | 15 | 15 | 7 | 1.7783e-12 | 5spot_SharedNeighbor | Water | Porous | Wet | R245fa | MinimizeLCOE_Brownfield | IgnoreSilica | 9.9025 | 4.0355 | 0.42533 | 4 | 14548.1468 | 27476.4658 | 296.5836 | 560.1449 | 167.6501 | 0 | 105.2392 | 1302038.874 | 75372.6156 | 1007156.8026 | 566435.3252 | 0 | 201691.3793 | 0 | 1229551.0487 | 3199039.6132 | 2183410.2697 | 9764695.9283 | 961560.8286 | 14024609.4364 | 14024609.4364 | 1478867.319 | 6491564.8444 | 0 | 24750866.1933 | 46745907.7932 | 1778.2794 | 1.7013 | 14548.1468 | 27476.4658 | 296.5836 | 560.1449
1 | 4100 | 707 | 0.04 | 15 | 15 | 7 | 2.3714e-12 | 5spot_SharedNeighbor | Water | Porous | Wet | R245fa | MinimizeLCOE_Brownfield | IgnoreSilica | 13.1226 | 5.4463 | 0.58362 | 4 | 11704.6099 | 21126.4048 | 238.6143 | 430.6903 | 169.2725 | 0 | 100.7345 | 1618639.1307 | 95075.0131 | 1278693.0272 | 752165.6265 | 0 | 238978.6989 | 0 | 1553585.0836 | 4042109.7035 | 2758822.9297 | 12338069.2132 | 961560.8286 | 14024609.4364 | 14024609.4364 | 1478867.319 | 6491564.8444 | 0 | 27324239.4782 | 49319281.0781 | 2371.3737 | 2.3345 | 11704.6099 | 21126.4048 | 238.6143 | 430.6903
1 | 4100 | 707 | 0.04 | 15 | 15 | 7 | 3.1623e-12 | 5spot_SharedNeighbor | Water | Porous | Wet | R245fa | MinimizeLCOE_Brownfield | IgnoreSilica | 17.3958 | 7.3221 | 0.79492 | 4 | 9610.8686 | 16528.2864 | 195.9306 | 336.9515 | 170.5128 | 0 | 91.708 | 2004914.2886 | 119132.3508 | 1618807.7825 | 1000928.828 | 0 | 284262.0028 | 0 | 1960937.6486 | 5101957.5179 | 3482190.8407 | 15573131.26 | 961560.8286 | 14024609.4364 | 14024609.4364 | 1478867.319 | 6491564.8444 | 0 | 30559301.525 | 52554343.1249 | 3162.2777 | 3.1797 | 9610.8686 | 16528.2864 | 195.9306 | 336.9515
1 | 4100 | 707 | 0.04 | 15 | 15 | 7 | 4.217e-12 | 5spot_SharedNeighbor | Water | Porous | Wet | R245fa | MinimizeLCOE_Brownfield | IgnoreSilica | 23.0689 | 9.8131 | 1.0757 | 4 | 8045.4276 | 13157.1064 | 164.0169 | 268.2254 | 171.4588 | 0 | 117.3768 | 2475496.711 | 148328.8529 | 2044673.351 | 1330747.6814 | 0 | 339432.9864 | 0 | 2472085.0373 | 6431858.1726 | 4389875.3643 | 19632498.1569 | 961560.8286 | 14024609.4364 | 14024609.4364 | 1478867.319 | 6491564.8444 | 0 | 34618668.4219 | 56613710.0218 | 4216.965 | 4.3029 | 8045.4276 | 13157.1064 | 164.0169 | 268.2254
1 | 4100 | 707 | 0.04 | 15 | 15 | 7 | 5.6234e-12 | 5spot_SharedNeighbor | Water | Porous | Wet | R245fa | MinimizeLCOE_Brownfield | IgnoreSilica | 30.5622 | 13.1033 | 1.4472 | 4 | 6857.9895 | 10657.4654 | 139.8094 | 217.2668 | 172.1764 | 0 | 103.6997 | 3046998.4823 | 183696.3712 | 2575373.4469 | 1767203.2217 | 0 | 406218.9345 | 0 | 3112001.278 | 8096788.9662 | 5526224.8418 | 24714505.5426 | 961560.8286 | 14024609.4364 | 14024609.4364 | 1478867.319 | 6491564.8444 | 0 | 39700675.8077 | 61695717.4075 | 5623.4133 | 5.789 | 6857.9895 | 10657.4654 | 139.8094 | 217.2668
1 | 4100 | 707 | 0.04 | 15 | 15 | 7 | 7.4989e-12 | 5spot_SharedNeighbor | Water | Porous | Wet | R245fa | MinimizeLCOE_Brownfield | IgnoreSilica | 40.399 | 17.4328 | 1.9347 | 4 | 5948.3676 | 8790.5677 | 121.2655 | 179.2076 | 172.7174 | 0 | 98.2095 | 3737188.3892 | 225938.2294 | 3235036.0305 | 2338860.5698 | 0 | 486917.7967 | 0 | 3909336.9961 | 10171292.9486 | 6942116.4366 | 31046687.3968 | 961560.8286 | 14024609.4364 | 14024609.4364 | 1478867.319 | 6491564.8444 | 0 | 46032857.6619 | 68027899.2617 | 7498.9421 | 7.7387 | 5948.3676 | 8790.5677 | 121.2655 | 179.2076
1 | 4100 | 707 | 0.04 | 15 | 15 | 7 | 1e-11 | 5spot_SharedNeighbor | Water | Porous | Wet | R245fa | MinimizeLCOE_Brownfield | IgnoreSilica | 53.1912 | 23.0557 | 2.567 | 4 | 5244.9947 | 7387.1075 | 106.9263 | 150.5962 | 173.1 | 0 | 108.6502 | 4563201.2046 | 276207.0413 | 4044810.4146 | 3081433.9861 | 0 | 583856.8896 | 0 | 4894308.7191 | 12733987.3263 | 8691208.0075 | 38869013.589 | 961560.8286 | 14024609.4364 | 14024609.4364 | 1478867.319 | 6491564.8444 | 0 | 53855183.8541 | 75850225.4539 | 10000 | 10.2679 | 5244.9947 | 7387.1075 | 106.9263 | 150.5962
1 | 4100 | 707 | 0.04 | 15 | 15 | 7 | 1.3335e-11 | 5spot_SharedNeighbor | Water | Porous | Wet | R245fa | MinimizeLCOE_Brownfield | IgnoreSilica | 69.481 | 30.1697 | 3.363 | 4 | 4705.1722 | 6340.2477 | 95.9213 | 129.2545 | 173.2634 | 0 | 129.2257 | 5526960.4297 | 334223.8421 | 5015117.0098 | 4022277.0422 | 0 | 698409.0835 | 0 | 6082825.0888 | 15826263.1222 | 10801749.7781 | 48307825.3964 | 961560.8286 | 14024609.4364 | 14024609.4364 | 1478867.319 | 6491564.8444 | 0 | 63293995.6614 | 85289037.2613 | 13335.2143 | 13.452 | 4705.1722 | 6340.2477 | 95.9213 | 129.2545
1 | 4100 | 707 | 0.04 | 15 | 15 | 7 | 1.7783e-11 | 5spot_SharedNeighbor | Water | Porous | Wet | R245fa | MinimizeLCOE_Brownfield | IgnoreSilica | 89.6079 | 38.8262 | 4.317 | 4 | 4302.2285 | 5575.9832 | 87.7067 | 113.674 | 173.0658 | 0 | 121.7702 | 6607108.5293 | 397611.1322 | 6137427.8137 | 5173407.6613 | 0 | 831792.3458 | 0 | 7467465.5181 | 19428813.4903 | 13260564.4293 | 59304190.9201 | 961560.8286 | 14024609.4364 | 14024609.4364 | 1478867.319 | 6491564.8444 | 0 | 74290361.1852 | 96285402.785 | 17782.7941 | 17.2679 | 4302.2285 | 5575.9832 | 87.7067 | 113.674
1 | 4100 | 707 | 0.04 | 15 | 15 | 7 | 2.3714e-11 | 5spot_SharedNeighbor | Water | Porous | Wet | R245fa | MinimizeLCOE_Brownfield | IgnoreSilica | 113.381 | 48.7211 | 5.3778 | 4 | 4016.0238 | 5038.5184 | 81.8721 | 102.717 | 172.3666 | 0 | 131.1548 | 7745238.2344 | 461770.8509 | 7363033.4061 | 6501145.1751 | 0 | 982509.0296 | 0 | 8990941.7115 | 23392586.0375 | 15965920.6402 | 71403145.0852 | 961560.8286 | 14024609.4364 | 14024609.4364 | 1478867.319 | 6491564.8444 | 0 | 86389315.3503 | 108384356.9501 | 23713.7371 | 21.5112 | 4016.0238 | 5038.5184 | 81.8721 | 102.717
1 | 4100 | 707 | 0.04 | 15 | 15 | 7 | 3.1623e-11 | 5spot_SharedNeighbor | Water | Porous | Wet | R245fa | MinimizeLCOE_Brownfield | IgnoreSilica | 126.0844 | 53.8383 | 6.0367 | 4 | 3815.1901 | 4726.0858 | 77.7778 | 96.3477 | 171.8159 | 0 | 183.1936 | 8297457.1153 | 491293.2227 | 7978556.8342 | 7191366.9389 | 0 | 946529.7705 | 0 | 9713029.5138 | 25271310.3786 | 17248188.6069 | 77137732.381 | 961560.8286 | 14024609.4364 | 14024609.4364 | 1478867.319 | 6491564.8444 | 0 | 92123902.646 | 114118944.2459 | 31622.7766 | 24.1466 | 3815.1901 | 4726.0858 | 77.7778 | 96.3477
1 | 4100 | 707 | 0.04 | 15 | 15 | 7 | 4.217e-11 | 5spot_SharedNeighbor | Water | Porous | Wet | R245fa | MinimizeLCOE_Brownfield | IgnoreSilica | 138.607 | 58.8039 | 6.6649 | 4 | 3659.2264 | 4484.2555 | 74.5983 | 91.4176 | 171.2065 | 0 | 211.7984 | 8809758.4653 | 517245.3593 | 8566365.0791 | 7855580.2479 | 0 | 909429.7996 | 0 | 10396767.791 | 27050257.1217 | 18462356.3128 | 82567760.1767 | 961560.8286 | 14024609.4364 | 14024609.4364 | 1478867.319 | 6491564.8444 | 0 | 97553930.4417 | 119548972.0416 | 42169.6503 | 26.6597 | 3659.2264 | 4484.2555 | 74.5983 | 91.4176
1 | 4100 | 707 | 0.04 | 15 | 15 | 7 | 5.6234e-11 | 5spot_SharedNeighbor | Water | Porous | Wet | R245fa | MinimizeLCOE_Brownfield | IgnoreSilica | 148.1017 | 62.5084 | 7.1731 | 4 | 3535.9506 | 4302.5314 | 72.0851 | 87.7129 | 170.7454 | 0 | 255.6472 | 9183541.3216 | 536147.1295 | 8998492.1572 | 8357047.0458 | 0 | 842645.8718 | 0 | 10887970.6751 | 28328266.2667 | 19334623.8147 | 86468734.2824 | 961560.8286 | 14024609.4364 | 14024609.4364 | 1478867.319 | 6491564.8444 | 0 | 101454904.5474 | 123449946.1473 | 56234.1325 | 28.6924 | 3535.9506 | 4302.5314 | 72.0851 | 87.7129
1 | 4100 | 707 | 0.04 | 15 | 15 | 7 | 7.4989e-11 | 5spot_SharedNeighbor | Water | Porous | Wet | R245fa | MinimizeLCOE_Brownfield | IgnoreSilica | 155.5413 | 65.3531 | 7.5833 | 4 | 3440.6933 | 4165.8035 | 70.1432 | 84.9255 | 170.3609 | 0 | 264.0421 | 9465473.345 | 550290.8402 | 9327012.9332 | 8747304.1583 | 0 | 768285.7174 | 0 | 11254763.1277 | 29282584.9889 | 19985965.9519 | 89381681.0625 | 961560.8286 | 14024609.4364 | 14024609.4364 | 1478867.319 | 6491564.8444 | 0 | 104367851.3275 | 126362892.9274 | 74989.4209 | 30.3334 | 3440.6933 | 4165.8035 | 70.1432 | 84.9255
1 | 4100 | 707 | 0.04 | 15 | 15 | 7 | 1e-10 | 5spot_SharedNeighbor | Water | Porous | Wet | R245fa | MinimizeLCOE_Brownfield | IgnoreSilica | 161.5628 | 67.6261 | 7.9173 | 4 | 3367.523 | 4062.0503 | 68.6515 | 82.8104 | 170.0353 | 0 | 306.9089 | 9686764.4399 | 561180.1936 | 9587720.9084 | 9060647.4904 | 0 | 697713.1484 | 0 | 11541670.2105 | 30029058.3655 | 20495449.3699 | 91660204.1265 | 961560.8286 | 14024609.4364 | 14024609.4364 | 1478867.319 | 6491564.8444 | 0 | 106646374.3916 | 128641415.9914 | 100000 | 31.6691 | 3367.523 | 4062.0503 | 68.6515 | 82.8104
1 | 4100 | 707 | 0.04 | 15 | 15 | 7 | 1.3335e-10 | 5spot_SharedNeighbor | Water | Porous | Wet | R245fa | MinimizeLCOE_Brownfield | IgnoreSilica | 166.1675 | 69.3523 | 8.1764 | 4 | 3311.53 | 3984.0433 | 67.51 | 81.2201 | 169.7778 | 0 | 261.6516 | 9850891.5281 | 568891.1138 | 9784968.2323 | 9293238.1776 | 0 | 631880.2679 | 0 | 11750649.0347 | 30572778.3988 | 20866549.4649 | 93319846.2182 | 961560.8286 | 14024609.4364 | 14024609.4364 | 1478867.319 | 6491564.8444 | 0 | 108306016.4833 | 130301058.0831 | 133352.1432 | 32.7057 | 3311.53 | 3984.0433 | 67.51 | 81.2201
1 | 4100 | 707 | 0.04 | 15 | 15 | 7 | 1.7783e-10 | 5spot_SharedNeighbor | Water | Porous | Wet | R245fa | MinimizeLCOE_Brownfield | IgnoreSilica | 169.8527 | 70.724 | 8.3826 | 4 | 3268.7738 | 3924.7503 | 66.6384 | 80.0113 | 169.5668 | 0 | 313.3915 | 9979599.1466 | 574813.8158 | 9941160.9958 | 9477449.7432 | 0 | 575506.3059 | 0 | 11913926.7029 | 30997593.3985 | 21156494.4313 | 94616544.54 | 961560.8286 | 14024609.4364 | 14024609.4364 | 1478867.319 | 6491564.8444 | 0 | 109602714.805 | 131597756.4049 | 177827.941 | 33.5302 | 3268.7738 | 3924.7503 | 66.6384 | 80.0113
1 | 4100 | 707 | 0.04 | 15 | 15 | 7 | 2.3714e-10 | 5spot_SharedNeighbor | Water | Porous | Wet | R245fa | MinimizeLCOE_Brownfield | IgnoreSilica | 172.5982 | 71.7399 | 8.5391 | 4 | 3236.2036 | 3880.1526 | 65.9744 | 79.1022 | 169.4069 | 0 | 284.1921 | 10074060.9794 | 579105.9723 | 10056517.8016 | 9613979.026 | 0 | 526638.8508 | 0 | 12031618.0257 | 31303802.0787 | 21365488.1475 | 95551210.8821 | 961560.8286 | 14024609.4364 | 14024609.4364 | 1478867.319 | 6491564.8444 | 0 | 110537381.1471 | 132532422.747 | 237137.3706 | 34.1565 | 3236.2036 | 3880.1526 | 65.9744 | 79.1022
1 | 4100 | 707 | 0.04 | 15 | 15 | 7 | 3.1623e-10 | 5spot_SharedNeighbor | Water | Porous | Wet | R245fa | MinimizeLCOE_Brownfield | IgnoreSilica | 174.6593 | 72.499 | 8.6581 | 4 | 3211.4556 | 3846.5557 | 65.4699 | 78.4172 | 169.2852 | 0 | 271.6351 | 10144168.035 | 582259.723 | 10142550.1494 | 9716066.1479 | 0 | 485791.3832 | 0 | 12117625.821 | 31527576.7194 | 21518218.9379 | 96234256.9168 | 961560.8286 | 14024609.4364 | 14024609.4364 | 1478867.319 | 6491564.8444 | 0 | 111220427.1818 | 133215468.7817 | 316227.766 | 34.6324 | 3211.4556 | 3846.5557 | 65.4699 | 78.4172
1 | 4100 | 707 | 0.04 | 15 | 15 | 7 | 4.217e-10 | 5spot_SharedNeighbor | Water | Porous | Wet | R245fa | MinimizeLCOE_Brownfield | IgnoreSilica | 176.1861 | 73.0594 | 8.7476 | 4 | 3192.6892 | 3821.2942 | 65.0873 | 77.9023 | 169.1941 | 0 | 319.4258 | 10195656.0612 | 584558.0729 | 10205968.1982 | 9791463.5468 | 0 | 452214.1823 | 0 | 12179645.4239 | 31688939.0043 | 21628352.013 | 96726796.5027 | 961560.8286 | 14024609.4364 | 14024609.4364 | 1478867.319 | 6491564.8444 | 0 | 111712966.7677 | 133708008.3676 | 421696.5034 | 34.9902 | 3192.6892 | 3821.2942 | 65.0873 | 77.9023
1 | 4100 | 707 | 0.04 | 15 | 15 | 7 | 5.6234e-10 | 5spot_SharedNeighbor | Water | Porous | Wet | R245fa | MinimizeLCOE_Brownfield | IgnoreSilica | 177.3117 | 73.4714 | 8.8145 | 4 | 3178.4841 | 3802.3157 | 64.7977 | 77.5153 | 169.1265 | 0 | 333.2137 | 10233368.8739 | 586231.6778 | 10252548.3966 | 9846920.7602 | 0 | 425071.4949 | 0 | 12224215.0693 | 31804900.079 | 21707497.8293 | 97080754.1808 | 961560.8286 | 14024609.4364 | 14024609.4364 | 1478867.319 | 6491564.8444 | 0 | 112066924.4459 | 134061966.0457 | 562341.3252 | 35.258 | 3178.4841 | 3802.3157 | 64.7977 | 77.5153
1 | 4100 | 707 | 0.04 | 15 | 15 | 7 | 7.4989e-10 | 5spot_SharedNeighbor | Water | Porous | Wet | R245fa | MinimizeLCOE_Brownfield | IgnoreSilica | 178.1204 | 73.7669 | 8.8638 | 4 | 3167.7488 | 3788.1109 | 64.5788 | 77.2258 | 169.0776 | 0 | 325.5153 | 10260333.2635 | 587422.9117 | 10285922.8504 | 9886696.2109 | 0 | 403237.0136 | 0 | 12255208.7775 | 31885539.3501 | 21762535.7887 | 97326896.1663 | 961560.8286 | 14024609.4364 | 14024609.4364 | 1478867.319 | 6491564.8444 | 0 | 112313066.4314 | 134308108.0312 | 749894.2093 | 35.4552 | 3167.7488 | 3788.1109 | 64.5788 | 77.2258
1 | 4100 | 707 | 0.04 | 15 | 15 | 7 | 1e-09 | 5spot_SharedNeighbor | Water | Porous | Wet | R245fa | MinimizeLCOE_Brownfield | IgnoreSilica | 178.7077 | 73.9812 | 8.9003 | 4 | 3159.6472 | 3777.4659 | 64.4137 | 77.0088 | 169.0419 | 0 | 308.8401 | 10279848.7053 | 588282.2202 | 10310114.5299 | 9915548.9231 | 0 | 385973.7167 | 0 | 12277109.5572 | 31942520.6863 | 21801426.7215 | 97500825.0602 | 961560.8286 | 14024609.4364 | 14024609.4364 | 1478867.319 | 6491564.8444 | 0 | 112486995.3253 | 134482036.9252 | 1000000 | 35.6011 | 3159.6472 | 3777.4659 | 64.4137 | 77.0088
1 | 4100 | 707 | 0.04 | 15 | 15 | 7 | 1.3335e-09 | 5spot_SharedNeighbor | Water | Porous | Wet | R245fa | MinimizeLCOE_Brownfield | IgnoreSilica | 179.1487 | 74.1419 | 8.9278 | 4 | 3153.5405 | 3769.4582 | 64.2892 | 76.8455 | 169.0151 | 0 | 307.9518 | 10294465.7729 | 588924.3588 | 10328253.7154 | 9937194.7684 | 0 | 372613.0004 | 0 | 12293366.1302 | 31984816.9546 | 21830294.7938 | 97629929.4943 | 961560.8286 | 14024609.4364 | 14024609.4364 | 1478867.319 | 6491564.8444 | 0 | 112616099.7593 | 134611141.3592 | 1333521.4322 | 35.711 | 3153.5405 | 3769.4582 | 64.2892 | 76.8455
1 | 4100 | 707 | 0.04 | 15 | 15 | 7 | 1.7783e-09 | 5spot_SharedNeighbor | Water | Porous | Wet | R245fa | MinimizeLCOE_Brownfield | IgnoreSilica | 179.4628 | 74.2562 | 8.9479 | 4 | 3148.9423 | 3763.4744 | 64.1954 | 76.7235 | 168.9959 | 0 | 328.1501 | 10304879.2514 | 589385.9369 | 10341140.404 | 9952727.8586 | 0 | 362164.8419 | 0 | 12304616.3342 | 32014087.6778 | 21850272.6638 | 97719274.9686 | 961560.8286 | 14024609.4364 | 14024609.4364 | 1478867.319 | 6491564.8444 | 0 | 112705445.2336 | 134700486.8335 | 1778279.41 | 35.7915 | 3148.9423 | 3763.4744 | 64.1954 | 76.7235
1 | 4100 | 707 | 0.04 | 15 | 15 | 7 | 2.3714e-09 | 5spot_SharedNeighbor | Water | Porous | Wet | R245fa | MinimizeLCOE_Brownfield | IgnoreSilica | 179.6823 | 74.3357 | 8.9626 | 4 | 3145.4831 | 3759.0093 | 64.1249 | 76.6325 | 168.9824 | 0 | 306.2051 | 10312202.844 | 589722.9082 | 10350087.587 | 9963898.7203 | 0 | 354007.7365 | 0 | 12312268.7205 | 32033997.6171 | 21863861.6065 | 97780047.7401 | 961560.8286 | 14024609.4364 | 14024609.4364 | 1478867.319 | 6491564.8444 | 0 | 112766218.0051 | 134761259.605 | 2371373.7057 | 35.8502 | 3145.4831 | 3759.0093 | 64.1249 | 76.6325
1 | 4100 | 707 | 0.04 | 15 | 15 | 7 | 3.1623e-09 | 5spot_SharedNeighbor | Water | Porous | Wet | R245fa | MinimizeLCOE_Brownfield | IgnoreSilica | 179.8481 | 74.3957 | 8.9736 | 4 | 3142.8825 | 3755.6528 | 64.0719 | 76.5641 | 168.9723 | 0 | 293.6158 | 10317729.3054 | 589977.0236 | 10356841.4967 | 9972334.1089 | 0 | 347814.0258 | 0 | 12318031.4246 | 32048990.991 | 21874094.8923 | 97825813.2682 | 961560.8286 | 14024609.4364 | 14024609.4364 | 1478867.319 | 6491564.8444 | 0 | 112811983.5333 | 134807025.1331 | 3162277.6602 | 35.8944 | 3142.8825 | 3755.6528 | 64.0719 | 76.5641
1 | 4100 | 707 | 0.04 | 15 | 15 | 7 | 4.217e-09 | 5spot_SharedNeighbor | Water | Porous | Wet | R245fa | MinimizeLCOE_Brownfield | IgnoreSilica | 179.977 | 74.4423 | 8.9821 | 4 | 3140.9285 | 3753.1219 | 64.0321 | 76.5125 | 168.9644 | 0 | 322.6488 | 10322024.3789 | 590174.4506 | 10362091.5699 | 9978892.8153 | 0 | 343166.5564 | 0 | 12322576.4107 | 32060816.1128 | 21882165.7809 | 97861908.0755 | 961560.8286 | 14024609.4364 | 14024609.4364 | 1478867.319 | 6491564.8444 | 0 | 112848078.3406 | 134843119.9404 | 4216965.0343 | 35.9283 | 3140.9285 | 3753.1219 | 64.0321 | 76.5125
1 | 4100 | 707 | 0.04 | 15 | 15 | 7 | 5.6234e-09 | 5spot_SharedNeighbor | Water | Porous | Wet | R245fa | MinimizeLCOE_Brownfield | IgnoreSilica | 177.546 | 73.555 | 8.9041 | 4 | 3139.0209 | 3756.5743 | 63.9932 | 76.5828 | 169.1098 | 0 | 709.2018 | 10240859.9564 | 586541.9061 | 10262014.0512 | 9858185.9231 | 0 | 310579.7888 | 0 | 12190690.834 | 31717676.8955 | 21647966.2143 | 96814515.5693 | 961560.8286 | 14024609.4364 | 14024609.4364 | 1478867.319 | 6491564.8444 | 0 | 111800685.8344 | 133795727.4342 | 5623413.2519 | 35.6164 | 3139.0209 | 3756.5743 | 63.9932 | 76.5828
1 | 4100 | 707 | 0.04 | 15 | 15 | 7 | 7.4989e-09 | 5spot_SharedNeighbor | Water | Porous | Wet | R245fa | MinimizeLCOE_Brownfield | IgnoreSilica | 178.4178 | 73.874 | 8.936 | 4 | 3137.8149 | 3753.1658 | 63.9686 | 76.5134 | 169.0577 | 0 | 314.5512 | 10269993.3763 | 587833.8634 | 10298032.8276 | 9901128.7187 | 0 | 316473.048 | 0 | 12235650.1153 | 31834651.723 | 21727803.9376 | 97171567.6098 | 961560.8286 | 14024609.4364 | 14024609.4364 | 1478867.319 | 6491564.8444 | 0 | 112157737.8748 | 134152779.4747 | 7498942.0933 | 35.7439 | 3137.8149 | 3753.1658 | 63.9686 | 76.5134
1 | 4100 | 707 | 0.04 | 15 | 15 | 7 | 1e-08 | 5spot_SharedNeighbor | Water | Porous | Wet | R245fa | MinimizeLCOE_Brownfield | IgnoreSilica | 180.1887 | 74.5189 | 8.9963 | 4 | 3137.5324 | 3748.7542 | 63.9628 | 76.4234 | 168.9514 | 0 | 294.3177 | 10329071.6781 | 590498.0936 | 10370709.3744 | 9989662.5322 | 0 | 334872.8646 | 0 | 12329777.6717 | 32079552.3167 | 21894953.625 | 97919098.1563 | 961560.8286 | 14024609.4364 | 14024609.4364 | 1478867.319 | 6491564.8444 | 0 | 112905268.4213 | 134900310.0212 | 10000000 | 35.9854 | 3137.5324 | 3748.7542 | 63.9628 | 76.4234
1 | 4200 | 707 | 0.04 | 15 | 15 | 7 | 1e-13 | 5spot_SharedNeighbor | Water | Porous | Wet | R245fa | MinimizeLCOE_Brownfield | IgnoreSilica | 0.70141 | 0.12637 | 0.0027359 | 4 | 1483207.5163 | 3550148.1656 | 30237.1914 | 72374.5723 | 107.131 | 0 | 44.7311 | 87719.337 | 3194.4734 | 65706.8167 | 48494.2048 | 0 | 52928.112 | 0 | 100636.7481 | 261836.1751 | 178708.5697 | 799224.4367 | 961560.8286 | 14470997.6721 | 14470997.6721 | 1478867.319 | 6670120.1387 | 0 | 16231782.9374 | 38851768.0672 | 100 | 0.010944 | 1483207.5163 | 3550148.1656 | 30237.1914 | 72374.5723
1 | 4200 | 707 | 0.04 | 15 | 15 | 7 | 1.3335e-13 | 5spot_SharedNeighbor | Water | Porous | Wet | R245fa | MinimizeLCOE_Brownfield | IgnoreSilica | 0.90348 | 0.19508 | 0.0082257 | 4 | 501148.4564 | 1188625.1756 | 10216.5891 | 24231.7319 | 118.603 | 0 | 60.3326 | 126569.9907 | 5006.8943 | 92231.0927 | 58342.6234 | 0 | 59017.5957 | 0 | 133055.5968 | 346183.3693 | 236277.2629 | 1056684.4258 | 961560.8286 | 14470997.6721 | 14470997.6721 | 1478867.319 | 6670120.1387 | 0 | 16489242.9265 | 39109228.0563 | 133.3521 | 0.032903 | 501148.4564 | 1188625.1756 | 10216.5891 | 24231.7319
1 | 4200 | 707 | 0.04 | 15 | 15 | 7 | 1.7783e-13 | 5spot_SharedNeighbor | Water | Porous | Wet | R245fa | MinimizeLCOE_Brownfield | IgnoreSilica | 1.1619 | 0.29132 | 0.01697 | 4 | 247753.7423 | 580989.6533 | 5050.7951 | 11844.2599 | 128.913 | 0 | 50.4888 | 176145.3506 | 7507.9258 | 126210.665 | 71615.2507 | 0 | 65663.5896 | 0 | 174385.6849 | 453715.7806 | 309670.3432 | 1384914.5903 | 961560.8286 | 14470997.6721 | 14470997.6721 | 1478867.319 | 6670120.1387 | 0 | 16817473.091 | 39437458.2208 | 177.8279 | 0.06788 | 247753.7423 | 580989.6533 | 5050.7951 | 11844.2599
1 | 4200 | 707 | 0.04 | 15 | 15 | 7 | 2.3714e-13 | 5spot_SharedNeighbor | Water | Porous | Wet | R245fa | MinimizeLCOE_Brownfield | IgnoreSilica | 1.5102 | 0.43005 | 0.030525 | 4 | 141300.4202 | 326559.3244 | 2880.6002 | 6657.3535 | 138.3013 | 0 | 57.8099 | 241104.1959 | 11010.1865 | 171267.1481 | 90223.8917 | 0 | 74052.589 | 0 | 229186.6244 | 596296.5839 | 406984.6712 | 1820125.8906 | 961560.8286 | 14470997.6721 | 14470997.6721 | 1478867.319 | 6670120.1387 | 0 | 17252684.3913 | 39872669.5211 | 237.1374 | 0.1221 | 141300.4202 | 326559.3244 | 2880.6002 | 6657.3535
1 | 4200 | 707 | 0.04 | 15 | 15 | 7 | 3.1623e-13 | 5spot_SharedNeighbor | Water | Porous | Wet | R245fa | MinimizeLCOE_Brownfield | IgnoreSilica | 1.982 | 0.62753 | 0.050847 | 4 | 87638.2274 | 198853.7128 | 1786.6238 | 4053.9019 | 146.5191 | 0 | 334.8898 | 324969.4184 | 15793.5009 | 230456.6239 | 116433.9545 | 0 | 84668.2124 | 0 | 301205.4669 | 783674.8393 | 534874.1807 | 2392076.197 | 961560.8286 | 14470997.6721 | 14470997.6721 | 1478867.319 | 6670120.1387 | 0 | 17824634.6977 | 40444619.8275 | 316.2278 | 0.20339 | 87638.2274 | 198853.7128 | 1786.6238 | 4053.9019
1 | 4200 | 707 | 0.04 | 15 | 15 | 7 | 4.217e-13 | 5spot_SharedNeighbor | Water | Porous | Wet | R245fa | MinimizeLCOE_Brownfield | IgnoreSilica | 2.5655 | 0.88049 | 0.078424 | 4 | 58978.8219 | 131087.0181 | 1202.3631 | 2672.3862 | 152.9676 | 0 | 441.2674 | 422800.7027 | 21632.5878 | 300875.0283 | 150216.3151 | 0 | 95290.8192 | 0 | 386418.0267 | 1005380.4402 | 686192.809 | 3068806.729 | 961560.8286 | 14470997.6721 | 14470997.6721 | 1478867.319 | 6670120.1387 | 0 | 18501365.2297 | 41121350.3595 | 421.6965 | 0.3137 | 58978.8219 | 131087.0181 | 1202.3631 | 2672.3862
1 | 4200 | 707 | 0.04 | 15 | 15 | 7 | 5.6234e-13 | 5spot_SharedNeighbor | Water | Porous | Wet | R245fa | MinimizeLCOE_Brownfield | IgnoreSilica | 3.3628 | 1.2331 | 0.11751 | 4 | 41229.3636 | 89351.7485 | 840.5163 | 1821.5563 | 158.4659 | 0 | 583.6618 | 546866.0688 | 29267.9332 | 392478.2556 | 196528.9101 | 0 | 109327.8142 | 0 | 497042.9029 | 1293203.6759 | 882638.0815 | 3947353.6423 | 961560.8286 | 14470997.6721 | 14470997.6721 | 1478867.319 | 6670120.1387 | 0 | 19379912.143 | 41999897.2728 | 562.3413 | 0.47005 | 41229.3636 | 89351.7485 | 840.5163 | 1821.5563
1 | 4200 | 707 | 0.04 | 15 | 15 | 7 | 7.4989e-13 | 5spot_SharedNeighbor | Water | Porous | Wet | R245fa | MinimizeLCOE_Brownfield | IgnoreSilica | 4.4138 | 1.7041 | 0.17071 | 4 | 29982.3888 | 63108.1918 | 611.2315 | 1286.5458 | 162.8699 | 0 | 76.1971 | 697790.0867 | 38766.5673 | 506944.5909 | 257998.4364 | 0 | 126052.9875 | 0 | 634745.5408 | 1651477.693 | 1127167.4599 | 5040943.3625 | 961560.8286 | 14470997.6721 | 14470997.6721 | 1478867.319 | 6670120.1387 | 0 | 20473501.8632 | 43093486.993 | 749.8942 | 0.68285 | 29982.3888 | 63108.1918 | 611.2315 | 1286.5458
1 | 4200 | 707 | 0.04 | 15 | 15 | 7 | 1e-12 | 5spot_SharedNeighbor | Water | Porous | Wet | R245fa | MinimizeLCOE_Brownfield | IgnoreSilica | 5.817 | 2.336 | 0.24268 | 4 | 22500.7894 | 45803.0644 | 458.709 | 933.7574 | 166.3713 | 0 | 63.6626 | 882186.4664 | 50511.132 | 650958.6441 | 339094.8366 | 0 | 146633.4134 | 0 | 807059.952 | 2099804.4445 | 1433159.68 | 6409408.5689 | 961560.8286 | 14470997.6721 | 14470997.6721 | 1478867.319 | 6670120.1387 | 0 | 21841967.0696 | 44461952.1994 | 1000 | 0.97072 | 22500.7894 | 45803.0644 | 458.709 | 933.7574
1 | 4200 | 707 | 0.04 | 15 | 15 | 7 | 1.3335e-12 | 5spot_SharedNeighbor | Water | Porous | Wet | R245fa | MinimizeLCOE_Brownfield | IgnoreSilica | 7.671 | 3.1732 | 0.33869 | 4 | 17381.9013 | 34078.6261 | 354.3536 | 694.7389 | 168.9728 | 0 | 95.0743 | 1105311.9274 | 64834.06 | 830209.0027 | 448399.9012 | 0 | 171525.7492 | 0 | 1021909.4498 | 2658798.7659 | 1814684.7906 | 8115673.6468 | 961560.8286 | 14470997.6721 | 14470997.6721 | 1478867.319 | 6670120.1387 | 0 | 23548232.1475 | 46168217.2773 | 1333.5214 | 1.3548 | 17381.9013 | 34078.6261 | 354.3536 | 694.7389
1 | 4200 | 707 | 0.04 | 15 | 15 | 7 | 1.7783e-12 | 5spot_SharedNeighbor | Water | Porous | Wet | R245fa | MinimizeLCOE_Brownfield | IgnoreSilica | 10.1406 | 4.3054 | 0.47082 | 4 | 13660.2885 | 25671.269 | 278.4835 | 523.3435 | 171.2771 | 0 | 93.049 | 1383412.4616 | 83068.6265 | 1057921.1774 | 597434.8179 | 0 | 201600.1454 | 0 | 1296140.5192 | 3372291.7561 | 2301658.4172 | 10293527.9214 | 961560.8286 | 14470997.6721 | 14470997.6721 | 1478867.319 | 6670120.1387 | 0 | 25726086.4221 | 48346071.5519 | 1778.2794 | 1.8833 | 13660.2885 | 25671.269 | 278.4835 | 523.3435
1 | 4200 | 707 | 0.04 | 15 | 15 | 7 | 2.3714e-12 | 5spot_SharedNeighbor | Water | Porous | Wet | R245fa | MinimizeLCOE_Brownfield | IgnoreSilica | 13.4199 | 5.8055 | 0.64545 | 4 | 11015.0712 | 19776.3583 | 224.5571 | 403.1678 | 172.9272 | 0 | 98.4774 | 1719377.226 | 104935.1934 | 1342145.9345 | 794415.6257 | 0 | 238417.5098 | 0 | 1637723.6809 | 4261021.0743 | 2908234.4385 | 13006270.6831 | 961560.8286 | 14470997.6721 | 14470997.6721 | 1478867.319 | 6670120.1387 | 0 | 28438829.1838 | 51058814.3136 | 2371.3737 | 2.5818 | 11015.0712 | 19776.3583 | 224.5571 | 403.1678
1 | 4200 | 707 | 0.04 | 15 | 15 | 7 | 3.1623e-12 | 5spot_SharedNeighbor | Water | Porous | Wet | R245fa | MinimizeLCOE_Brownfield | IgnoreSilica | 17.7831 | 7.8007 | 0.87798 | 4 | 9065.8767 | 15506.8064 | 184.8202 | 316.1272 | 174.1943 | 0 | 105.7051 | 2128809.9301 | 131510.7552 | 1698395.9102 | 1054865.2242 | 0 | 283373.0303 | 0 | 2065812.3915 | 5374820.0864 | 3668425.1505 | 16406012.4785 | 961560.8286 | 14470997.6721 | 14470997.6721 | 1478867.319 | 6670120.1387 | 0 | 31838570.9792 | 54458556.109 | 3162.2777 | 3.5119 | 9065.8767 | 15506.8064 | 184.8202 | 316.1272
1 | 4200 | 707 | 0.04 | 15 | 15 | 7 | 4.217e-12 | 5spot_SharedNeighbor | Water | Porous | Wet | R245fa | MinimizeLCOE_Brownfield | IgnoreSilica | 23.5831 | 10.4564 | 1.1883 | 4 | 7600.5475 | 12359.3781 | 154.9474 | 251.9626 | 175.1621 | 0 | 112.2186 | 2629735.3935 | 164052.3532 | 2145390.437 | 1404099.0381 | 0 | 338404.0367 | 0 | 2605855.6908 | 6779901.973 | 4627422.4096 | 20694861.3319 | 961560.8286 | 14470997.6721 | 14470997.6721 | 1478867.319 | 6670120.1387 | 0 | 36127419.8326 | 58747404.9623 | 4216.965 | 4.7533 | 7600.5475 | 12359.3781 | 154.9474 | 251.9626
1 | 4200 | 707 | 0.04 | 15 | 15 | 7 | 5.6234e-12 | 5spot_SharedNeighbor | Water | Porous | Wet | R245fa | MinimizeLCOE_Brownfield | IgnoreSilica | 31.2273 | 13.9528 | 1.5967 | 4 | 6491.5922 | 10033.2184 | 132.3399 | 204.5407 | 175.8951 | 0 | 116.4852 | 3235055.7772 | 203088.1257 | 2700820.3802 | 1860132.4944 | 0 | 404652.5913 | 0 | 3277462.2538 | 8527284.4844 | 5820046.8788 | 26028542.9858 | 961560.8286 | 14470997.6721 | 14470997.6721 | 1478867.319 | 6670120.1387 | 0 | 41461101.4865 | 64081086.6163 | 5623.4133 | 6.3869 | 6491.5922 | 10033.2184 | 132.3399 | 204.5407
1 | 4200 | 707 | 0.04 | 15 | 15 | 7 | 7.4989e-12 | 5spot_SharedNeighbor | Water | Porous | Wet | R245fa | MinimizeLCOE_Brownfield | IgnoreSilica | 41.2764 | 18.5484 | 2.1335 | 4 | 5638.005 | 8288.6078 | 114.9384 | 168.9745 | 176.448 | 0 | 102.4678 | 3967367.605 | 250097.353 | 3390241.5322 | 2459183.2656 | 0 | 484918.2456 | 0 | 4115205.1205 | 10706919.579 | 7307692.6179 | 32681625.3187 | 961560.8286 | 14470997.6721 | 14470997.6721 | 1478867.319 | 6670120.1387 | 0 | 48114183.8194 | 70734168.9492 | 7498.9421 | 8.5339 | 5638.005 | 8288.6078 | 114.9384 | 168.9745
1 | 4200 | 707 | 0.04 | 15 | 15 | 7 | 1e-11 | 5spot_SharedNeighbor | Water | Porous | Wet | R245fa | MinimizeLCOE_Brownfield | IgnoreSilica | 54.2869 | 24.4929 | 2.827 | 4 | 4978.7581 | 6979.1341 | 101.4987 | 142.2791 | 176.833 | 0 | 117.6494 | 4840185.4933 | 305726.0214 | 4233428.1715 | 3234491.3489 | 0 | 580624.7443 | 0 | 5145837.7539 | 13388414.2793 | 9137867.85 | 40866575.6625 | 961560.8286 | 14470997.6721 | 14470997.6721 | 1478867.319 | 6670120.1387 | 0 | 56299134.1632 | 78919119.293 | 10000 | 11.3079 | 4978.7581 | 6979.1341 | 101.4987 | 142.2791
1 | 4200 | 707 | 0.04 | 15 | 15 | 7 | 1.3335e-11 | 5spot_SharedNeighbor | Water | Porous | Wet | R245fa | MinimizeLCOE_Brownfield | IgnoreSilica | 70.8595 | 32.0202 | 3.6994 | 4 | 4472.804 | 6001.4468 | 91.1842 | 122.3476 | 176.9822 | 0 | 116.4015 | 5858726.0063 | 369700.7604 | 5245070.9855 | 4218624.2607 | 0 | 694474.6224 | 0 | 6390772.6878 | 16627479.6058 | 11348596.4915 | 50753445.4204 | 961560.8286 | 14470997.6721 | 14470997.6721 | 1478867.319 | 6670120.1387 | 0 | 66186003.9211 | 88805989.0509 | 13335.2143 | 14.7974 | 4472.804 | 6001.4468 | 91.1842 | 122.3476
1 | 4200 | 707 | 0.04 | 15 | 15 | 7 | 1.7783e-11 | 5spot_SharedNeighbor | Water | Porous | Wet | R245fa | MinimizeLCOE_Brownfield | IgnoreSilica | 91.2468 | 41.1299 | 4.7383 | 4 | 4096.4915 | 5289.9502 | 83.5125 | 107.8428 | 176.7442 | 0 | 139.718 | 6993376.3711 | 438823.6297 | 6409372.7539 | 5417148.8486 | 0 | 826650.4663 | 0 | 7833295.1071 | 20380627.039 | 13910196.7341 | 62209490.9498 | 961560.8286 | 14470997.6721 | 14470997.6721 | 1478867.319 | 6670120.1387 | 0 | 77642049.4505 | 100262034.5803 | 17782.7941 | 18.9533 | 4096.4915 | 5289.9502 | 83.5125 | 107.8428
1 | 4200 | 707 | 0.04 | 15 | 15 | 7 | 2.3714e-11 | 5spot_SharedNeighbor | Water | Porous | Wet | R245fa | MinimizeLCOE_Brownfield | IgnoreSilica | 115.2032 | 51.52 | 5.8868 | 4 | 3831.5337 | 4792.1575 | 78.111 | 97.6946 | 175.9778 | 0 | 133.7046 | 8182574.8182 | 507419.643 | 7679267.6408 | 6801425.8165 | 0 | 976274.0699 | 0 | 9417315.1755 | 24501922.3297 | 16723065.4542 | 74789264.9478 | 961560.8286 | 14470997.6721 | 14470997.6721 | 1478867.319 | 6670120.1387 | 0 | 90221823.4485 | 112841808.5783 | 23713.7371 | 23.5472 | 3831.5337 | 4792.1575 | 78.111 | 97.6946
1 | 4200 | 707 | 0.04 | 15 | 15 | 7 | 3.1623e-11 | 5spot_SharedNeighbor | Water | Porous | Wet | R245fa | MinimizeLCOE_Brownfield | IgnoreSilica | 129.6944 | 57.5864 | 6.6487 | 4 | 3649.8973 | 4500.4446 | 74.4081 | 91.7477 | 175.2988 | 0 | 164.7393 | 8832523.2004 | 542716.8421 | 8398707.5445 | 7619963.8137 | 0 | 963337.3749 | 0 | 10279327.0224 | 26744700.3325 | 18253807.5256 | 81635083.656 | 961560.8286 | 14470997.6721 | 14470997.6721 | 1478867.319 | 6670120.1387 | 0 | 97067642.1567 | 119687627.2865 | 31622.7766 | 26.5946 | 3649.8973 | 4500.4446 | 74.4081 | 91.7477
1 | 4200 | 707 | 0.04 | 15 | 15 | 7 | 4.217e-11 | 5spot_SharedNeighbor | Water | Porous | Wet | R245fa | MinimizeLCOE_Brownfield | IgnoreSilica | 142.4929 | 62.8284 | 7.325 | 4 | 3507.8831 | 4279.8943 | 71.5129 | 87.2514 | 174.6559 | 0 | 180.0629 | 9371685.6895 | 570851.8102 | 9009400.9003 | 8323408.4359 | 0 | 926630.4404 | 0 | 10998771.1378 | 28616546.3422 | 19531380.8898 | 87348675.6461 | 961560.8286 | 14470997.6721 | 14470997.6721 | 1478867.319 | 6670120.1387 | 0 | 102781234.1468 | 125401219.2766 | 42169.6503 | 29.3001 | 3507.8831 | 4279.8943 | 71.5129 | 87.2514
1 | 4200 | 707 | 0.04 | 15 | 15 | 7 | 5.6234e-11 | 5spot_SharedNeighbor | Water | Porous | Wet | R245fa | MinimizeLCOE_Brownfield | IgnoreSilica | 151.2493 | 66.3519 | 7.83 | 4 | 3396.8398 | 4119.0588 | 69.2492 | 83.9726 | 174.2007 | 0 | 250.0984 | 9723114.6507 | 588586.4756 | 9414788.5147 | 8791753.2034 | 0 | 848700.3144 | 0 | 11453107.8319 | 29798637.2232 | 20338182.2056 | 90956870.4195 | 961560.8286 | 14470997.6721 | 14470997.6721 | 1478867.319 | 6670120.1387 | 0 | 106389428.9202 | 129009414.05 | 56234.1325 | 31.3201 | 3396.8398 | 4119.0588 | 69.2492 | 83.9726
1 | 4200 | 707 | 0.04 | 15 | 15 | 7 | 7.4989e-11 | 5spot_SharedNeighbor | Water | Porous | Wet | R245fa | MinimizeLCOE_Brownfield | IgnoreSilica | 158.4307 | 69.2009 | 8.2486 | 4 | 3311.178 | 3996.7476 | 67.5028 | 81.4791 | 173.8061 | 0 | 287.8102 | 10001815.7338 | 602411.5932 | 9739723.9263 | 9176209.6623 | 0 | 770515.9814 | 0 | 11813363.9899 | 30735949.8474 | 20977917.3315 | 93817908.0659 | 961560.8286 | 14470997.6721 | 14470997.6721 | 1478867.319 | 6670120.1387 | 0 | 109250466.5666 | 131870451.6963 | 74989.4209 | 32.9944 | 3311.178 | 3996.7476 | 67.5028 | 81.4791
1 | 4200 | 707 | 0.04 | 15 | 15 | 7 | 1e-10 | 5spot_SharedNeighbor | Water | Porous | Wet | R245fa | MinimizeLCOE_Brownfield | IgnoreSilica | 164.3038 | 71.5033 | 8.5919 | 4 | 3245.3631 | 3903.5418 | 66.1611 | 79.579 | 173.4702 | 0 | 276.8636 | 10223931.8843 | 613327.4068 | 10000500.1527 | 9492528.9828 | 0 | 698039.0141 | 0 | 12101047.7019 | 31484443.8541 | 21488779.8711 | 96102598.8678 | 961560.8286 | 14470997.6721 | 14470997.6721 | 1478867.319 | 6670120.1387 | 0 | 111535157.3685 | 134155142.4983 | 100000 | 34.3675 | 3245.3631 | 3903.5418 | 66.1611 | 79.579
1 | 4200 | 707 | 0.04 | 15 | 15 | 7 | 1.3335e-10 | 5spot_SharedNeighbor | Water | Porous | Wet | R245fa | MinimizeLCOE_Brownfield | IgnoreSilica | 168.742 | 73.2276 | 8.8575 | 4 | 3194.9485 | 3833.3873 | 65.1333 | 78.1488 | 173.2095 | 0 | 294.7581 | 10388002.8627 | 621247.6671 | 10194857.8666 | 9730486.7539 | 0 | 630452.0669 | 0 | 12310368.4147 | 32029053.4112 | 21860487.0844 | 97764956.1274 | 961560.8286 | 14470997.6721 | 14470997.6721 | 1478867.319 | 6670120.1387 | 0 | 113197514.6281 | 135817499.7579 | 133352.1432 | 35.4302 | 3194.9485 | 3833.3873 | 65.1333 | 78.1488
1 | 4200 | 707 | 0.04 | 15 | 15 | 7 | 1.7783e-10 | 5spot_SharedNeighbor | Water | Porous | Wet | R245fa | MinimizeLCOE_Brownfield | IgnoreSilica | 173.0003 | 74.8648 | 9.0936 | 4 | 3156.4646 | 3778.3297 | 64.3488 | 77.0264 | 172.9539 | 0 | 272.8198 | 10542205.049 | 628607.3145 | 10378668.6967 | 9957072.4165 | 0 | 580593.021 | 0 | 12513987.1341 | 32558827.5512 | 22222068.8207 | 99382030.0038 | 961560.8286 | 14470997.6721 | 14470997.6721 | 1478867.319 | 6670120.1387 | 0 | 114814588.5045 | 137434573.6343 | 177827.941 | 36.3744 | 3156.4646 | 3778.3297 | 64.3488 | 77.0264
1 | 4200 | 707 | 0.04 | 15 | 15 | 7 | 2.3714e-10 | 5spot_SharedNeighbor | Water | Porous | Wet | R245fa | MinimizeLCOE_Brownfield | IgnoreSilica | 175.5996 | 75.8441 | 9.2513 | 4 | 3127.0226 | 3738.2892 | 63.7486 | 76.2101 | 172.7945 | 0 | 283.8634 | 10634117.2334 | 633021.9103 | 10488206.0758 | 10092304.7205 | 0 | 530465.3358 | 0 | 12627464.9576 | 32854073.5704 | 22423580.2955 | 100283234.0994 | 961560.8286 | 14470997.6721 | 14470997.6721 | 1478867.319 | 6670120.1387 | 0 | 115715792.6 | 138335777.7298 | 237137.3706 | 37.0051 | 3127.0226 | 3738.2892 | 63.7486 | 76.2101
1 | 4200 | 707 | 0.04 | 15 | 15 | 7 | 3.1623e-10 | 5spot_SharedNeighbor | Water | Porous | Wet | R245fa | MinimizeLCOE_Brownfield | IgnoreSilica | 177.4554 | 76.5398 | 9.3676 | 4 | 3104.6562 | 3708.3315 | 63.2926 | 75.5994 | 172.6792 | 0 | 335.6789 | 10699026.7331 | 636113.5021 | 10565871.8011 | 10188566.4987 | 0 | 487766.8423 | 0 | 12705164.6972 | 33056232.3545 | 22561557.8196 | 100900300.2488 | 961560.8286 | 14470997.6721 | 14470997.6721 | 1478867.319 | 6670120.1387 | 0 | 116332858.7495 | 138952843.8793 | 316227.766 | 37.4704 | 3104.6562 | 3708.3315 | 63.2926 | 75.5994
1 | 4200 | 707 | 0.04 | 15 | 15 | 7 | 4.217e-10 | 5spot_SharedNeighbor | Water | Porous | Wet | R245fa | MinimizeLCOE_Brownfield | IgnoreSilica | 178.8929 | 77.0762 | 9.4572 | 4 | 3087.7037 | 3685.6609 | 62.947 | 75.1372 | 172.5886 | 0 | 296.2587 | 10748846.8003 | 638468.3088 | 10625686.5704 | 10262931.9391 | 0 | 453534.5061 | 0 | 12764492.5686 | 33210591.3061 | 22666910.9758 | 101371462.9751 | 961560.8286 | 14470997.6721 | 14470997.6721 | 1478867.319 | 6670120.1387 | 0 | 116804021.4758 | 139424006.6056 | 421696.5034 | 37.8288 | 3087.7037 | 3685.6609 | 62.947 | 75.1372
1 | 4200 | 707 | 0.04 | 15 | 15 | 7 | 5.6234e-10 | 5spot_SharedNeighbor | Water | Porous | Wet | R245fa | MinimizeLCOE_Brownfield | IgnoreSilica | 179.9381 | 77.465 | 9.5237 | 4 | 3074.8703 | 3668.6537 | 62.6854 | 74.7905 | 172.5222 | 0 | 320.4871 | 10784845.865 | 640161.3903 | 10669007.4275 | 10316910.8793 | 0 | 425785.0817 | 0 | 12806317.1511 | 33319410.2903 | 22741182.1685 | 101703620.2537 | 961560.8286 | 14470997.6721 | 14470997.6721 | 1478867.319 | 6670120.1387 | 0 | 117136178.7543 | 139756163.8841 | 562341.3252 | 38.0947 | 3074.8703 | 3668.6537 | 62.6854 | 74.7905
1 | 4200 | 707 | 0.04 | 15 | 15 | 7 | 7.4989e-10 | 5spot_SharedNeighbor | Water | Porous | Wet | R245fa | MinimizeLCOE_Brownfield | IgnoreSilica | 180.7151 | 77.7535 | 9.5735 | 4 | 3065.1706 | 3655.8609 | 62.4876 | 74.5297 | 172.4726 | 0 | 302.6589 | 10811487.7047 | 641409.8395 | 10701121.8929 | 10356991.4689 | 0 | 403811.8488 | 0 | 12836780.8744 | 33398670.6493 | 22795278.9922 | 101945553.2705 | 961560.8286 | 14470997.6721 | 14470997.6721 | 1478867.319 | 6670120.1387 | 0 | 117378111.7712 | 139998096.901 | 749894.2093 | 38.2942 | 3065.1706 | 3655.8609 | 62.4876 | 74.5297
1 | 4200 | 707 | 0.04 | 15 | 15 | 7 | 1e-09 | 5spot_SharedNeighbor | Water | Porous | Wet | R245fa | MinimizeLCOE_Brownfield | IgnoreSilica | 181.2681 | 77.9585 | 9.61 | 4 | 3057.8496 | 3646.2966 | 62.3384 | 74.3347 | 172.4372 | 0 | 304.6754 | 10830384.4938 | 642292.7521 | 10723930.4275 | 10385492.5571 | 0 | 386336.9629 | 0 | 12857690.5054 | 33453073.2202 | 22832409.8647 | 102111610.7837 | 961560.8286 | 14470997.6721 | 14470997.6721 | 1478867.319 | 6670120.1387 | 0 | 117544169.2844 | 140164154.4142 | 1000000 | 38.4401 | 3057.8496 | 3646.2966 | 62.3384 | 74.3347
1 | 4200 | 707 | 0.04 | 15 | 15 | 7 | 1.3335e-09 | 5spot_SharedNeighbor | Water | Porous | Wet | R245fa | MinimizeLCOE_Brownfield | IgnoreSilica | 181.6554 | 78.1019 | 9.6365 | 4 | 3052.3308 | 3639.1609 | 62.2259 | 74.1892 | 172.4123 | 0 | 314.2109 | 10843582.1375 | 642907.9675 | 10739876.0527 | 10405435.661 | 0 | 372519.3608 | 0 | 12871685.26 | 33489484.7009 | 22857261.4485 | 102222752.5891 | 961560.8286 | 14470997.6721 | 14470997.6721 | 1478867.319 | 6670120.1387 | 0 | 117655311.0898 | 140275296.2196 | 1333521.4322 | 38.5461 | 3052.3308 | 3639.1609 | 62.2259 | 74.1892
1 | 4200 | 707 | 0.04 | 15 | 15 | 7 | 1.7783e-09 | 5spot_SharedNeighbor | Water | Porous | Wet | R245fa | MinimizeLCOE_Brownfield | IgnoreSilica | 181.9527 | 78.2118 | 9.6567 | 4 | 3048.1749 | 3633.7809 | 62.1412 | 74.0795 | 172.3931 | 0 | 305.9066 | 10853696.5245 | 643378.8678 | 10752103.6505 | 10420737.7461 | 0 | 361980.3436 | 0 | 12882439.8817 | 33517466.0203 | 22876359.2739 | 102308162.3084 | 961560.8286 | 14470997.6721 | 14470997.6721 | 1478867.319 | 6670120.1387 | 0 | 117740720.8091 | 140360705.9389 | 1778279.41 | 38.6266 | 3048.1749 | 3633.7809 | 62.1412 | 74.0795
1 | 4200 | 707 | 0.04 | 15 | 15 | 7 | 2.3714e-09 | 5spot_SharedNeighbor | Water | Porous | Wet | R245fa | MinimizeLCOE_Brownfield | IgnoreSilica | 182.165 | 78.2903 | 9.6714 | 4 | 3045.0481 | 3629.7608 | 62.0774 | 73.9976 | 172.3794 | 0 | 305.9489 | 10860907.16 | 643714.1247 | 10760825.8326 | 10431658.4295 | 0 | 353811.2624 | 0 | 12889857.5556 | 33536765.2863 | 22889531.4195 | 102367071.0705 | 961560.8286 | 14470997.6721 | 14470997.6721 | 1478867.319 | 6670120.1387 | 0 | 117799629.5712 | 140419614.701 | 2371373.7057 | 38.6856 | 3045.0481 | 3629.7608 | 62.0774 | 73.9976
1 | 4200 | 707 | 0.04 | 15 | 15 | 7 | 3.1623e-09 | 5spot_SharedNeighbor | Water | Porous | Wet | R245fa | MinimizeLCOE_Brownfield | IgnoreSilica | 182.3204 | 78.3477 | 9.6824 | 4 | 3042.6972 | 3626.7491 | 62.0295 | 73.9362 | 172.3693 | 0 | 296.935 | 10866181.2489 | 643959.1193 | 10767208.0341 | 10439652.1144 | 0 | 347555.931 | 0 | 12895177.0146 | 33550605.4275 | 22898977.6002 | 102409316.49 | 961560.8286 | 14470997.6721 | 14470997.6721 | 1478867.319 | 6670120.1387 | 0 | 117841874.9907 | 140461860.1205 | 3162277.6602 | 38.7294 | 3042.6972 | 3626.7491 | 62.0295 | 73.9362
1 | 4200 | 707 | 0.04 | 15 | 15 | 7 | 4.217e-09 | 5spot_SharedNeighbor | Water | Porous | Wet | R245fa | MinimizeLCOE_Brownfield | IgnoreSilica | 182.4324 | 78.3891 | 9.6904 | 4 | 3040.9307 | 3624.4971 | 61.9935 | 73.8903 | 172.3621 | 0 | 294.2469 | 10869980.7583 | 644135.4717 | 10771807.3928 | 10445414.3739 | 0 | 342764.3686 | 0 | 12898899.9225 | 33560291.6701 | 22905588.6599 | 102438882.6177 | 961560.8286 | 14470997.6721 | 14470997.6721 | 1478867.319 | 6670120.1387 | 0 | 117871441.1184 | 140491426.2482 | 4216965.0343 | 38.7616 | 3040.9307 | 3624.4971 | 61.9935 | 73.8903
1 | 4200 | 707 | 0.04 | 15 | 15 | 7 | 5.6234e-09 | 5spot_SharedNeighbor | Water | Porous | Wet | R245fa | MinimizeLCOE_Brownfield | IgnoreSilica | 182.523 | 78.4225 | 9.6967 | 4 | 3039.604 | 3622.7926 | 61.9664 | 73.8555 | 172.3562 | 0 | 294.1037 | 10873051.7624 | 644278.0238 | 10775524.98 | 10450072.4639 | 0 | 339213.3313 | 0 | 12902034.8189 | 33568448.0276 | 22911155.5415 | 102463778.9494 | 961560.8286 | 14470997.6721 | 14470997.6721 | 1478867.319 | 6670120.1387 | 0 | 117896337.4501 | 140516322.5799 | 5623413.2519 | 38.7867 | 3039.604 | 3622.7926 | 61.9664 | 73.8555
1 | 4200 | 707 | 0.04 | 15 | 15 | 7 | 7.4989e-09 | 5spot_SharedNeighbor | Water | Porous | Wet | R245fa | MinimizeLCOE_Brownfield | IgnoreSilica | 182.5787 | 78.4431 | 9.701 | 4 | 3038.6079 | 3621.5394 | 61.9461 | 73.83 | 172.3526 | 0 | 279.3442 | 10874938.7681 | 644365.465 | 10777810.6554 | 10452937.2788 | 0 | 336399.2626 | 0 | 12903716.0576 | 33572822.2659 | 22914141.049 | 102477130.8024 | 961560.8286 | 14470997.6721 | 14470997.6721 | 1478867.319 | 6670120.1387 | 0 | 117909689.303 | 140529674.4328 | 7498942.0933 | 38.8039 | 3038.6079 | 3621.5394 | 61.9461 | 73.83
1 | 4200 | 707 | 0.04 | 15 | 15 | 7 | 1e-08 | 5spot_SharedNeighbor | Water | Porous | Wet | R245fa | MinimizeLCOE_Brownfield | IgnoreSilica | 180 | 77.4852 | 9.6115 | 4 | 3037.4847 | 3625.8448 | 61.9232 | 73.9178 | 172.5152 | 0 | 288.4741 | 10786564.6895 | 640218.5618 | 10671275.7437 | 10319835.1837 | 0 | 303362.3263 | 0 | 12761290.037 | 33202258.9756 | 22661223.9891 | 101346029.5066 | 961560.8286 | 14470997.6721 | 14470997.6721 | 1478867.319 | 6670120.1387 | 0 | 116778588.0073 | 139398573.1371 | 10000000 | 38.4458 | 3037.4847 | 3625.8448 | 61.9232 | 73.9178
1 | 4300 | 707 | 0.04 | 15 | 15 | 7 | 1e-13 | 5spot_SharedNeighbor | Water | Porous | Wet | R245fa | MinimizeLCOE_Brownfield | IgnoreSilica | 0.72086 | 0.13503 | 0.0035467 | 4 | 1178387.4127 | 2817474.609 | 24023.0213 | 57438.0308 | 109.5136 | 0 | 46.7184 | 93180.8809 | 3451.2336 | 69164.7131 | 49611.4647 | 0 | 53393.0755 | 0 | 104832.5334 | 272752.7479 | 186159.3549 | 832546.004 | 961560.8286 | 14923245.9986 | 14923245.9986 | 1478867.319 | 6851019.4693 | 0 | 16717352.8312 | 39970485.6181 | 100 | 0.014187 | 1178387.4127 | 2817474.609 | 24023.0213 | 57438.0308
1 | 4300 | 707 | 0.04 | 15 | 15 | 7 | 1.3335e-13 | 5spot_SharedNeighbor | Water | Porous | Wet | R245fa | MinimizeLCOE_Brownfield | IgnoreSilica | 0.92292 | 0.20644 | 0.0095758 | 4 | 443318.8622 | 1050402.4557 | 9037.6546 | 21413.8748 | 120.9706 | 0 | 62.6833 | 133302.7439 | 5362.4112 | 96341.8288 | 59692.5392 | 0 | 59047.0301 | 0 | 137961.1557 | 358946.6275 | 244988.4489 | 1095642.7853 | 961560.8286 | 14923245.9986 | 14923245.9986 | 1478867.319 | 6851019.4693 | 0 | 16980449.6125 | 40233582.3995 | 133.3521 | 0.038303 | 443318.8622 | 1050402.4557 | 9037.6546 | 21413.8748
1 | 4300 | 707 | 0.04 | 15 | 15 | 7 | 1.7783e-13 | 5spot_SharedNeighbor | Water | Porous | Wet | R245fa | MinimizeLCOE_Brownfield | IgnoreSilica | 1.2008 | 0.31414 | 0.019587 | 4 | 221372.3499 | 518159.5994 | 4512.9748 | 10563.3843 | 131.9847 | 0 | 57.5462 | 188355.7461 | 8207.6719 | 133781.7326 | 74322.6334 | 0 | 66590.4441 | 0 | 183790.7089 | 478185.7239 | 326371.5823 | 1459606.2431 | 961560.8286 | 14923245.9986 | 14923245.9986 | 1478867.319 | 6851019.4693 | 0 | 17344413.0703 | 40597545.8572 | 177.8279 | 0.07835 | 221372.3499 | 518159.5994 | 4512.9748 | 10563.3843
1 | 4300 | 707 | 0.04 | 15 | 15 | 7 | 2.3714e-13 | 5spot_SharedNeighbor | Water | Porous | Wet | R245fa | MinimizeLCOE_Brownfield | IgnoreSilica | 1.5686 | 0.46711 | 0.035012 | 4 | 127228.8965 | 293265.8493 | 2593.7331 | 5978.621 | 141.6987 | 0 | 69.3534 | 259269.3453 | 12144.8189 | 182554.8599 | 94696.0662 | 0 | 75545.2449 | 0 | 243442.0308 | 633386.2273 | 432299.1149 | 1933337.7083 | 961560.8286 | 14923245.9986 | 14923245.9986 | 1478867.319 | 6851019.4693 | 0 | 17818144.5355 | 41071277.3224 | 237.1374 | 0.14005 | 127228.8965 | 293265.8493 | 2593.7331 | 5978.621
1 | 4300 | 707 | 0.04 | 15 | 15 | 7 | 3.1623e-13 | 5spot_SharedNeighbor | Water | Porous | Wet | R245fa | MinimizeLCOE_Brownfield | IgnoreSilica | 2.0209 | 0.66423 | 0.056366 | 4 | 81509.4565 | 184643.2652 | 1661.6805 | 3764.2027 | 149.5011 | 0 | 343.5913 | 342355.6505 | 17024.6509 | 240703.1036 | 120459.4894 | 0 | 84291.755 | 0 | 313885.5133 | 816665.7188 | 557391.1339 | 2492777.0154 | 961560.8286 | 14923245.9986 | 14923245.9986 | 1478867.319 | 6851019.4693 | 0 | 18377583.8427 | 41630716.6296 | 316.2278 | 0.22547 | 81509.4565 | 184643.2652 | 1661.6805 | 3764.2027
1 | 4300 | 707 | 0.04 | 15 | 15 | 7 | 4.217e-13 | 5spot_SharedNeighbor | Water | Porous | Wet | R245fa | MinimizeLCOE_Brownfield | IgnoreSilica | 2.6433 | 0.94481 | 0.087645 | 4 | 54540.3166 | 120867.8222 | 1111.8781 | 2464.054 | 156.351 | 0 | 450.3876 | 450165.8789 | 23660.3291 | 317631.264 | 157203.7896 | 0 | 96124.6409 | 0 | 407466.502 | 1060144.2552 | 723570.238 | 3235966.8977 | 961560.8286 | 14923245.9986 | 14923245.9986 | 1478867.319 | 6851019.4693 | 0 | 19120773.7249 | 42373906.5118 | 421.6965 | 0.35058 | 54540.3166 | 120867.8222 | 1111.8781 | 2464.054
1 | 4300 | 707 | 0.04 | 15 | 15 | 7 | 5.6234e-13 | 5spot_SharedNeighbor | Water | Porous | Wet | R245fa | MinimizeLCOE_Brownfield | IgnoreSilica | 3.4601 | 1.3211 | 0.13076 | 4 | 38326.0767 | 82782.7279 | 781.3289 | 1687.6379 | 161.9134 | 0 | 604.7725 | 581708.2715 | 32047.0903 | 413792.5005 | 206080.612 | 0 | 110051.5285 | 0 | 524035.2011 | 1363432.0989 | 930570.4232 | 4161717.7261 | 961560.8286 | 14923245.9986 | 14923245.9986 | 1478867.319 | 6851019.4693 | 0 | 20046524.5533 | 43299657.3402 | 562.3413 | 0.52305 | 38326.0767 | 82782.7279 | 781.3289 | 1687.6379
1 | 4300 | 707 | 0.04 | 15 | 15 | 7 | 7.4989e-13 | 5spot_SharedNeighbor | Water | Porous | Wet | R245fa | MinimizeLCOE_Brownfield | IgnoreSilica | 4.5259 | 1.8169 | 0.18863 | 4 | 28070.4549 | 58888.477 | 572.2542 | 1200.5213 | 166.3411 | 0 | 78.8214 | 739591.0285 | 42344.9266 | 532405.075 | 269105.4758 | 0 | 126198.1952 | 0 | 666761.4335 | 1734776.4783 | 1184020.5925 | 5295203.2055 | 961560.8286 | 14923245.9986 | 14923245.9986 | 1478867.319 | 6851019.4693 | 0 | 21180010.0327 | 44433142.8196 | 749.8942 | 0.75453 | 28070.4549 | 58888.477 | 572.2542 | 1200.5213
1 | 4300 | 707 | 0.04 | 15 | 15 | 7 | 1e-12 | 5spot_SharedNeighbor | Water | Porous | Wet | R245fa | MinimizeLCOE_Brownfield | IgnoreSilica | 5.9459 | 2.4842 | 0.2678 | 4 | 21115.4371 | 42822.7091 | 430.4667 | 872.9988 | 169.8708 | 0 | 87.7247 | 934595.0671 | 55406.1528 | 682067.282 | 356085.2958 | 0 | 146141.5999 | 0 | 847975.205 | 2206257.5399 | 1505816.105 | 6734344.2475 | 961560.8286 | 14923245.9986 | 14923245.9986 | 1478867.319 | 6851019.4693 | 0 | 22619151.0748 | 45872283.8617 | 1000 | 1.0712 | 21115.4371 | 42822.7091 | 430.4667 | 872.9988
1 | 4300 | 707 | 0.04 | 15 | 15 | 7 | 1.3335e-12 | 5spot_SharedNeighbor | Water | Porous | Wet | R245fa | MinimizeLCOE_Brownfield | IgnoreSilica | 7.8562 | 3.3822 | 0.37439 | 4 | 16318.5614 | 31846.0535 | 332.6759 | 649.2249 | 172.5216 | 0 | 92.2308 | 1173692.8755 | 71506.9038 | 871355.2495 | 473468.4197 | 0 | 171451.5949 | 0 | 1076975.2669 | 2802068.7266 | 1912469.4826 | 8552988.5195 | 961560.8286 | 14923245.9986 | 14923245.9986 | 1478867.319 | 6851019.4693 | 0 | 24437795.3467 | 47690928.1337 | 1333.5214 | 1.4975 | 16318.5614 | 31846.0535 | 332.6759 | 649.2249
1 | 4300 | 707 | 0.04 | 15 | 15 | 7 | 1.7783e-12 | 5spot_SharedNeighbor | Water | Porous | Wet | R245fa | MinimizeLCOE_Brownfield | IgnoreSilica | 10.3842 | 4.5914 | 0.52022 | 4 | 12849.6003 | 24024.3077 | 261.9565 | 489.768 | 174.9022 | 0 | 102.1366 | 1469723.6431 | 91824.4945 | 1110814.2749 | 630485.8696 | 0 | 201405.6578 | 0 | 1366659.0366 | 3555766.4728 | 2426883.6814 | 10853563.1307 | 961560.8286 | 14923245.9986 | 14923245.9986 | 1478867.319 | 6851019.4693 | 0 | 26738369.9579 | 49991502.7448 | 1778.2794 | 2.0809 | 12849.6003 | 24024.3077 | 261.9565 | 489.768
1 | 4300 | 707 | 0.04 | 15 | 15 | 7 | 2.3714e-12 | 5spot_SharedNeighbor | Water | Porous | Wet | R245fa | MinimizeLCOE_Brownfield | IgnoreSilica | 13.7365 | 6.1814 | 0.71184 | 4 | 10388.6812 | 18555.2814 | 211.7873 | 378.2745 | 176.5835 | 0 | 75.8816 | 1825261.2138 | 116147.7779 | 1407383.6002 | 835139.916 | 0 | 237842.5997 | 0 | 1724492.292 | 4486775.2017 | 3062316.2692 | 13695358.8705 | 961560.8286 | 14923245.9986 | 14923245.9986 | 1478867.319 | 6851019.4693 | 0 | 29580165.6977 | 52833298.4846 | 2371.3737 | 2.8473 | 10388.6812 | 18555.2814 | 211.7873 | 378.2745
1 | 4300 | 707 | 0.04 | 15 | 15 | 7 | 3.1623e-12 | 5spot_SharedNeighbor | Water | Porous | Wet | R245fa | MinimizeLCOE_Brownfield | IgnoreSilica | 18.1922 | 8.3089 | 0.96759 | 4 | 8568.1994 | 14576.1934 | 174.6743 | 297.1554 | 177.8744 | 0 | 79.4306 | 2259921.1422 | 145579.5853 | 1781568.2034 | 1108620.4165 | 0 | 282561.1234 | 0 | 2175517.6836 | 5660250.7527 | 3863237.4453 | 17277256.3525 | 961560.8286 | 14923245.9986 | 14923245.9986 | 1478867.319 | 6851019.4693 | 0 | 33162063.1797 | 56415195.9666 | 3162.2777 | 3.8704 | 8568.1994 | 14576.1934 | 174.6743 | 297.1554
1 | 4300 | 707 | 0.04 | 15 | 15 | 7 | 4.217e-12 | 5spot_SharedNeighbor | Water | Porous | Wet | R245fa | MinimizeLCOE_Brownfield | IgnoreSilica | 24.1043 | 11.2299 | 1.3091 | 4 | 7210.1491 | 11650.8795 | 146.9886 | 237.5189 | 178.86 | 0 | 90.3421 | 2794193.8426 | 179267.1862 | 2267376.9339 | 1481314.4169 | 0 | 338915.4092 | 0 | 2753816.4376 | 7164865.4853 | 4890167.917 | 21869917.6286 | 961560.8286 | 14923245.9986 | 14923245.9986 | 1478867.319 | 6851019.4693 | 0 | 37754724.4558 | 61007857.2427 | 4216.965 | 5.2363 | 7210.1491 | 11650.8795 | 146.9886 | 237.5189
1 | 4300 | 707 | 0.04 | 15 | 15 | 7 | 5.6234e-12 | 5spot_SharedNeighbor | Water | Porous | Wet | R245fa | MinimizeLCOE_Brownfield | IgnoreSilica | 31.9117 | 15.0493 | 1.7577 | 4 | 6177.6025 | 9485.017 | 125.9388 | 193.3649 | 179.6086 | 0 | 99.2735 | 3438238.9024 | 220225.7168 | 2865615.8446 | 1963653.9439 | 0 | 406432.7106 | 0 | 3468725.1761 | 9024911.3749 | 6159687.4567 | 27547491.1259 | 961560.8286 | 14923245.9986 | 14923245.9986 | 1478867.319 | 6851019.4693 | 0 | 43432297.9531 | 66685430.7401 | 5623.4133 | 7.0306 | 6177.6025 | 9485.017 | 125.9388 | 193.3649
1 | 4300 | 707 | 0.04 | 15 | 15 | 7 | 7.4989e-12 | 5spot_SharedNeighbor | Water | Porous | Wet | R245fa | MinimizeLCOE_Brownfield | IgnoreSilica | 42.1675 | 20.0576 | 2.3459 | 4 | 5380.8267 | 7858.8537 | 109.6954 | 160.2134 | 180.1724 | 0 | 110.2025 | 4215736.4212 | 269551.9016 | 3605853.4038 | 2594483.3705 | 0 | 487954.8782 | 0 | 4357696.1904 | 11337831.6009 | 7738303.0368 | 34607410.8034 | 961560.8286 | 14923245.9986 | 14923245.9986 | 1478867.319 | 6851019.4693 | 0 | 50492217.6306 | 73745350.4175 | 7498.9421 | 9.3837 | 5380.8267 | 7858.8537 | 109.6954 | 160.2134
1 | 4300 | 707 | 0.04 | 15 | 15 | 7 | 1e-11 | 5spot_SharedNeighbor | Water | Porous | Wet | R245fa | MinimizeLCOE_Brownfield | IgnoreSilica | 55.4273 | 26.5237 | 3.1041 | 4 | 4764.2619 | 6637.0109 | 97.1259 | 135.3044 | 180.5587 | 0 | 115.9364 | 5140384.3594 | 327786.2627 | 4509121.0418 | 3408584.6575 | 0 | 584894.499 | 0 | 5448600.62 | 14176141.1515 | 9675507.6264 | 43271020.2182 | 961560.8286 | 14923245.9986 | 14923245.9986 | 1478867.319 | 6851019.4693 | 0 | 59155827.0455 | 82408959.8324 | 10000 | 12.4166 | 4764.2619 | 6637.0109 | 97.1259 | 135.3044
1 | 4300 | 707 | 0.04 | 15 | 15 | 7 | 1.3335e-11 | 5spot_SharedNeighbor | Water | Porous | Wet | R245fa | MinimizeLCOE_Brownfield | IgnoreSilica | 72.2601 | 34.6479 | 4.0547 | 4 | 4289.2698 | 5722.9777 | 87.4426 | 116.6706 | 180.6877 | 0 | 120.704 | 6215143.172 | 395203.5652 | 5583754.294 | 4439003.4293 | 0 | 699133.0967 | 0 | 6759572.6473 | 17587021.4492 | 12003503.5162 | 53682335.1698 | 961560.8286 | 14923245.9986 | 14923245.9986 | 1478867.319 | 6851019.4693 | 0 | 69567141.997 | 92820274.7839 | 13335.2143 | 16.2189 | 4289.2698 | 5722.9777 | 87.4426 | 116.6706
1 | 4300 | 707 | 0.04 | 15 | 15 | 7 | 1.7783e-11 | 5spot_SharedNeighbor | Water | Porous | Wet | R245fa | MinimizeLCOE_Brownfield | IgnoreSilica | 92.9058 | 44.3475 | 5.1843 | 4 | 3932.9868 | 5054.3212 | 80.1793 | 103.0392 | 180.3979 | 0 | 133.8732 | 7408079.8488 | 469737.5742 | 6802678.6048 | 5693010.1051 | 0 | 830317.3185 | 0 | 8269491.146 | 21515519.6561 | 14684784.265 | 65673618.5184 | 961560.8286 | 14923245.9986 | 14923245.9986 | 1478867.319 | 6851019.4693 | 0 | 81558425.3456 | 104811558.1325 | 17782.7941 | 20.737 | 3932.9868 | 5054.3212 | 80.1793 | 103.0392
1 | 4300 | 707 | 0.04 | 15 | 15 | 7 | 2.3714e-11 | 5spot_SharedNeighbor | Water | Porous | Wet | R245fa | MinimizeLCOE_Brownfield | IgnoreSilica | 117.0326 | 55.1456 | 6.4272 | 4 | 3678.5757 | 4583.0513 | 74.9927 | 93.4317 | 179.5534 | 0 | 143.9485 | 8649102.9177 | 546514.5929 | 8098715.0811 | 7135119.9392 | 0 | 976143.7277 | 0 | 9908182.5408 | 25779058.5236 | 17594737.149 | 78687574.472 | 961560.8286 | 14923245.9986 | 14923245.9986 | 1478867.319 | 6851019.4693 | 0 | 94572381.2992 | 117825514.0861 | 23713.7371 | 25.709 | 3678.5757 | 4583.0513 | 74.9927 | 93.4317
1 | 4300 | 707 | 0.04 | 15 | 15 | 7 | 3.1623e-11 | 5spot_SharedNeighbor | Water | Porous | Wet | R245fa | MinimizeLCOE_Brownfield | IgnoreSilica | 140.8787 | 64.9549 | 7.5785 | 4 | 3500.983 | 4268.0619 | 71.3723 | 87.0102 | 178.3696 | 0 | 131.5282 | 9724151.5488 | 614000.6334 | 9231257.891 | 8478553.9994 | 0 | 1088669.5684 | 0 | 11363287.12 | 29564942.1556 | 20178680.52 | 90243543.4366 | 961560.8286 | 14923245.9986 | 14923245.9986 | 1478867.319 | 6851019.4693 | 0 | 106128350.2638 | 129381483.0507 | 31622.7766 | 30.3139 | 3500.983 | 4268.0619 | 71.3723 | 87.0102
1 | 4300 | 707 | 0.04 | 15 | 15 | 7 | 4.217e-11 | 5spot_SharedNeighbor | Water | Porous | Wet | R245fa | MinimizeLCOE_Brownfield | IgnoreSilica | 147.8176 | 67.616 | 8.0742 | 4 | 3367.2731 | 4087.253 | 68.6464 | 83.3242 | 178.0003 | 0 | 194.4545 | 10011528.2623 | 632712.51 | 9531770.6563 | 8845636.1651 | 0 | 962256.7972 | 0 | 11693722.7125 | 30424667.7855 | 20765460.928 | 92867755.8169 | 961560.8286 | 14923245.9986 | 14923245.9986 | 1478867.319 | 6851019.4693 | 0 | 108752562.6441 | 132005695.431 | 42169.6503 | 32.2969 | 3367.2731 | 4087.253 | 68.6464 | 83.3242
1 | 4300 | 707 | 0.04 | 15 | 15 | 7 | 5.6234e-11 | 5spot_SharedNeighbor | Water | Porous | Wet | R245fa | MinimizeLCOE_Brownfield | IgnoreSilica | 155.2325 | 70.6535 | 8.5548 | 4 | 3266.4628 | 3945.9986 | 66.5913 | 80.4445 | 177.5875 | 0 | 210.1921 | 10315008.5009 | 648777.1137 | 9875353.7795 | 9256632.6473 | 0 | 864156.4726 | 0 | 12074372.1204 | 31415039.463 | 21441409.948 | 95890750.0454 | 961560.8286 | 14923245.9986 | 14923245.9986 | 1478867.319 | 6851019.4693 | 0 | 111775556.8726 | 135028689.6595 | 56234.1325 | 34.2191 | 3266.4628 | 3945.9986 | 66.5913 | 80.4445
1 | 4300 | 707 | 0.04 | 15 | 15 | 7 | 7.4989e-11 | 5spot_SharedNeighbor | Water | Porous | Wet | R245fa | MinimizeLCOE_Brownfield | IgnoreSilica | 161.9092 | 73.3492 | 8.9722 | 4 | 3188.948 | 3836.8671 | 65.011 | 78.2197 | 177.1974 | 0 | 271.7559 | 10579331.9932 | 662430.0815 | 10178149.4408 | 9624019.5581 | 0 | 778834.9413 | 0 | 12410878.7458 | 32290560.6753 | 22038971.1655 | 98563176.6015 | 961560.8286 | 14923245.9986 | 14923245.9986 | 1478867.319 | 6851019.4693 | 0 | 114447983.4287 | 137701116.2156 | 74989.4209 | 35.8889 | 3188.948 | 3836.8671 | 65.011 | 78.2197
1 | 4300 | 707 | 0.04 | 15 | 15 | 7 | 1e-10 | 5spot_SharedNeighbor | Water | Porous | Wet | R245fa | MinimizeLCOE_Brownfield | IgnoreSilica | 166.6667 | 75.2552 | 9.2864 | 4 | 3129.5473 | 3755.548 | 63.8001 | 76.5619 | 176.9083 | 0 | 251.608 | 10762812.8644 | 671598.5444 | 10391193.7151 | 9885196.9375 | 0 | 693359.0066 | 0 | 12637622.8165 | 32880502.2357 | 22441618.4026 | 100363904.5229 | 961560.8286 | 14923245.9986 | 14923245.9986 | 1478867.319 | 6851019.4693 | 0 | 116248711.3501 | 139501844.137 | 100000 | 37.1455 | 3129.5473 | 3755.548 | 63.8001 | 76.5619
1 | 4300 | 707 | 0.04 | 15 | 15 | 7 | 1.3335e-10 | 5spot_SharedNeighbor | Water | Porous | Wet | R245fa | MinimizeLCOE_Brownfield | IgnoreSilica | 170.8271 | 76.9249 | 9.551 | 4 | 3084.2326 | 3692.8914 | 62.8763 | 75.2846 | 176.6492 | 0 | 283.9446 | 10920546.8185 | 679137.9635 | 10577273.3242 | 10114624.7206 | 0 | 623018.9756 | 0 | 12836694.7029 | 33398446.4489 | 22795125.9708 | 101944868.9251 | 961560.8286 | 14923245.9986 | 14923245.9986 | 1478867.319 | 6851019.4693 | 0 | 117829675.7523 | 141082808.5393 | 133352.1432 | 38.2039 | 3084.2326 | 3692.8914 | 62.8763 | 75.2846
1 | 4300 | 707 | 0.04 | 15 | 15 | 7 | 1.7783e-10 | 5spot_SharedNeighbor | Water | Porous | Wet | R245fa | MinimizeLCOE_Brownfield | IgnoreSilica | 174.0649 | 78.2161 | 9.7577 | 4 | 3049.631 | 3645.3932 | 62.1709 | 74.3163 | 176.4437 | 0 | 299.4105 | 11041278.6341 | 684812.5778 | 10720725.1756 | 10292788.5346 | 0 | 562482.235 | 0 | 12987813.9912 | 33791627.8382 | 23063480.3481 | 103145009.3346 | 961560.8286 | 14923245.9986 | 14923245.9986 | 1478867.319 | 6851019.4693 | 0 | 119029816.1618 | 142282948.9488 | 177827.941 | 39.0309 | 3049.631 | 3645.3932 | 62.1709 | 74.3163
1 | 4300 | 707 | 0.04 | 15 | 15 | 7 | 2.3714e-10 | 5spot_SharedNeighbor | Water | Porous | Wet | R245fa | MinimizeLCOE_Brownfield | IgnoreSilica | 176.4297 | 79.1544 | 9.9126 | 4 | 3023.2809 | 3609.7337 | 61.6337 | 73.5893 | 176.2912 | 0 | 311.36 | 11128311.2601 | 688846.4753 | 10824732.4343 | 10422695.1692 | 0 | 510232.2423 | 0 | 13094178.8566 | 34068367.3996 | 23252360.7852 | 103989724.6226 | 961560.8286 | 14923245.9986 | 14923245.9986 | 1478867.319 | 6851019.4693 | 0 | 119874531.4498 | 143127664.2367 | 237137.3706 | 39.6505 | 3023.2809 | 3609.7337 | 61.6337 | 73.5893
1 | 4300 | 707 | 0.04 | 15 | 15 | 7 | 3.1623e-10 | 5spot_SharedNeighbor | Water | Porous | Wet | R245fa | MinimizeLCOE_Brownfield | IgnoreSilica | 178.1741 | 79.844 | 10.029 | 4 | 3003.2553 | 3582.9046 | 61.2254 | 73.0424 | 176.1774 | 0 | 302.4543 | 11191890.7803 | 691762.0566 | 10901040.9168 | 10518405.4114 | 0 | 466616.1212 | 0 | 13170188.9617 | 34266130.1011 | 23387337.8926 | 104593372.2418 | 961560.8286 | 14923245.9986 | 14923245.9986 | 1478867.319 | 6851019.4693 | 0 | 120478179.069 | 143731311.8559 | 316227.766 | 40.1159 | 3003.2553 | 3582.9046 | 61.2254 | 73.0424
1 | 4300 | 707 | 0.04 | 15 | 15 | 7 | 4.217e-10 | 5spot_SharedNeighbor | Water | Porous | Wet | R245fa | MinimizeLCOE_Brownfield | IgnoreSilica | 179.4265 | 80.3377 | 10.1148 | 4 | 2988.063 | 3562.7918 | 60.9157 | 72.6323 | 176.0949 | 0 | 291.4608 | 11237210.4597 | 693823.296 | 10955611.2059 | 10587062.8607 | 0 | 430583.0361 | 0 | 13222673.4348 | 34402683.9341 | 23480538.6895 | 105010186.9168 | 961560.8286 | 14923245.9986 | 14923245.9986 | 1478867.319 | 6851019.4693 | 0 | 120894993.744 | 144148126.5309 | 421696.5034 | 40.4593 | 2988.063 | 3562.7918 | 60.9157 | 72.6323
1 | 4300 | 707 | 0.04 | 15 | 15 | 7 | 5.6234e-10 | 5spot_SharedNeighbor | Water | Porous | Wet | R245fa | MinimizeLCOE_Brownfield | IgnoreSilica | 180.3324 | 80.694 | 10.1784 | 4 | 2976.5564 | 3547.6978 | 60.6811 | 72.3246 | 176.0348 | 0 | 306.3789 | 11269818.4495 | 695297.3933 | 10994968.8082 | 10636691.997 | 0 | 401425.9544 | 0 | 13259299.015 | 34497976.1808 | 23545577.6059 | 105301055.4042 | 961560.8286 | 14923245.9986 | 14923245.9986 | 1478867.319 | 6851019.4693 | 0 | 121185862.2315 | 144438995.0184 | 562341.3252 | 40.7134 | 2976.5564 | 3547.6978 | 60.6811 | 72.3246
1 | 4300 | 707 | 0.04 | 15 | 15 | 7 | 7.4989e-10 | 5spot_SharedNeighbor | Water | Porous | Wet | R245fa | MinimizeLCOE_Brownfield | IgnoreSilica | 181.4922 | 81.148 | 10.2445 | 4 | 2967.8429 | 3535.2991 | 60.5035 | 72.0719 | 175.9581 | 0 | 300.774 | 11311328.3261 | 697180.1376 | 11045057.7205 | 10699748.1652 | 0 | 383705.9797 | 0 | 13313437.9284 | 34638834.528 | 23641716.3223 | 105731009.1079 | 961560.8286 | 14923245.9986 | 14923245.9986 | 1478867.319 | 6851019.4693 | 0 | 121615815.9351 | 144868948.7221 | 749894.2093 | 40.9778 | 2967.8429 | 3535.2991 | 60.5035 | 72.0719
1 | 4300 | 707 | 0.04 | 15 | 15 | 7 | 1e-09 | 5spot_SharedNeighbor | Water | Porous | Wet | R245fa | MinimizeLCOE_Brownfield | IgnoreSilica | 181.9649 | 81.3318 | 10.279 | 4 | 2961.2567 | 3526.8062 | 60.3692 | 71.8987 | 175.9264 | 0 | 320.0346 | 11328096.1017 | 697937.5729 | 11065324.4153 | 10725242.0024 | 0 | 365368.7244 | 0 | 13330967.8385 | 34684443.7584 | 23672845.5591 | 105870225.9728 | 961560.8286 | 14923245.9986 | 14923245.9986 | 1478867.319 | 6851019.4693 | 0 | 121755032.8 | 145008165.5869 | 1000000 | 41.116 | 2961.2567 | 3526.8062 | 60.3692 | 71.8987
1 | 4300 | 707 | 0.04 | 15 | 15 | 7 | 1.3335e-09 | 5spot_SharedNeighbor | Water | Porous | Wet | R245fa | MinimizeLCOE_Brownfield | IgnoreSilica | 182.2956 | 81.4603 | 10.3041 | 4 | 2956.2894 | 3520.463 | 60.268 | 71.7694 | 175.9041 | 0 | 334.5103 | 11339800.6282 | 698464.7927 | 11079486.0688 | 10743071.5722 | 0 | 350915.4213 | 0 | 13342578.0085 | 34714651.039 | 23693462.6488 | 105962430.1795 | 961560.8286 | 14923245.9986 | 14923245.9986 | 1478867.319 | 6851019.4693 | 0 | 121847237.0067 | 145100369.7936 | 1333521.4322 | 41.2163 | 2956.2894 | 3520.463 | 60.268 | 71.7694
1 | 4300 | 707 | 0.04 | 15 | 15 | 7 | 1.7783e-09 | 5spot_SharedNeighbor | Water | Porous | Wet | R245fa | MinimizeLCOE_Brownfield | IgnoreSilica | 182.5392 | 81.5548 | 10.3227 | 4 | 2952.5472 | 3515.7004 | 60.1917 | 71.6723 | 175.8877 | 0 | 337.2915 | 11348407.7356 | 698851.812 | 11089907.0275 | 10756199.3107 | 0 | 339758.9874 | 0 | 13350918.7006 | 34736351.8089 | 23708273.8702 | 106028669.2531 | 961560.8286 | 14923245.9986 | 14923245.9986 | 1478867.319 | 6851019.4693 | 0 | 121913476.0803 | 145166608.8672 | 1778279.41 | 41.2909 | 2952.5472 | 3515.7004 | 60.1917 | 71.6723
1 | 4300 | 707 | 0.04 | 15 | 15 | 7 | 2.3714e-09 | 5spot_SharedNeighbor | Water | Porous | Wet | R245fa | MinimizeLCOE_Brownfield | IgnoreSilica | 182.7024 | 81.6181 | 10.336 | 4 | 2949.7305 | 3512.1603 | 60.1342 | 71.6001 | 175.8766 | 0 | 350.4839 | 11354163.8878 | 699110.0281 | 11096881.6759 | 10764990.2696 | 0 | 331013.0722 | 0 | 13356001.9841 | 34749577.4699 | 23717300.6556 | 106069039.0433 | 961560.8286 | 14923245.9986 | 14923245.9986 | 1478867.319 | 6851019.4693 | 0 | 121953845.8705 | 145206978.6574 | 2371373.7057 | 41.3441 | 2949.7305 | 3512.1603 | 60.1342 | 71.6001
1 | 4300 | 707 | 0.04 | 15 | 15 | 7 | 3.1623e-09 | 5spot_SharedNeighbor | Water | Porous | Wet | R245fa | MinimizeLCOE_Brownfield | IgnoreSilica | 182.8339 | 81.6692 | 10.3463 | 4 | 2947.6121 | 3509.481 | 60.0911 | 71.5455 | 175.8677 | 0 | 354.405 | 11358801.9126 | 699318.086 | 11102502.0291 | 10772075.7211 | 0 | 324461.0319 | 0 | 13360291.9245 | 34760739.0147 | 23724918.6393 | 106103108.3592 | 961560.8286 | 14923245.9986 | 14923245.9986 | 1478867.319 | 6851019.4693 | 0 | 121987915.1864 | 145241047.9734 | 3162277.6602 | 41.3853 | 2947.6121 | 3509.481 | 60.0911 | 71.5455
1 | 4300 | 707 | 0.04 | 15 | 15 | 7 | 4.217e-09 | 5spot_SharedNeighbor | Water | Porous | Wet | R245fa | MinimizeLCOE_Brownfield | IgnoreSilica | 182.9265 | 81.7051 | 10.3538 | 4 | 2946.0199 | 3507.481 | 60.0586 | 71.5047 | 175.8614 | 0 | 354.2724 | 11362064.9674 | 699464.2697 | 11106457.928 | 10777064.3137 | 0 | 319423.784 | 0 | 13363145.3525 | 34768163.0492 | 23729985.6954 | 106125769.3599 | 961560.8286 | 14923245.9986 | 14923245.9986 | 1478867.319 | 6851019.4693 | 0 | 122010576.1871 | 145263708.974 | 4216965.0343 | 41.4154 | 2946.0199 | 3507.481 | 60.0586 | 71.5047
1 | 4300 | 707 | 0.04 | 15 | 15 | 7 | 5.6234e-09 | 5spot_SharedNeighbor | Water | Porous | Wet | R245fa | MinimizeLCOE_Brownfield | IgnoreSilica | 180 | 80.5604 | 10.2449 | 4 | 2944.5266 | 3511.9589 | 60.0282 | 71.596 | 176.0533 | 0 | 339.6426 | 11257404.2865 | 694700.2141 | 10980248.9104 | 10618264.5502 | 0 | 279554.5704 | 0 | 13193767.2873 | 34327476.0678 | 23429207.7754 | 104780623.662 | 961560.8286 | 14923245.9986 | 14923245.9986 | 1478867.319 | 6851019.4693 | 0 | 120665430.4892 | 143918563.2762 | 5623413.2519 | 40.9796 | 2944.5266 | 3511.9589 | 60.0282 | 71.596
1 | 4300 | 707 | 0.04 | 15 | 15 | 7 | 7.4989e-09 | 5spot_SharedNeighbor | Water | Porous | Wet | R245fa | MinimizeLCOE_Brownfield | IgnoreSilica | 181.2358 | 81.0459 | 10.2953 | 4 | 2943.4953 | 3508.1482 | 60.0071 | 71.5183 | 175.9726 | 0 | 340.7111 | 11301853.5894 | 696723.9775 | 11033818.1002 | 10685716.1127 | 0 | 290121.6059 | 0 | 13263211.0204 | 34508154.4165 | 23552524.4609 | 105332123.2836 | 961560.8286 | 14923245.9986 | 14923245.9986 | 1478867.319 | 6851019.4693 | 0 | 121216930.1108 | 144470062.8977 | 7498942.0933 | 41.1813 | 2943.4953 | 3508.1482 | 60.0071 | 71.5183
1 | 4300 | 707 | 0.04 | 15 | 15 | 7 | 1e-08 | 5spot_SharedNeighbor | Water | Porous | Wet | R245fa | MinimizeLCOE_Brownfield | IgnoreSilica | 181.687 | 81.2219 | 10.3144 | 4 | 2942.7892 | 3506.3972 | 59.9927 | 71.4827 | 175.9429 | 0 | 513.0979 | 11317957.4004 | 697458.3027 | 11053227.9118 | 10710098.8742 | 0 | 292641.2682 | 0 | 13287839.6653 | 34572233.0985 | 23596259.4781 | 105527715.9992 | 961560.8286 | 14923245.9986 | 14923245.9986 | 1478867.319 | 6851019.4693 | 0 | 121412522.8264 | 144665655.6133 | 10000000 | 41.2576 | 2942.7892 | 3506.3972 | 59.9927 | 71.4827
1 | 4400 | 707 | 0.04 | 15 | 15 | 7 | 1e-13 | 5spot_SharedNeighbor | Water | Porous | Wet | R245fa | MinimizeLCOE_Brownfield | IgnoreSilica | 0.74031 | 0.1441 | 0.0044334 | 4 | 970466.5559 | 2317877.751 | 19784.2734 | 47253.0731 | 111.8972 | 0 | 51.7458 | 98860.0625 | 3724.2946 | 72730.4476 | 50787.5078 | 0 | 53814.8783 | 0 | 109167.7044 | 284031.9736 | 193857.6582 | 866974.5271 | 961560.8286 | 15381354.416 | 15381354.416 | 1478867.319 | 7034262.8363 | 0 | 17209889.7717 | 41104374.3429 | 100 | 0.017734 | 970466.5559 | 2317877.751 | 19784.2734 | 47253.0731
1 | 4400 | 707 | 0.04 | 15 | 15 | 7 | 1.3335e-13 | 5spot_SharedNeighbor | Water | Porous | Wet | R245fa | MinimizeLCOE_Brownfield | IgnoreSilica | 0.95719 | 0.22394 | 0.011352 | 4 | 385410.2121 | 911626.4453 | 7857.1085 | 18584.7382 | 124.0446 | 0 | 49.9995 | 143297.0264 | 5892.3248 | 102601.1439 | 61859.3496 | 0 | 60176.1918 | 0 | 145792.1543 | 379321.2793 | 258894.5674 | 1157834.0376 | 961560.8286 | 15381354.416 | 15381354.416 | 1478867.319 | 7034262.8363 | 0 | 17500749.2822 | 41395233.8534 | 133.3521 | 0.045408 | 385410.2121 | 911626.4453 | 7857.1085 | 18584.7382
1 | 4400 | 707 | 0.04 | 15 | 15 | 7 | 1.7783e-13 | 5spot_SharedNeighbor | Water | Porous | Wet | R245fa | MinimizeLCOE_Brownfield | IgnoreSilica | 1.235 | 0.33621 | 0.022307 | 4 | 200311.0235 | 468104.3087 | 4083.6112 | 9542.9395 | 134.9026 | 0 | 44.93 | 200160.047 | 8909.4071 | 140969.5454 | 76924.1833 | 0 | 67121.6748 | 0 | 192693.0945 | 501347.905 | 342180.2468 | 1530306.1039 | 961560.8286 | 15381354.416 | 15381354.416 | 1478867.319 | 7034262.8363 | 0 | 17873221.3485 | 41767705.9198 | 177.8279 | 0.089227 | 200311.0235 | 468104.3087 | 4083.6112 | 9542.9395
1 | 4400 | 707 | 0.04 | 15 | 15 | 7 | 2.3714e-13 | 5spot_SharedNeighbor | Water | Porous | Wet | R245fa | MinimizeLCOE_Brownfield | IgnoreSilica | 1.6125 | 0.49963 | 0.039373 | 4 | 116657.8442 | 268378.1179 | 2378.2279 | 5471.2509 | 144.7821 | 0 | 262.8858 | 275345.147 | 13200.7953 | 192258.7946 | 98428.0229 | 0 | 76048.9874 | 0 | 255559.8814 | 664914.3889 | 453817.7331 | 2029573.7507 | 961560.8286 | 15381354.416 | 15381354.416 | 1478867.319 | 7034262.8363 | 0 | 18372488.9953 | 42266973.5665 | 237.1374 | 0.15749 | 116657.8442 | 268378.1179 | 2378.2279 | 5471.2509
1 | 4400 | 707 | 0.04 | 15 | 15 | 7 | 3.1623e-13 | 5spot_SharedNeighbor | Water | Porous | Wet | R245fa | MinimizeLCOE_Brownfield | IgnoreSilica | 2.0793 | 0.71158 | 0.063075 | 4 | 75177.4657 | 169883.7992 | 1532.5943 | 3463.311 | 152.7516 | 0 | 346.8593 | 364095.1421 | 18581.1494 | 253780.2766 | 125990.8057 | 0 | 84890.4623 | 0 | 330461.7561 | 859793.7023 | 586826.8688 | 2624420.1633 | 961560.8286 | 15381354.416 | 15381354.416 | 1478867.319 | 7034262.8363 | 0 | 18967335.4079 | 42861819.9792 | 316.2278 | 0.2523 | 75177.4657 | 169883.7992 | 1532.5943 | 3463.311
1 | 4400 | 707 | 0.04 | 15 | 15 | 7 | 4.217e-13 | 5spot_SharedNeighbor | Water | Porous | Wet | R245fa | MinimizeLCOE_Brownfield | IgnoreSilica | 2.7211 | 1.0124 | 0.097634 | 4 | 50580.1134 | 111763.7758 | 1031.144 | 2278.4557 | 159.7305 | 0 | 461.625 | 478817.0014 | 25879.0407 | 334947.8981 | 164661.592 | 0 | 96828.3824 | 0 | 429442.2267 | 1117320.5831 | 762594.2566 | 3410490.981 | 961560.8286 | 15381354.416 | 15381354.416 | 1478867.319 | 7034262.8363 | 0 | 19753406.2256 | 43647890.7969 | 421.6965 | 0.39054 | 50580.1134 | 111763.7758 | 1031.144 | 2278.4557
1 | 4400 | 707 | 0.04 | 15 | 15 | 7 | 5.6234e-13 | 5spot_SharedNeighbor | Water | Porous | Wet | R245fa | MinimizeLCOE_Brownfield | IgnoreSilica | 3.5379 | 1.4021 | 0.14381 | 4 | 35978.2755 | 77517.8326 | 733.4658 | 1580.3059 | 165.254 | 0 | 608.8287 | 614144.9352 | 34802.2056 | 433056.6736 | 213580.6166 | 0 | 109723.6462 | 0 | 548070.1501 | 1425966.1059 | 973251.1679 | 4352595.5011 | 961560.8286 | 15381354.416 | 15381354.416 | 1478867.319 | 7034262.8363 | 0 | 20695510.7457 | 44589995.3169 | 562.3413 | 0.57522 | 35978.2755 | 77517.8326 | 733.4658 | 1580.3059
1 | 4400 | 707 | 0.04 | 15 | 15 | 7 | 7.4989e-13 | 5spot_SharedNeighbor | Water | Porous | Wet | R245fa | MinimizeLCOE_Brownfield | IgnoreSilica | 4.6379 | 1.9364 | 0.20846 | 4 | 26281.5548 | 54937.3477 | 535.785 | 1119.9721 | 169.8083 | 0 | 78.4023 | 784544.5563 | 46492.8726 | 558841.3711 | 282874.21 | 0 | 126203.0562 | 0 | 701592.8658 | 1825400.7204 | 1245873.4999 | 5571823.1523 | 961560.8286 | 15381354.416 | 15381354.416 | 1478867.319 | 7034262.8363 | 0 | 21914738.3969 | 45809222.9681 | 749.8942 | 0.83384 | 26281.5548 | 54937.3477 | 535.785 | 1119.9721
1 | 4400 | 707 | 0.04 | 15 | 15 | 7 | 1e-12 | 5spot_SharedNeighbor | Water | Porous | Wet | R245fa | MinimizeLCOE_Brownfield | IgnoreSilica | 6.1117 | 2.6587 | 0.29664 | 4 | 19769.59 | 39907.3741 | 403.0298 | 813.5658 | 173.4344 | 0 | 77.8793 | 994605.2264 | 61193.4343 | 718305.1067 | 376190.6702 | 0 | 146801.5107 | 0 | 895867.4198 | 2330863.2587 | 1590862.0685 | 7114688.6954 | 961560.8286 | 15381354.416 | 15381354.416 | 1478867.319 | 7034262.8363 | 0 | 23457603.94 | 47352088.5113 | 1000 | 1.1865 | 19769.59 | 39907.3741 | 403.0298 | 813.5658
1 | 4400 | 707 | 0.04 | 15 | 15 | 7 | 1.3335e-12 | 5spot_SharedNeighbor | Water | Porous | Wet | R245fa | MinimizeLCOE_Brownfield | IgnoreSilica | 8.0459 | 3.6014 | 0.41243 | 4 | 15363.6834 | 29847.7948 | 313.2095 | 608.4877 | 176.0645 | 0 | 83.9599 | 1244931.9562 | 78908.3781 | 913883.2235 | 497663.4817 | 0 | 171253.2945 | 0 | 1133589.7302 | 2949367.9469 | 2013004.2272 | 9002602.2383 | 961560.8286 | 15381354.416 | 15381354.416 | 1478867.319 | 7034262.8363 | 0 | 25345517.4829 | 49240002.0542 | 1333.5214 | 1.6497 | 15363.6834 | 29847.7948 | 313.2095 | 608.4877
1 | 4400 | 707 | 0.04 | 15 | 15 | 7 | 1.7783e-12 | 5spot_SharedNeighbor | Water | Porous | Wet | R245fa | MinimizeLCOE_Brownfield | IgnoreSilica | 10.6205 | 4.9122 | 0.57246 | 4 | 12134.2868 | 22569.3781 | 247.3738 | 460.1073 | 178.5169 | 0 | 103.1994 | 1559505.5065 | 100670.496 | 1170057.9194 | 662854.9453 | 0 | 201287.9433 | 0 | 1440806.9561 | 3748684.1496 | 2558553.9599 | 11442421.8761 | 961560.8286 | 15381354.416 | 15381354.416 | 1478867.319 | 7034262.8363 | 0 | 27785337.1207 | 51679821.692 | 1778.2794 | 2.2898 | 12134.2868 | 22569.3781 | 247.3738 | 460.1073
1 | 4400 | 707 | 0.04 | 15 | 15 | 7 | 2.3714e-12 | 5spot_SharedNeighbor | Water | Porous | Wet | R245fa | MinimizeLCOE_Brownfield | IgnoreSilica | 14.0608 | 6.6949 | 0.78308 | 4 | 9850.1184 | 17478.4891 | 200.808 | 356.3226 | 180.2368 | 0 | 71.35 | 1939950.2978 | 125046.0555 | 1498933.8345 | 881425.1385 | 0 | 239695.2528 | 0 | 1827169.7259 | 4753920.8227 | 3244648.6448 | 14510789.7725 | 961560.8286 | 15381354.416 | 15381354.416 | 1478867.319 | 7034262.8363 | 0 | 30853705.0171 | 54748189.5884 | 2371.3737 | 3.1323 | 9850.1184 | 17478.4891 | 200.808 | 356.3226
1 | 4400 | 707 | 0.04 | 15 | 15 | 7 | 3.1623e-12 | 5spot_SharedNeighbor | Water | Porous | Wet | R245fa | MinimizeLCOE_Brownfield | IgnoreSilica | 18.6138 | 9.0439 | 1.0607 | 4 | 8167.0181 | 13798.7397 | 166.4957 | 281.306 | 181.551 | 0 | 76.9445 | 2398830.367 | 154345.659 | 1906634.8079 | 1165607.0936 | 0 | 285761.7841 | 0 | 2305360.0875 | 5998074.0534 | 4093808.7896 | 18308422.6422 | 961560.8286 | 15381354.416 | 15381354.416 | 1478867.319 | 7034262.8363 | 0 | 34651337.8868 | 58545822.458 | 3162.2777 | 4.2428 | 8167.0181 | 13798.7397 | 166.4957 | 281.306
1 | 4400 | 707 | 0.04 | 15 | 15 | 7 | 4.217e-12 | 5spot_SharedNeighbor | Water | Porous | Wet | R245fa | MinimizeLCOE_Brownfield | IgnoreSilica | 24.6574 | 12.1626 | 1.4292 | 4 | 6894.4189 | 11074.0717 | 140.5521 | 225.7599 | 182.5554 | 0 | 91.7251 | 2957839.3529 | 189917.19 | 2416598.4693 | 1542731.8833 | 0 | 341932.7713 | 0 | 2905117.67 | 7558520.2559 | 5158845.3867 | 23071502.9794 | 961560.8286 | 15381354.416 | 15381354.416 | 1478867.319 | 7034262.8363 | 0 | 39414418.224 | 63308902.7953 | 4216.965 | 5.7169 | 6894.4189 | 11074.0717 | 140.5521 | 225.7599
1 | 4400 | 707 | 0.04 | 15 | 15 | 7 | 5.6234e-12 | 5spot_SharedNeighbor | Water | Porous | Wet | R245fa | MinimizeLCOE_Brownfield | IgnoreSilica | 32.6279 | 16.2763 | 1.9153 | 4 | 5920.8862 | 9039.7861 | 120.7053 | 184.2883 | 183.3177 | 0 | 108.0664 | 3635481.8286 | 232881.7466 | 3050905.0702 | 2039931.6533 | 0 | 409783.1788 | 0 | 3653903.5562 | 9506707.5347 | 6488523.2357 | 29018117.8042 | 961560.8286 | 15381354.416 | 15381354.416 | 1478867.319 | 7034262.8363 | 0 | 45361033.0488 | 69255517.62 | 5623.4133 | 7.6612 | 5920.8862 | 9039.7861 | 120.7053 | 184.2883
1 | 4400 | 707 | 0.04 | 15 | 15 | 7 | 7.4989e-12 | 5spot_SharedNeighbor | Water | Porous | Wet | R245fa | MinimizeLCOE_Brownfield | IgnoreSilica | 43.0689 | 21.6641 | 2.5518 | 4 | 5167.8315 | 7508.7582 | 105.3532 | 153.0762 | 183.8899 | 0 | 115.2607 | 4452553.7 | 284489.0527 | 3835106.1707 | 2690929.9294 | 0 | 491388.5056 | 0 | 4584242.2698 | 11927258.0286 | 8140598.6852 | 36406566.3421 | 961560.8286 | 15381354.416 | 15381354.416 | 1478867.319 | 7034262.8363 | 0 | 52749481.5867 | 76643966.1579 | 7498.9421 | 10.2073 | 5167.8315 | 7508.7582 | 105.3532 | 153.0762
1 | 4400 | 707 | 0.04 | 15 | 15 | 7 | 1e-11 | 5spot_SharedNeighbor | Water | Porous | Wet | R245fa | MinimizeLCOE_Brownfield | IgnoreSilica | 56.5916 | 28.6251 | 3.3735 | 4 | 4582.2842 | 6353.0272 | 93.4161 | 129.5151 | 184.2762 | 0 | 109.7989 | 5426433.9068 | 345756.3667 | 4792726.8602 | 3533528.8555 | 0 | 588962.8816 | 0 | 5728089.4596 | 14903313.7811 | 10171817.8881 | 45490629.9996 | 961560.8286 | 15381354.416 | 15381354.416 | 1478867.319 | 7034262.8363 | 0 | 61833545.2442 | 85728029.8155 | 10000 | 13.494 | 4582.2842 | 6353.0272 | 93.4161 | 129.5151
1 | 4400 | 707 | 0.04 | 15 | 15 | 7 | 1.3335e-11 | 5spot_SharedNeighbor | Water | Porous | Wet | R245fa | MinimizeLCOE_Brownfield | IgnoreSilica | 73.6757 | 37.3233 | 4.3985 | 4 | 4131.5601 | 5489.6526 | 84.2274 | 111.914 | 184.3822 | 0 | 123.1022 | 6552733.2084 | 416325.8388 | 5926102.6548 | 4594865.9501 | 0 | 702985.3754 | 0 | 7095275.0807 | 18460450.319 | 12599636.6671 | 56348375.0943 | 961560.8286 | 15381354.416 | 15381354.416 | 1478867.319 | 7034262.8363 | 0 | 72691290.3389 | 96585774.9102 | 13335.2143 | 17.5942 | 4131.5601 | 5489.6526 | 84.2274 | 111.914
1 | 4400 | 707 | 0.04 | 15 | 15 | 7 | 1.7783e-11 | 5spot_SharedNeighbor | Water | Porous | Wet | R245fa | MinimizeLCOE_Brownfield | IgnoreSilica | 94.5842 | 47.6775 | 5.6129 | 4 | 3793.2821 | 4857.5425 | 77.3312 | 99.0276 | 184.0361 | 0 | 121.2105 | 7799921.5235 | 494158.3285 | 7208338.5274 | 5884152.132 | 0 | 834025.3301 | 0 | 8666032.3781 | 22547238.6003 | 15388953.6441 | 68822820.4639 | 961560.8286 | 15381354.416 | 15381354.416 | 1478867.319 | 7034262.8363 | 0 | 85165735.7085 | 109060220.2798 | 17782.7941 | 22.4517 | 3793.2821 | 4857.5425 | 77.3312 | 99.0276
1 | 4400 | 707 | 0.04 | 15 | 15 | 7 | 2.3714e-11 | 5spot_SharedNeighbor | Water | Porous | Wet | R245fa | MinimizeLCOE_Brownfield | IgnoreSilica | 118.889 | 59.1203 | 6.9438 | 4 | 3551.2998 | 4411.5863 | 72.3981 | 89.9362 | 183.1015 | 0 | 122.5947 | 9091572.0924 | 574463.469 | 8561971.9291 | 7363396.0461 | 0 | 978765.8238 | 0 | 10362366.0505 | 26960750.8499 | 18401266.4431 | 82294552.7039 | 961560.8286 | 15381354.416 | 15381354.416 | 1478867.319 | 7034262.8363 | 0 | 98637467.9485 | 122531952.5197 | 23713.7371 | 27.775 | 3551.2998 | 4411.5863 | 72.3981 | 89.9362
1 | 4400 | 707 | 0.04 | 15 | 15 | 7 | 3.1623e-11 | 5spot_SharedNeighbor | Water | Porous | Wet | R245fa | MinimizeLCOE_Brownfield | IgnoreSilica | 142.477 | 69.5244 | 8.1711 | 4 | 3386.1571 | 4117.2257 | 69.0314 | 83.9352 | 181.8359 | 0 | 154.7532 | 10205375.1463 | 643491.532 | 9747523.2423 | 8772509.5447 | 0 | 1087549.7229 | 0 | 11878015.1834 | 30904158.9913 | 21092723.5286 | 94331346.8916 | 961560.8286 | 15381354.416 | 15381354.416 | 1478867.319 | 7034262.8363 | 0 | 110674262.1362 | 134568746.7075 | 31622.7766 | 32.6843 | 3386.1571 | 4117.2257 | 69.0314 | 83.9352
1 | 4400 | 707 | 0.04 | 15 | 15 | 7 | 4.217e-11 | 5spot_SharedNeighbor | Water | Porous | Wet | R245fa | MinimizeLCOE_Brownfield | IgnoreSilica | 153.0387 | 74.0047 | 8.8466 | 4 | 3262.016 | 3937.2585 | 66.5006 | 80.2663 | 181.2389 | 0 | 200.853 | 10670244.6957 | 672246.3951 | 10246892.0347 | 9397094.3636 | 0 | 1005895.583 | 0 | 12477025.4981 | 32462660.9562 | 22156433.1436 | 99088492.6701 | 961560.8286 | 15381354.416 | 15381354.416 | 1478867.319 | 7034262.8363 | 0 | 115431407.9147 | 139325892.4859 | 42169.6503 | 35.3865 | 3262.016 | 3937.2585 | 66.5006 | 80.2663
1 | 4400 | 707 | 0.04 | 15 | 15 | 7 | 5.6234e-11 | 5spot_SharedNeighbor | Water | Porous | Wet | R245fa | MinimizeLCOE_Brownfield | IgnoreSilica | 161.8077 | 77.6162 | 9.4119 | 4 | 3166.2082 | 3800.8944 | 64.5474 | 77.4864 | 180.7136 | 0 | 230.0411 | 11039195.8349 | 695046.0637 | 10645022.0965 | 9911323.1926 | 0 | 918701.7979 | 0 | 12951622.7044 | 33697465.5337 | 22999212.6404 | 102857589.864 | 961560.8286 | 15381354.416 | 15381354.416 | 1478867.319 | 7034262.8363 | 0 | 119200505.1086 | 143094989.6798 | 56234.1325 | 37.6477 | 3166.2082 | 3800.8944 | 64.5474 | 77.4864
1 | 4400 | 707 | 0.04 | 15 | 15 | 7 | 7.4989e-11 | 5spot_SharedNeighbor | Water | Porous | Wet | R245fa | MinimizeLCOE_Brownfield | IgnoreSilica | 168.6741 | 80.372 | 9.8632 | 4 | 3092.6562 | 3698.3066 | 63.048 | 75.395 | 180.284 | 0 | 259.303 | 11317474.6512 | 712229.9789 | 10946328.228 | 10311029.6602 | 0 | 830394.0079 | 0 | 13305808.0452 | 34618983.1372 | 23628167.3401 | 105670415.0487 | 961560.8286 | 15381354.416 | 15381354.416 | 1478867.319 | 7034262.8363 | 0 | 122013330.2933 | 145907814.8645 | 74989.4209 | 39.4526 | 3092.6562 | 3698.3066 | 63.048 | 75.395
1 | 4400 | 707 | 0.04 | 15 | 15 | 7 | 1e-10 | 5spot_SharedNeighbor | Water | Porous | Wet | R245fa | MinimizeLCOE_Brownfield | IgnoreSilica | 173.6117 | 82.3154 | 10.2029 | 4 | 3036.4304 | 3621.9113 | 61.9017 | 73.8376 | 179.9647 | 0 | 296.0581 | 11511828.5766 | 724175.8451 | 11157615.2933 | 10596858.9009 | 0 | 743210.631 | 0 | 13546138.8063 | 35244274.4788 | 24054941.5292 | 107579044.0613 | 961560.8286 | 15381354.416 | 15381354.416 | 1478867.319 | 7034262.8363 | 0 | 123921959.3059 | 147816443.8771 | 100000 | 40.8117 | 3036.4304 | 3621.9113 | 61.9017 | 73.8376
1 | 4400 | 707 | 0.04 | 15 | 15 | 7 | 1.3335e-10 | 5spot_SharedNeighbor | Water | Porous | Wet | R245fa | MinimizeLCOE_Brownfield | IgnoreSilica | 177.8233 | 83.9595 | 10.4825 | 4 | 2993.6465 | 3563.5128 | 61.0295 | 72.647 | 179.687 | 0 | 348.372 | 11673280.1152 | 733741.9906 | 11335910.4041 | 10836717.7396 | 0 | 671134.8284 | 0 | 13747806.1804 | 35768971.6186 | 24413058.1085 | 109180620.9854 | 961560.8286 | 15381354.416 | 15381354.416 | 1478867.319 | 7034262.8363 | 0 | 125523536.23 | 149418020.8013 | 133352.1432 | 41.93 | 2993.6465 | 3563.5128 | 61.0295 | 72.647
1 | 4400 | 707 | 0.04 | 15 | 15 | 7 | 1.7783e-10 | 5spot_SharedNeighbor | Water | Porous | Wet | R245fa | MinimizeLCOE_Brownfield | IgnoreSilica | 181.9527 | 85.5605 | 10.7348 | 4 | 2960.9275 | 3517.3999 | 60.3625 | 71.707 | 179.4182 | 0 | 322.3473 | 11829597.8294 | 742990.8466 | 11508885.653 | 11071653.9738 | 0 | 619520.5448 | 0 | 13951333.0505 | 36298506.7856 | 24774476.7409 | 110796965.4245 | 961560.8286 | 15381354.416 | 15381354.416 | 1478867.319 | 7034262.8363 | 0 | 127139880.6691 | 151034365.2404 | 177827.941 | 42.9392 | 2960.9275 | 3517.3999 | 60.3625 | 71.707
1 | 4400 | 707 | 0.04 | 15 | 15 | 7 | 2.3714e-10 | 5spot_SharedNeighbor | Water | Porous | Wet | R245fa | MinimizeLCOE_Brownfield | IgnoreSilica | 180 | 84.7987 | 10.7252 | 4 | 2936.5772 | 3493.5469 | 59.8661 | 71.2207 | 179.5401 | 0 | 811.6354 | 11755282.5531 | 738587.1171 | 11426666.6382 | 10960307.1709 | 0 | 517871.6752 | 0 | 13805498.9102 | 35919076.2671 | 24515507.6155 | 109638797.9472 | 961560.8286 | 15381354.416 | 15381354.416 | 1478867.319 | 7034262.8363 | 0 | 125981713.1918 | 149876197.763 | 237137.3706 | 42.9009 | 2936.5772 | 3493.5469 | 59.8661 | 71.2207
1 | 4400 | 707 | 0.04 | 15 | 15 | 7 | 3.1623e-10 | 5spot_SharedNeighbor | Water | Porous | Wet | R245fa | MinimizeLCOE_Brownfield | IgnoreSilica | 191.5434 | 89.0144 | 11.2149 | 4 | 2917.5882 | 3450.2387 | 59.479 | 70.3378 | 178.741 | 0 | 389.3609 | 12169367.0238 | 764058.1551 | 11878934.3511 | 11583338.6633 | 0 | 585098.5089 | 0 | 14422510.7138 | 37524414.4137 | 25611183.8869 | 114538905.7166 | 961560.8286 | 15381354.416 | 15381354.416 | 1478867.319 | 7034262.8363 | 0 | 130881820.9612 | 154776305.5324 | 316227.766 | 44.8596 | 2917.5882 | 3450.2387 | 59.479 | 70.3378
1 | 4400 | 707 | 0.04 | 15 | 15 | 7 | 4.217e-10 | 5spot_SharedNeighbor | Water | Porous | Wet | R245fa | MinimizeLCOE_Brownfield | IgnoreSilica | 192.964 | 89.4888 | 11.3082 | 4 | 2902.8412 | 3431.098 | 59.1783 | 69.9476 | 178.643 | 0 | 381.3583 | 12217247.09 | 767296.1165 | 11929278.4575 | 11651985.6137 | 0 | 551096.4448 | 0 | 14475592.4518 | 37662522.2072 | 25705445.2938 | 114960463.6752 | 961560.8286 | 15381354.416 | 15381354.416 | 1478867.319 | 7034262.8363 | 0 | 131303378.9198 | 155197863.491 | 421696.5034 | 45.2327 | 2902.8412 | 3431.098 | 59.1783 | 69.9476
1 | 4400 | 707 | 0.04 | 15 | 15 | 7 | 5.6234e-10 | 5spot_SharedNeighbor | Water | Porous | Wet | R245fa | MinimizeLCOE_Brownfield | IgnoreSilica | 193.9944 | 89.8305 | 11.3772 | 4 | 2891.7057 | 3416.7558 | 58.9513 | 69.6552 | 178.5716 | 0 | 357.8416 | 12251714.1526 | 769630.7181 | 11965506.8024 | 11701564.7592 | 0 | 523778.1385 | 0 | 14512755.8826 | 37759213.831 | 25771439.3139 | 115255603.5983 | 961560.8286 | 15381354.416 | 15381354.416 | 1478867.319 | 7034262.8363 | 0 | 131598518.8429 | 155493003.4141 | 562341.3252 | 45.509 | 2891.7057 | 3416.7558 | 58.9513 | 69.6552
1 | 4400 | 707 | 0.04 | 15 | 15 | 7 | 7.4989e-10 | 5spot_SharedNeighbor | Water | Porous | Wet | R245fa | MinimizeLCOE_Brownfield | IgnoreSilica | 194.7519 | 90.0805 | 11.4287 | 4 | 2883.308 | 3405.9943 | 58.7801 | 69.4358 | 178.519 | 0 | 317.7974 | 12276917.706 | 771339.8417 | 11991991.576 | 11737905.9497 | 0 | 502245.1967 | 0 | 14539356.1054 | 37828422.1541 | 25818675.4165 | 115466853.9461 | 961560.8286 | 15381354.416 | 15381354.416 | 1478867.319 | 7034262.8363 | 0 | 131809769.1907 | 155704253.762 | 749894.2093 | 45.7148 | 2883.308 | 3405.9943 | 58.7801 | 69.4358
1 | 4400 | 707 | 0.04 | 15 | 15 | 7 | 1e-09 | 5spot_SharedNeighbor | Water | Porous | Wet | R245fa | MinimizeLCOE_Brownfield | IgnoreSilica | 197.5 | 91.0417 | 11.5486 | 4 | 2876.9616 | 3394.2226 | 58.6508 | 69.1958 | 178.3595 | 0 | 316.6695 | 12372957.5735 | 777734.4879 | 12093795.9719 | 11874741.2517 | 0 | 512872.0342 | 0 | 14676519.5145 | 38185293.2086 | 26062247.2442 | 116556161.2865 | 961560.8286 | 15381354.416 | 15381354.416 | 1478867.319 | 7034262.8363 | 0 | 132899076.5311 | 156793561.1023 | 1000000 | 46.1942 | 2876.9616 | 3394.2226 | 58.6508 | 69.1958
1 | 4400 | 707 | 0.04 | 15 | 15 | 7 | 1.3335e-09 | 5spot_SharedNeighbor | Water | Porous | Wet | R245fa | MinimizeLCOE_Brownfield | IgnoreSilica | 197.5 | 91.0405 | 11.5629 | 4 | 2872.1853 | 3388.8049 | 58.5534 | 69.0854 | 178.3589 | 0 | 315.0909 | 12372850.2977 | 777729.7509 | 12093665.359 | 11874629.9867 | 0 | 495169.1977 | 0 | 14669477.3909 | 38166971.0475 | 26049741.9928 | 116500235.0232 | 961560.8286 | 15381354.416 | 15381354.416 | 1478867.319 | 7034262.8363 | 0 | 132843150.2678 | 156737634.8391 | 1333521.4322 | 46.2516 | 2872.1853 | 3388.8049 | 58.5534 | 69.0854
1 | 4400 | 707 | 0.04 | 15 | 15 | 7 | 1.7783e-09 | 5spot_SharedNeighbor | Water | Porous | Wet | R245fa | MinimizeLCOE_Brownfield | IgnoreSilica | 197.5 | 91.0396 | 11.5736 | 4 | 2868.5996 | 3384.7396 | 58.4803 | 69.0025 | 178.3585 | 0 | 300.6305 | 12372769.8044 | 777726.1966 | 12093567.3554 | 11874546.501 | 0 | 481701.1982 | 0 | 14664121.3117 | 38153035.628 | 26040230.7826 | 116457698.7778 | 961560.8286 | 15381354.416 | 15381354.416 | 1478867.319 | 7034262.8363 | 0 | 132800614.0224 | 156695098.5937 | 1778279.41 | 46.2946 | 2868.5996 | 3384.7396 | 58.4803 | 69.0025
1 | 4400 | 707 | 0.04 | 15 | 15 | 7 | 2.3714e-09 | 5spot_SharedNeighbor | Water | Porous | Wet | R245fa | MinimizeLCOE_Brownfield | IgnoreSilica | 197.5 | 91.0389 | 11.5817 | 4 | 2865.9081 | 3381.6891 | 58.4254 | 68.9403 | 178.3581 | 0 | 323.3177 | 12372709.4161 | 777723.53 | 12093493.8306 | 11874483.8681 | 0 | 471486.8511 | 0 | 14660060.0233 | 38142468.989 | 26033018.8343 | 116425445.3424 | 961560.8286 | 15381354.416 | 15381354.416 | 1478867.319 | 7034262.8363 | 0 | 132768360.587 | 156662845.1583 | 2371373.7057 | 46.3268 | 2865.9081 | 3381.6891 | 58.4254 | 68.9403
1 | 4400 | 707 | 0.04 | 15 | 15 | 7 | 3.1623e-09 | 5spot_SharedNeighbor | Water | Porous | Wet | R245fa | MinimizeLCOE_Brownfield | IgnoreSilica | 197.5 | 91.0384 | 11.5877 | 4 | 2863.888 | 3379.4002 | 58.3842 | 68.8936 | 178.3578 | 0 | 336.6788 | 12372664.1161 | 777721.5296 | 12093438.6765 | 11874436.8845 | 0 | 463759.6861 | 0 | 14656988.1482 | 38134476.5999 | 26027563.8646 | 116401049.5055 | 961560.8286 | 15381354.416 | 15381354.416 | 1478867.319 | 7034262.8363 | 0 | 132743964.7501 | 156638449.3213 | 3162277.6602 | 46.351 | 2863.888 | 3379.4002 | 58.3842 | 68.8936
1 | 4400 | 707 | 0.04 | 15 | 15 | 7 | 4.217e-09 | 5spot_SharedNeighbor | Water | Porous | Wet | R245fa | MinimizeLCOE_Brownfield | IgnoreSilica | 197.5 | 91.038 | 11.5923 | 4 | 2862.3722 | 3377.683 | 58.3533 | 68.8586 | 178.3576 | 0 | 305.855 | 12372630.1374 | 777720.0292 | 12093397.3064 | 11874401.6432 | 0 | 457925.8491 | 0 | 14654669.2364 | 38128443.2672 | 26023445.991 | 116382633.4598 | 961560.8286 | 15381354.416 | 15381354.416 | 1478867.319 | 7034262.8363 | 0 | 132725548.7044 | 156620033.2757 | 4216965.0343 | 46.3691 | 2862.3722 | 3377.683 | 58.3533 | 68.8586
1 | 4400 | 707 | 0.04 | 15 | 15 | 7 | 5.6234e-09 | 5spot_SharedNeighbor | Water | Porous | Wet | R245fa | MinimizeLCOE_Brownfield | IgnoreSilica | 197.5 | 91.0377 | 11.5957 | 4 | 2861.2348 | 3376.3948 | 58.3301 | 68.8324 | 178.3575 | 0 | 342.6364 | 12372604.6521 | 777718.9038 | 12093366.2774 | 11874375.211 | 0 | 453528.4071 | 0 | 14652921.4461 | 38123895.8752 | 26020342.3026 | 116368753.0753 | 961560.8286 | 15381354.416 | 15381354.416 | 1478867.319 | 7034262.8363 | 0 | 132711668.3199 | 156606152.8912 | 5623413.2519 | 46.3827 | 2861.2348 | 3376.3948 | 58.3301 | 68.8324
1 | 4400 | 707 | 0.04 | 15 | 15 | 7 | 7.4989e-09 | 5spot_SharedNeighbor | Water | Porous | Wet | R245fa | MinimizeLCOE_Brownfield | IgnoreSilica | 197.5 | 91.0375 | 11.5982 | 4 | 2860.3816 | 3375.4284 | 58.3127 | 68.8127 | 178.3574 | 0 | 319.2431 | 12372585.5382 | 777718.0598 | 12093343.0057 | 11874355.3869 | 0 | 450217.776 | 0 | 14651605.709 | 38120472.5971 | 26018005.8449 | 116358303.9176 | 961560.8286 | 15381354.416 | 15381354.416 | 1478867.319 | 7034262.8363 | 0 | 132701219.1622 | 156595703.7335 | 7498942.0933 | 46.3928 | 2860.3816 | 3375.4284 | 58.3127 | 68.8127
1 | 4400 | 707 | 0.04 | 15 | 15 | 7 | 1e-08 | 5spot_SharedNeighbor | Water | Porous | Wet | R245fa | MinimizeLCOE_Brownfield | IgnoreSilica | 197.5 | 91.0373 | 11.6001 | 4 | 2859.7415 | 3374.7036 | 58.2997 | 68.7979 | 178.3573 | 0 | 340.4758 | 12372570.9165 | 777717.4141 | 12093325.2034 | 11874340.222 | 0 | 447727.6109 | 0 | 14650615.7331 | 38117896.883 | 26016247.8671 | 116350441.85 | 961560.8286 | 15381354.416 | 15381354.416 | 1478867.319 | 7034262.8363 | 0 | 132693357.0946 | 156587841.6659 | 10000000 | 46.4005 | 2859.7415 | 3374.7036 | 58.2997 | 68.7979
1 | 4500 | 707 | 0.04 | 15 | 15 | 7 | 1e-13 | 5spot_SharedNeighbor | Water | Porous | Wet | R245fa | MinimizeLCOE_Brownfield | IgnoreSilica | 0.75975 | 0.15354 | 0.0053922 | 4 | 821049.5113 | 1958990.3906 | 16738.2048 | 39936.6688 | 114.2818 | 0 | 58.1146 | 104721.3967 | 4012.358 | 76384.5661 | 51974.2204 | 0 | 54192.7047 | 0 | 113601.2459 | 295567.1391 | 201730.6457 | 902184.2768 | 961560.8286 | 15845322.9242 | 15845322.9242 | 1478867.319 | 7219850.2396 | 0 | 17709068.0296 | 42253108.5124 | 100 | 0.021569 | 821049.5113 | 1958990.3906 | 16738.2048 | 39936.6688
1 | 4500 | 707 | 0.04 | 15 | 15 | 7 | 1.3335e-13 | 5spot_SharedNeighbor | Water | Porous | Wet | R245fa | MinimizeLCOE_Brownfield | IgnoreSilica | 0.97664 | 0.23634 | 0.012915 | 4 | 348539.2788 | 823639.4274 | 7105.4446 | 16791.0038 | 126.4168 | 0 | 56.7558 | 150511.4571 | 6293.0046 | 106948.497 | 63239.3381 | 0 | 60100.4776 | 0 | 150966.182 | 392783.0382 | 268082.4944 | 1198924.489 | 961560.8286 | 15845322.9242 | 15845322.9242 | 1478867.319 | 7219850.2396 | 0 | 18005808.2418 | 42549848.7246 | 133.3521 | 0.051661 | 348539.2788 | 823639.4274 | 7105.4446 | 16791.0038
1 | 4500 | 707 | 0.04 | 15 | 15 | 7 | 1.7783e-13 | 5spot_SharedNeighbor | Water | Porous | Wet | R245fa | MinimizeLCOE_Brownfield | IgnoreSilica | 1.2739 | 0.36118 | 0.025368 | 4 | 181493.155 | 423376.3589 | 3699.9835 | 8631.0997 | 137.9674 | 0 | 57.5443 | 213278.6321 | 9706.1924 | 148979.9168 | 79746.1329 | 0 | 67891.577 | 0 | 202644.956 | 527240.6072 | 359852.5481 | 1609340.5625 | 961560.8286 | 15845322.9242 | 15845322.9242 | 1478867.319 | 7219850.2396 | 0 | 18416224.3154 | 42960264.7982 | 177.8279 | 0.10147 | 181493.155 | 423376.3589 | 3699.9835 | 8631.0997
1 | 4500 | 707 | 0.04 | 15 | 15 | 7 | 2.3714e-13 | 5spot_SharedNeighbor | Water | Porous | Wet | R245fa | MinimizeLCOE_Brownfield | IgnoreSilica | 1.6514 | 0.53111 | 0.04382 | 4 | 107981.5863 | 248007.6725 | 2201.3507 | 5055.9719 | 147.7585 | 0 | 285.5075 | 290880.7597 | 14260.3823 | 201499.01 | 101790.5781 | 0 | 76154.9442 | 0 | 266988.413 | 694649.0839 | 474112.2734 | 2120335.4447 | 961560.8286 | 15845322.9242 | 15845322.9242 | 1478867.319 | 7219850.2396 | 0 | 18927219.1976 | 43471259.6804 | 237.1374 | 0.17528 | 107981.5863 | 248007.6725 | 2201.3507 | 5055.9719
1 | 4500 | 707 | 0.04 | 15 | 15 | 7 | 3.1623e-13 | 5spot_SharedNeighbor | Water | Porous | Wet | R245fa | MinimizeLCOE_Brownfield | IgnoreSilica | 2.1376 | 0.76085 | 0.070228 | 4 | 69650.31 | 157022.4937 | 1419.9158 | 3201.1159 | 155.9994 | 0 | 374.9821 | 386511.6933 | 20245.0418 | 267172.1394 | 131438.2735 | 0 | 85370.4345 | 0 | 347387.6572 | 903831.425 | 616883.5194 | 2758840.1841 | 961560.8286 | 15845322.9242 | 15845322.9242 | 1478867.319 | 7219850.2396 | 0 | 19565723.9369 | 44109764.4197 | 316.2278 | 0.28091 | 69650.31 | 157022.4937 | 1419.9158 | 3201.1159
1 | 4500 | 707 | 0.04 | 15 | 15 | 7 | 4.217e-13 | 5spot_SharedNeighbor | Water | Porous | Wet | R245fa | MinimizeLCOE_Brownfield | IgnoreSilica | 2.7794 | 1.074 | 0.10751 | 4 | 47375.9712 | 104447.9456 | 965.8233 | 2129.3126 | 162.9405 | 0 | 494.7431 | 505384.7046 | 28086.2536 | 350379.0211 | 171462.0503 | 0 | 96466.4755 | 0 | 449193.6169 | 1168709.649 | 797668.35 | 3567350.121 | 961560.8286 | 15845322.9242 | 15845322.9242 | 1478867.319 | 7219850.2396 | 0 | 20374233.8739 | 44918274.3567 | 421.6965 | 0.43005 | 47375.9712 | 104447.9456 | 965.8233 | 2129.3126
1 | 4500 | 707 | 0.04 | 15 | 15 | 7 | 5.6234e-13 | 5spot_SharedNeighbor | Water | Porous | Wet | R245fa | MinimizeLCOE_Brownfield | IgnoreSilica | 3.6351 | 1.499 | 0.1593 | 4 | 33576.1397 | 72093.9205 | 684.495 | 1469.7321 | 168.6946 | 0 | 665.6408 | 652556.6363 | 38213.6004 | 455729.5387 | 224750.8088 | 0 | 110151.3555 | 0 | 577746.7565 | 1503178.5483 | 1025950.2464 | 4588277.491 | 961560.8286 | 15845322.9242 | 15845322.9242 | 1478867.319 | 7219850.2396 | 0 | 21395161.2438 | 45939201.7266 | 562.3413 | 0.63721 | 33576.1397 | 72093.9205 | 684.495 | 1469.7321
1 | 4500 | 707 | 0.04 | 15 | 15 | 7 | 7.4989e-13 | 5spot_SharedNeighbor | Water | Porous | Wet | R245fa | MinimizeLCOE_Brownfield | IgnoreSilica | 4.7622 | 2.0689 | 0.23049 | 4 | 24603.9681 | 51225.8264 | 501.5852 | 1044.3078 | 173.3103 | 0 | 89.9856 | 833675.9444 | 51245.011 | 587754.1438 | 298201.6337 | 0 | 126533.7661 | 0 | 739990.0946 | 1925302.4333 | 1314058.4718 | 5876761.4987 | 961560.8286 | 15845322.9242 | 15845322.9242 | 1478867.319 | 7219850.2396 | 0 | 22683645.2515 | 47227685.7343 | 749.8942 | 0.92195 | 24603.9681 | 51225.8264 | 501.5852 | 1044.3078
1 | 4500 | 707 | 0.04 | 15 | 15 | 7 | 1e-12 | 5spot_SharedNeighbor | Water | Porous | Wet | R245fa | MinimizeLCOE_Brownfield | IgnoreSilica | 6.258 | 2.8271 | 0.32637 | 4 | 18603.7243 | 37404.3566 | 379.2621 | 762.5384 | 176.9554 | 0 | 73.1347 | 1054125.8436 | 67577.6718 | 752476.6694 | 394457.3028 | 0 | 146436.013 | 0 | 941878.6652 | 2450575.081 | 1672567.8471 | 7480095.0939 | 961560.8286 | 15845322.9242 | 15845322.9242 | 1478867.319 | 7219850.2396 | 0 | 24286978.8467 | 48831019.3295 | 1000 | 1.3055 | 18603.7243 | 37404.3566 | 379.2621 | 762.5384
1 | 4500 | 707 | 0.04 | 15 | 15 | 7 | 1.3335e-12 | 5spot_SharedNeighbor | Water | Porous | Wet | R245fa | MinimizeLCOE_Brownfield | IgnoreSilica | 8.2311 | 3.8807 | 0.45298 | 4 | 14525.8313 | 28071.7608 | 296.1287 | 572.2808 | 179.5915 | 0 | 86.9606 | 1320745.0151 | 85276.0561 | 969029.5082 | 524315.1022 | 0 | 171953.0612 | 0 | 1197814.3097 | 3116467.1284 | 2127052.8521 | 9512653.0331 | 961560.8286 | 15845322.9242 | 15845322.9242 | 1478867.319 | 7219850.2396 | 0 | 26319536.7859 | 50863577.2687 | 1333.5214 | 1.8119 | 14525.8313 | 28071.7608 | 296.1287 | 572.2808
1 | 4500 | 707 | 0.04 | 15 | 15 | 7 | 1.7783e-12 | 5spot_SharedNeighbor | Water | Porous | Wet | R245fa | MinimizeLCOE_Brownfield | IgnoreSilica | 10.8789 | 5.333 | 0.62606 | 4 | 11541.0357 | 21341.998 | 235.2796 | 435.0855 | 182.1404 | 0 | 99.6068 | 1652508.7835 | 106641.2922 | 1249568.4906 | 692938.3024 | 0 | 203329.1818 | 0 | 1522944.5597 | 3962389.3456 | 2704412.1473 | 12094732.1032 | 961560.8286 | 15845322.9242 | 15845322.9242 | 1478867.319 | 7219850.2396 | 0 | 28901615.8561 | 53445656.3389 | 1778.2794 | 2.5042 | 11541.0357 | 21341.998 | 235.2796 | 435.0855
1 | 4500 | 707 | 0.04 | 15 | 15 | 7 | 2.3714e-12 | 5spot_SharedNeighbor | Water | Porous | Wet | R245fa | MinimizeLCOE_Brownfield | IgnoreSilica | 14.3795 | 7.2322 | 0.85193 | 4 | 9413.5043 | 16615.9923 | 191.907 | 338.7395 | 183.8819 | 0 | 99.9519 | 2048545.0244 | 131988.6421 | 1594415.0795 | 914437.7894 | 0 | 241328.323 | 0 | 1922978.7947 | 5003196.3667 | 3414784.3257 | 15271674.3455 | 961560.8286 | 15845322.9242 | 15845322.9242 | 1478867.319 | 7219850.2396 | 0 | 32078558.0984 | 56622598.5812 | 2371.3737 | 3.4077 | 9413.5043 | 16615.9923 | 191.907 | 338.7395
1 | 4500 | 707 | 0.04 | 15 | 15 | 7 | 3.1623e-12 | 5spot_SharedNeighbor | Water | Porous | Wet | R245fa | MinimizeLCOE_Brownfield | IgnoreSilica | 19.04 | 9.7616 | 1.1526 | 4 | 7822.8646 | 13146.4159 | 159.4797 | 268.0075 | 185.2221 | 0 | 104.3445 | 2531843.9558 | 162821.2088 | 2026752.528 | 1209171.8638 | 0 | 287871.4129 | 0 | 2425199.7781 | 6309872.3457 | 4306617.5308 | 19260150.624 | 961560.8286 | 15845322.9242 | 15845322.9242 | 1478867.319 | 7219850.2396 | 0 | 36067034.3768 | 60611074.8596 | 3162.2777 | 4.6105 | 7822.8646 | 13146.4159 | 159.4797 | 268.0075
1 | 4500 | 707 | 0.04 | 15 | 15 | 7 | 4.217e-12 | 5spot_SharedNeighbor | Water | Porous | Wet | R245fa | MinimizeLCOE_Brownfield | IgnoreSilica | 25.2032 | 13.107 | 1.5504 | 4 | 6619.1434 | 10576.8394 | 134.9402 | 215.6232 | 186.2431 | 0 | 102.8746 | 3118584.1577 | 200123.5386 | 2565583.1436 | 1598663.1153 | 0 | 344104.1311 | 0 | 3052552.6537 | 7942115.8402 | 5420657.2551 | 24242383.8353 | 961560.8286 | 15845322.9242 | 15845322.9242 | 1478867.319 | 7219850.2396 | 0 | 41049267.5881 | 65593308.071 | 4216.965 | 6.2016 | 6619.1434 | 10576.8394 | 134.9402 | 215.6232
1 | 4500 | 707 | 0.04 | 15 | 15 | 7 | 5.6234e-12 | 5spot_SharedNeighbor | Water | Porous | Wet | R245fa | MinimizeLCOE_Brownfield | IgnoreSilica | 33.3468 | 17.5279 | 2.0759 | 4 | 5694.1254 | 8649.9291 | 116.0824 | 176.3405 | 187.02 | 0 | 115.8156 | 3831446.5965 | 245277.7358 | 3237195.2848 | 2113135.2945 | 0 | 412403.4536 | 0 | 3837388.7624 | 9984098.4032 | 6814352.3129 | 30475297.8436 | 961560.8286 | 15845322.9242 | 15845322.9242 | 1478867.319 | 7219850.2396 | 0 | 47282181.5965 | 71826222.0793 | 5623.4133 | 8.3037 | 5694.1254 | 8649.9291 | 116.0824 | 176.3405
1 | 4500 | 707 | 0.04 | 15 | 15 | 7 | 7.4989e-12 | 5spot_SharedNeighbor | Water | Porous | Wet | R245fa | MinimizeLCOE_Brownfield | IgnoreSilica | 44.0117 | 23.3169 | 2.7639 | 4 | 4977.1029 | 7197.1531 | 101.465 | 146.7237 | 187.6017 | 0 | 101.9802 | 4691008.7112 | 299513.5572 | 4067441.4185 | 2786807.4779 | 0 | 494578.5027 | 0 | 4812346.3703 | 12520738.1076 | 8545661.0339 | 38218095.1794 | 961560.8286 | 15845322.9242 | 15845322.9242 | 1478867.319 | 7219850.2396 | 0 | 55024978.9322 | 79569019.415 | 7498.9421 | 11.0556 | 4977.1029 | 7197.1531 | 101.465 | 146.7237
1 | 4500 | 707 | 0.04 | 15 | 15 | 7 | 1e-11 | 5spot_SharedNeighbor | Water | Porous | Wet | R245fa | MinimizeLCOE_Brownfield | IgnoreSilica | 57.7636 | 30.7612 | 3.6483 | 4 | 4419.836 | 6101.7085 | 90.1043 | 124.3916 | 187.9852 | 0 | 118.011 | 5711129.0599 | 363621.6262 | 5076774.15 | 3655011.8551 | 0 | 591954.4329 | 0 | 6005411.5384 | 15624848.9435 | 10664280.4625 | 47693032.0684 | 961560.8286 | 15845322.9242 | 15845322.9242 | 1478867.319 | 7219850.2396 | 0 | 64499915.8213 | 89043956.3041 | 10000 | 14.5933 | 4419.836 | 6101.7085 | 90.1043 | 124.3916
1 | 4500 | 707 | 0.04 | 15 | 15 | 7 | 1.3335e-11 | 5spot_SharedNeighbor | Water | Porous | Wet | R245fa | MinimizeLCOE_Brownfield | IgnoreSilica | 75.1495 | 40.0625 | 4.751 | 4 | 3990.0445 | 5281.5508 | 81.3425 | 107.6716 | 188.0651 | 0 | 130.0481 | 6891309.4521 | 437485.6966 | 6271558.0685 | 4749073.1312 | 0 | 706395.7995 | 0 | 7431770.6376 | 19335942.7333 | 13197178.2294 | 59020713.7481 | 961560.8286 | 15845322.9242 | 15845322.9242 | 1478867.319 | 7219850.2396 | 0 | 75827597.501 | 100371637.9838 | 13335.2143 | 19.0042 | 3990.0445 | 5281.5508 | 81.3425 | 107.6716
1 | 4500 | 707 | 0.04 | 15 | 15 | 7 | 1.7783e-11 | 5spot_SharedNeighbor | Water | Porous | Wet | R245fa | MinimizeLCOE_Brownfield | IgnoreSilica | 96.2969 | 51.0564 | 6.049 | 4 | 3668.1012 | 4682.4848 | 74.7792 | 95.4588 | 187.6589 | 0 | 116.5473 | 8189670.3125 | 518420.6169 | 7614213.5792 | 6070107.7308 | 0 | 836731.224 | 0 | 9059365.9507 | 23570611.8724 | 16087426.9305 | 71946548.2171 | 961560.8286 | 15845322.9242 | 15845322.9242 | 1478867.319 | 7219850.2396 | 0 | 88753431.9699 | 113297472.4527 | 17782.7941 | 24.196 | 3668.1012 | 4682.4848 | 74.7792 | 95.4588
1 | 4500 | 707 | 0.04 | 15 | 15 | 7 | 2.3714e-11 | 5spot_SharedNeighbor | Water | Porous | Wet | R245fa | MinimizeLCOE_Brownfield | IgnoreSilica | 120.7669 | 63.1411 | 7.4642 | 4 | 3437.8594 | 4259.9127 | 70.0854 | 86.8441 | 186.6312 | 0 | 138.6976 | 9528117.2986 | 601541.4559 | 9024736.6595 | 7579254.5397 | 0 | 980340.1135 | 0 | 10808456.1262 | 28121385.7212 | 19193423.5914 | 85837255.5062 | 961560.8286 | 15845322.9242 | 15845322.9242 | 1478867.319 | 7219850.2396 | 0 | 102644139.259 | 127188179.7418 | 23713.7371 | 29.857 | 3437.8594 | 4259.9127 | 70.0854 | 86.8441
1 | 4500 | 707 | 0.04 | 15 | 15 | 7 | 3.1623e-11 | 5spot_SharedNeighbor | Water | Porous | Wet | R245fa | MinimizeLCOE_Brownfield | IgnoreSilica | 146.1628 | 74.8926 | 8.8381 | 4 | 3280.5309 | 3974.7989 | 66.8781 | 81.0317 | 185.1809 | 0 | 161.3642 | 10761410.7519 | 677881.8765 | 10345122.4533 | 9120239.215 | 0 | 1113312.1352 | 0 | 12487006.9084 | 32488630.5383 | 22174157.917 | 99167761.7955 | 961560.8286 | 15845322.9242 | 15845322.9242 | 1478867.319 | 7219850.2396 | 0 | 115974645.5484 | 140518686.0312 | 31622.7766 | 35.3524 | 3280.5309 | 3974.7989 | 66.8781 | 81.0317
1 | 4500 | 707 | 0.04 | 15 | 15 | 7 | 4.217e-11 | 5spot_SharedNeighbor | Water | Porous | Wet | R245fa | MinimizeLCOE_Brownfield | IgnoreSilica | 156.6586 | 79.5417 | 9.5427 | 4 | 3164.4158 | 3807.4205 | 64.5109 | 77.6194 | 184.5402 | 0 | 189.5113 | 11233924.1109 | 707071.7938 | 10855773.3401 | 9749114.3079 | 0 | 1026300.5525 | 0 | 13093151.801 | 34065695.2115 | 23250536.9619 | 103981568.0796 | 961560.8286 | 15845322.9242 | 15845322.9242 | 1478867.319 | 7219850.2396 | 0 | 120788451.8325 | 145332492.3153 | 42169.6503 | 38.1709 | 3164.4158 | 3807.4205 | 64.5109 | 77.6194
1 | 4500 | 707 | 0.04 | 15 | 15 | 7 | 5.6234e-11 | 5spot_SharedNeighbor | Water | Porous | Wet | R245fa | MinimizeLCOE_Brownfield | IgnoreSilica | 165.3102 | 83.2634 | 10.1286 | 4 | 3074.8584 | 3680.6694 | 62.6851 | 75.0354 | 183.9819 | 0 | 228.3443 | 11606574.2611 | 730070.8916 | 11260254.8214 | 10263913.4224 | 0 | 934211.3276 | 0 | 13570059.6424 | 35306511.5875 | 24097419.6348 | 107769015.5888 | 961560.8286 | 15845322.9242 | 15845322.9242 | 1478867.319 | 7219850.2396 | 0 | 124575899.3417 | 149119939.8245 | 56234.1325 | 40.5144 | 3074.8584 | 3680.6694 | 62.6851 | 75.0354
1 | 4500 | 707 | 0.04 | 15 | 15 | 7 | 7.4989e-11 | 5spot_SharedNeighbor | Water | Porous | Wet | R245fa | MinimizeLCOE_Brownfield | IgnoreSilica | 172.2085 | 86.1566 | 10.6007 | 4 | 3006.0953 | 3584.9252 | 61.2833 | 73.0835 | 183.5183 | 0 | 323.4989 | 11893020.5301 | 747737.0363 | 11572188.1546 | 10671847.4892 | 0 | 843679.8747 | 0 | 13934104.5031 | 36253681.6392 | 24743882.6574 | 110660141.8845 | 961560.8286 | 15845322.9242 | 15845322.9242 | 1478867.319 | 7219850.2396 | 0 | 127467025.6374 | 152011066.1202 | 74989.4209 | 42.4029 | 3006.0953 | 3584.9252 | 61.2833 | 73.0835
1 | 4500 | 707 | 0.04 | 15 | 15 | 7 | 1e-10 | 5spot_SharedNeighbor | Water | Porous | Wet | R245fa | MinimizeLCOE_Brownfield | IgnoreSilica | 177.6212 | 88.3811 | 10.9745 | 4 | 2953.485 | 3512.5982 | 60.2108 | 71.6091 | 183.144 | 0 | 369.8556 | 12111421.0842 | 761199.3249 | 11810602.6947 | 10990836.5146 | 0 | 760047.4014 | 0 | 14209301.7377 | 36969688.393 | 25232571.9794 | 112845669.1299 | 961560.8286 | 15845322.9242 | 15845322.9242 | 1478867.319 | 7219850.2396 | 0 | 129652552.8827 | 154196593.3655 | 100000 | 43.8982 | 2953.485 | 3512.5982 | 60.2108 | 71.6091
1 | 4500 | 707 | 0.04 | 15 | 15 | 7 | 1.3335e-10 | 5spot_SharedNeighbor | Water | Porous | Wet | R245fa | MinimizeLCOE_Brownfield | IgnoreSilica | 181.9138 | 90.1135 | 11.27 | 4 | 2913.3341 | 3457.7883 | 59.3923 | 70.4917 | 182.8409 | 0 | 360.9744 | 12280437.6283 | 771613.3324 | 11995446.9866 | 11242008.3748 | 0 | 687271.2567 | 0 | 14420943.2557 | 37520336.2092 | 25608400.4286 | 114526457.4724 | 961560.8286 | 15845322.9242 | 15845322.9242 | 1478867.319 | 7219850.2396 | 0 | 131333341.2252 | 155877381.708 | 133352.1432 | 45.0801 | 2913.3341 | 3457.7883 | 59.3923 | 70.4917
1 | 4500 | 707 | 0.04 | 15 | 15 | 7 | 1.7783e-10 | 5spot_SharedNeighbor | Water | Porous | Wet | R245fa | MinimizeLCOE_Brownfield | IgnoreSilica | 185.007 | 91.3433 | 11.4896 | 4 | 2882.7612 | 3416.8088 | 58.769 | 69.6563 | 182.6188 | 0 | 417.5046 | 12399867.6949 | 778969.8517 | 12126237.3935 | 11421814.1389 | 0 | 622510.9928 | 0 | 14566266.028 | 37898436.2529 | 25866461.4776 | 115680563.8302 | 961560.8286 | 15845322.9242 | 15845322.9242 | 1478867.319 | 7219850.2396 | 0 | 132487447.5831 | 157031488.0659 | 177827.941 | 45.9585 | 2882.7612 | 3416.8088 | 58.769 | 69.6563
1 | 4500 | 707 | 0.04 | 15 | 15 | 7 | 2.3714e-10 | 5spot_SharedNeighbor | Water | Porous | Wet | R245fa | MinimizeLCOE_Brownfield | IgnoreSilica | 187.3117 | 92.2506 | 11.6557 | 4 | 2859.5374 | 3385.9759 | 58.2955 | 69.0277 | 182.4514 | 0 | 404.6192 | 12487684.3048 | 784377.9273 | 12222499.4207 | 11555547.5425 | 0 | 567976.1766 | 0 | 14671053.295 | 38171071.2268 | 26052540.4494 | 116512750.3431 | 961560.8286 | 15845322.9242 | 15845322.9242 | 1478867.319 | 7219850.2396 | 0 | 133319634.096 | 157863674.5788 | 237137.3706 | 46.6228 | 2859.5374 | 3385.9759 | 58.2955 | 69.0277
1 | 4500 | 707 | 0.04 | 15 | 15 | 7 | 3.1623e-10 | 5spot_SharedNeighbor | Water | Porous | Wet | R245fa | MinimizeLCOE_Brownfield | IgnoreSilica | 188.9661 | 92.8969 | 11.7783 | 4 | 2841.9266 | 3362.8841 | 57.9365 | 68.5569 | 182.3302 | 0 | 365.7912 | 12550095.0218 | 788220.8221 | 12290959.4145 | 11651419.3471 | 0 | 522393.8454 | 0 | 14743204.4959 | 38358793.8511 | 26180664.9978 | 117085751.7957 | 961560.8286 | 15845322.9242 | 15845322.9242 | 1478867.319 | 7219850.2396 | 0 | 133892635.5486 | 158436676.0314 | 316227.766 | 47.1133 | 2841.9266 | 3362.8841 | 57.9365 | 68.5569
1 | 4500 | 707 | 0.04 | 15 | 15 | 7 | 4.217e-10 | 5spot_SharedNeighbor | Water | Porous | Wet | R245fa | MinimizeLCOE_Brownfield | IgnoreSilica | 190.1887 | 93.3719 | 11.8702 | 4 | 2828.5927 | 3345.5184 | 57.6647 | 68.2029 | 182.24 | 0 | 386.48 | 12595885.6558 | 791040.0366 | 12341213.1979 | 11722205.682 | 0 | 485506.0156 | 0 | 14794981.7293 | 38493507.5915 | 26272609.8937 | 117496949.8023 | 961560.8286 | 15845322.9242 | 15845322.9242 | 1478867.319 | 7219850.2396 | 0 | 134303833.5552 | 158847874.038 | 421696.5034 | 47.4808 | 2828.5927 | 3345.5184 | 57.6647 | 68.2029
1 | 4500 | 707 | 0.04 | 15 | 15 | 7 | 5.6234e-10 | 5spot_SharedNeighbor | Water | Porous | Wet | R245fa | MinimizeLCOE_Brownfield | IgnoreSilica | 191.0434 | 93.7026 | 11.9369 | 4 | 2818.5111 | 3332.5489 | 57.4592 | 67.9385 | 182.1767 | 0 | 467.2714 | 12627715.9493 | 792999.5934 | 12376158.2727 | 11771650.8918 | 0 | 455511.7099 | 0 | 14829374.2027 | 38582989.7524 | 26333683.3072 | 117770083.6793 | 961560.8286 | 15845322.9242 | 15845322.9242 | 1478867.319 | 7219850.2396 | 0 | 134576967.4321 | 159121007.9149 | 562341.3252 | 47.7475 | 2818.5111 | 3332.5489 | 57.4592 | 67.9385
1 | 4500 | 707 | 0.04 | 15 | 15 | 7 | 7.4989e-10 | 5spot_SharedNeighbor | Water | Porous | Wet | R245fa | MinimizeLCOE_Brownfield | IgnoreSilica | 191.665 | 93.9423 | 11.9863 | 4 | 2810.8983 | 3322.8172 | 57.304 | 67.7401 | 182.1304 | 0 | 459.3403 | 12650775.6411 | 794419.1298 | 12401480.7901 | 11807593.7765 | 0 | 431773.4841 | 0 | 14853556.7004 | 38645907.651 | 26376626.0658 | 117962133.2387 | 961560.8286 | 15845322.9242 | 15845322.9242 | 1478867.319 | 7219850.2396 | 0 | 134769016.9915 | 159313057.4743 | 749894.2093 | 47.9452 | 2810.8983 | 3322.8172 | 57.304 | 67.7401
1 | 4500 | 707 | 0.04 | 15 | 15 | 7 | 1e-09 | 5spot_SharedNeighbor | Water | Porous | Wet | R245fa | MinimizeLCOE_Brownfield | IgnoreSilica | 192.0982 | 94.1089 | 12.0221 | 4 | 2805.1565 | 3315.5509 | 57.1869 | 67.592 | 182.098 | 0 | 440.6581 | 12666797.3927 | 795405.3772 | 12419077.8517 | 11832634.4714 | 0 | 412947.8338 | 0 | 14869476.5414 | 38687327.8118 | 26404896.1766 | 118088563.4566 | 961560.8286 | 15845322.9242 | 15845322.9242 | 1478867.319 | 7219850.2396 | 0 | 134895447.2094 | 159439487.6922 | 1000000 | 48.0884 | 2805.1565 | 3315.5509 | 57.1869 | 67.592
1 | 4500 | 707 | 0.04 | 15 | 15 | 7 | 1.3335e-09 | 5spot_SharedNeighbor | Water | Porous | Wet | R245fa | MinimizeLCOE_Brownfield | IgnoreSilica | 192.4077 | 94.2278 | 12.0484 | 4 | 2800.8305 | 3310.1119 | 57.0987 | 67.4811 | 182.0748 | 0 | 435.6371 | 12678217.3368 | 796108.3326 | 12431622.1963 | 11850517.2081 | 0 | 398256.0263 | 0 | 14880341.229 | 38715595.5003 | 26424189.4549 | 118174847.2843 | 961560.8286 | 15845322.9242 | 15845322.9242 | 1478867.319 | 7219850.2396 | 0 | 134981731.0372 | 159525771.52 | 1333521.4322 | 48.1935 | 2800.8305 | 3310.1119 | 57.0987 | 67.4811
1 | 4500 | 707 | 0.04 | 15 | 15 | 7 | 1.7783e-09 | 5spot_SharedNeighbor | Water | Porous | Wet | R245fa | MinimizeLCOE_Brownfield | IgnoreSilica | 192.6318 | 94.3137 | 12.0678 | 4 | 2797.574 | 3306.0366 | 57.0323 | 67.398 | 182.058 | 0 | 430.9709 | 12686473.5651 | 796616.5352 | 12440692.1328 | 11863463.8422 | 0 | 386906.2483 | 0 | 14887919.4062 | 38735312.3627 | 26437646.6186 | 118235030.711 | 961560.8286 | 15845322.9242 | 15845322.9242 | 1478867.319 | 7219850.2396 | 0 | 135041914.4639 | 159585954.9467 | 1778279.41 | 48.2711 | 2797.574 | 3306.0366 | 57.0323 | 67.398
1 | 4500 | 707 | 0.04 | 15 | 15 | 7 | 2.3714e-09 | 5spot_SharedNeighbor | Water | Porous | Wet | R245fa | MinimizeLCOE_Brownfield | IgnoreSilica | 192.795 | 94.3762 | 12.0821 | 4 | 2795.1246 | 3302.9827 | 56.9824 | 67.3358 | 182.0457 | 0 | 442.4742 | 12692476.4648 | 796986.0314 | 12447287.0839 | 11872887.8371 | 0 | 378194.3254 | 0 | 14893254.3796 | 38749192.8691 | 26447120.3494 | 118277399.3406 | 961560.8286 | 15845322.9242 | 15845322.9242 | 1478867.319 | 7219850.2396 | 0 | 135084283.0934 | 159628323.5762 | 2371373.7057 | 48.3285 | 2795.1246 | 3302.9827 | 56.9824 | 67.3358
1 | 4500 | 707 | 0.04 | 15 | 15 | 7 | 3.1623e-09 | 5spot_SharedNeighbor | Water | Porous | Wet | R245fa | MinimizeLCOE_Brownfield | IgnoreSilica | 192.907 | 94.4191 | 12.0925 | 4 | 2793.2834 | 3300.7067 | 56.9449 | 67.2894 | 182.0373 | 0 | 446.3501 | 12696593.7222 | 797239.4582 | 12451810.6227 | 11879358.416 | 0 | 371453.7152 | 0 | 14896617.8144 | 38757943.8365 | 26453093.0645 | 118304110.6497 | 961560.8286 | 15845322.9242 | 15845322.9242 | 1478867.319 | 7219850.2396 | 0 | 135110994.4025 | 159655034.8853 | 3162277.6602 | 48.37 | 2793.2834 | 3300.7067 | 56.9449 | 67.2894
1 | 4500 | 707 | 0.04 | 15 | 15 | 7 | 4.217e-09 | 5spot_SharedNeighbor | Water | Porous | Wet | R245fa | MinimizeLCOE_Brownfield | IgnoreSilica | 192.9996 | 94.4545 | 12.1006 | 4 | 2791.9002 | 3298.9826 | 56.9167 | 67.2542 | 182.0303 | 0 | 440.8657 | 12699997.3614 | 797448.9585 | 12455550.2518 | 11884706.6493 | 0 | 366453.7146 | 0 | 14899621.2049 | 38765758.0425 | 26458426.4207 | 118327962.6037 | 961560.8286 | 15845322.9242 | 15845322.9242 | 1478867.319 | 7219850.2396 | 0 | 135134846.3565 | 159678886.8393 | 4216965.0343 | 48.4025 | 2791.9002 | 3298.9826 | 56.9167 | 67.2542
1 | 4500 | 707 | 0.04 | 15 | 15 | 7 | 5.6234e-09 | 5spot_SharedNeighbor | Water | Porous | Wet | R245fa | MinimizeLCOE_Brownfield | IgnoreSilica | 193.0534 | 94.475 | 12.1061 | 4 | 2790.8614 | 3297.7158 | 56.8955 | 67.2284 | 182.0262 | 0 | 425.1638 | 12701966.1797 | 797570.1423 | 12457713.4741 | 11887806.8369 | 0 | 362485.2582 | 0 | 14900941.3376 | 38769192.757 | 26460770.6839 | 118338446.6697 | 961560.8286 | 15845322.9242 | 15845322.9242 | 1478867.319 | 7219850.2396 | 0 | 135145330.4225 | 159689370.9053 | 5623413.2519 | 48.4242 | 2790.8614 | 3297.7158 | 56.8955 | 67.2284
1 | 4500 | 707 | 0.04 | 15 | 15 | 7 | 7.4989e-09 | 5spot_SharedNeighbor | Water | Porous | Wet | R245fa | MinimizeLCOE_Brownfield | IgnoreSilica | 193.0922 | 94.4899 | 12.1101 | 4 | 2790.0815 | 3296.7675 | 56.8796 | 67.2091 | 182.0233 | 0 | 441.2596 | 12703391.0149 | 797657.8428 | 12459279.0236 | 11890051.5474 | 0 | 359475.9012 | 0 | 14901843.5786 | 38771540.2032 | 26462372.8641 | 118345611.9758 | 961560.8286 | 15845322.9242 | 15845322.9242 | 1478867.319 | 7219850.2396 | 0 | 135152495.7286 | 159696536.2114 | 7498942.0933 | 48.4403 | 2790.0815 | 3296.7675 | 56.8796 | 67.2091
1 | 4500 | 707 | 0.04 | 15 | 15 | 7 | 1e-08 | 5spot_SharedNeighbor | Water | Porous | Wet | R245fa | MinimizeLCOE_Brownfield | IgnoreSilica | 193.1239 | 94.502 | 12.1132 | 4 | 2789.4963 | 3296.0516 | 56.8677 | 67.1945 | 182.0209 | 0 | 444.9769 | 12704551.6702 | 797729.2825 | 12460554.3181 | 11891879.1833 | 0 | 357240.0358 | 0 | 14902662.251 | 38773670.2209 | 26463826.645 | 118352113.6067 | 961560.8286 | 15845322.9242 | 15845322.9242 | 1478867.319 | 7219850.2396 | 0 | 135158997.3596 | 159703037.8424 | 10000000 | 48.4528 | 2789.4963 | 3296.0516 | 56.8677 | 67.1945
1 | 4600 | 707 | 0.04 | 15 | 15 | 7 | 1e-13 | 5spot_SharedNeighbor | Water | Porous | Wet | R245fa | MinimizeLCOE_Brownfield | IgnoreSilica | 0.78939 | 0.1672 | 0.0066274 | 4 | 687715.6731 | 1638379.548 | 14020.0142 | 33400.5832 | 117.3313 | 0 | 39.4198 | 112994.446 | 4424.6234 | 81597.2499 | 53736.7882 | 0 | 55395.3718 | 0 | 120177.9069 | 312678.262 | 213409.3387 | 954413.987 | 961560.8286 | 16315151.5233 | 16315151.5233 | 1478867.319 | 7407781.6792 | 0 | 18231126.3389 | 43432926.8605 | 100 | 0.02651 | 687715.6731 | 1638379.548 | 14020.0142 | 33400.5832
1 | 4600 | 707 | 0.04 | 15 | 15 | 7 | 1.3335e-13 | 5spot_SharedNeighbor | Water | Porous | Wet | R245fa | MinimizeLCOE_Brownfield | IgnoreSilica | 1.0155 | 0.25743 | 0.015152 | 4 | 306042.9366 | 721847.2027 | 6239.0992 | 14715.8316 | 129.698 | 0 | 65.493 | 162311.5997 | 6950.1336 | 114258.581 | 65871.8572 | 0 | 61449.0147 | 0 | 160228.0626 | 416880.5516 | 284529.5425 | 1272479.343 | 961560.8286 | 16315151.5233 | 16315151.5233 | 1478867.319 | 7407781.6792 | 0 | 18549191.6949 | 43750992.2165 | 133.3521 | 0.06061 | 306042.9366 | 721847.2027 | 6239.0992 | 14715.8316
1 | 4600 | 707 | 0.04 | 15 | 15 | 7 | 1.7783e-13 | 5spot_SharedNeighbor | Water | Porous | Wet | R245fa | MinimizeLCOE_Brownfield | IgnoreSilica | 1.3128 | 0.38754 | 0.028723 | 4 | 165103.5205 | 384455.7458 | 3365.8586 | 7837.6504 | 141.0281 | 0 | 64.7285 | 227071.8261 | 10573.6767 | 157292.842 | 82881.9209 | 0 | 68583.0976 | 0 | 213097.3117 | 554435.4927 | 378413.6163 | 1692349.7839 | 961560.8286 | 16315151.5233 | 16315151.5233 | 1478867.319 | 7407781.6792 | 0 | 18969062.1359 | 44170862.6575 | 177.8279 | 0.11489 | 165103.5205 | 384455.7458 | 3365.8586 | 7837.6504
1 | 4600 | 707 | 0.04 | 15 | 15 | 7 | 2.3714e-13 | 5spot_SharedNeighbor | Water | Porous | Wet | R245fa | MinimizeLCOE_Brownfield | IgnoreSilica | 1.6903 | 0.56394 | 0.048576 | 4 | 100309.8366 | 230011.7038 | 2044.9517 | 4689.0997 | 150.7349 | 0 | 300.1913 | 306993.3054 | 15396.432 | 210995.2116 | 105282.1388 | 0 | 76176.4482 | 0 | 278788.979 | 725351.736 | 495067.4643 | 2214051.7153 | 961560.8286 | 16315151.5233 | 16315151.5233 | 1478867.319 | 7407781.6792 | 0 | 19490764.0672 | 44692564.5888 | 237.1374 | 0.19431 | 100309.8366 | 230011.7038 | 2044.9517 | 4689.0997
1 | 4600 | 707 | 0.04 | 15 | 15 | 7 | 3.1623e-13 | 5spot_SharedNeighbor | Water | Porous | Wet | R245fa | MinimizeLCOE_Brownfield | IgnoreSilica | 2.196 | 0.8126 | 0.077965 | 4 | 64695.4123 | 145506.1828 | 1318.9035 | 2966.3403 | 159.2445 | 0 | 392.2076 | 409982.9729 | 22065.1746 | 281001.6368 | 137304.6451 | 0 | 85740.0333 | 0 | 365076.8405 | 949855.0514 | 648295.5902 | 2899321.9449 | 961560.8286 | 16315151.5233 | 16315151.5233 | 1478867.319 | 7407781.6792 | 0 | 20176034.2969 | 45377834.8184 | 316.2278 | 0.31186 | 64695.4123 | 145506.1828 | 1318.9035 | 2966.3403
1 | 4600 | 707 | 0.04 | 15 | 15 | 7 | 4.217e-13 | 5spot_SharedNeighbor | Water | Porous | Wet | R245fa | MinimizeLCOE_Brownfield | IgnoreSilica | 2.8572 | 1.1467 | 0.11881 | 4 | 44241.7474 | 97269.5068 | 901.9279 | 1982.9705 | 166.3143 | 0 | 517.5316 | 535898.2825 | 30670.0896 | 368412.5887 | 178727.065 | 0 | 96873.0747 | 0 | 472126.6292 | 1228376.6427 | 838392.2993 | 3749476.6718 | 961560.8286 | 16315151.5233 | 16315151.5233 | 1478867.319 | 7407781.6792 | 0 | 21026189.0238 | 46227989.5453 | 421.6965 | 0.47526 | 44241.7474 | 97269.5068 | 901.9279 | 1982.9705
1 | 4600 | 707 | 0.04 | 15 | 15 | 7 | 5.6234e-13 | 5spot_SharedNeighbor | Water | Porous | Wet | R245fa | MinimizeLCOE_Brownfield | IgnoreSilica | 3.7365 | 1.6015 | 0.17637 | 4 | 31351.5286 | 67075.3646 | 639.1433 | 1367.422 | 172.1526 | 0 | 72.2381 | 693732.3864 | 42166.8961 | 479258.827 | 237145.545 | 0 | 110562.3583 | 0 | 609517.745 | 1585840.1432 | 1082368.4835 | 4840592.3844 | 961560.8286 | 16315151.5233 | 16315151.5233 | 1478867.319 | 7407781.6792 | 0 | 22117304.7364 | 47319105.2579 | 562.3413 | 0.70546 | 31351.5286 | 67075.3646 | 639.1433 | 1367.422
1 | 4600 | 707 | 0.04 | 15 | 15 | 7 | 7.4989e-13 | 5spot_SharedNeighbor | Water | Porous | Wet | R245fa | MinimizeLCOE_Brownfield | IgnoreSilica | 4.8742 | 2.1977 | 0.25325 | 4 | 23147.4999 | 48025.7338 | 471.8931 | 979.0695 | 176.7691 | 0 | 89.5204 | 882626.3135 | 56484.3223 | 615248.0362 | 312211.7043 | 0 | 126112.5194 | 0 | 777146.3293 | 2021975.3342 | 1380039.713 | 6171844.2722 | 961560.8286 | 16315151.5233 | 16315151.5233 | 1478867.319 | 7407781.6792 | 0 | 23448556.6241 | 48650357.1457 | 749.8942 | 1.013 | 23147.4999 | 48025.7338 | 471.8931 | 979.0695
1 | 4600 | 707 | 0.04 | 15 | 15 | 7 | 1e-12 | 5spot_SharedNeighbor | Water | Porous | Wet | R245fa | MinimizeLCOE_Brownfield | IgnoreSilica | 6.4064 | 3.0616 | 0.35811 | 4 | 17584.6748 | 35178.2414 | 358.4874 | 717.156 | 180.4737 | 0 | 102.0263 | 1118251.7203 | 72312.21 | 801575.3161 | 415114.2203 | 0 | 147381.0933 | 0 | 996307.4784 | 2592187.6881 | 1769221.3613 | 7912351.0879 | 961560.8286 | 16315151.5233 | 16315151.5233 | 1478867.319 | 7407781.6792 | 0 | 25189063.4399 | 50390863.9614 | 1000 | 1.4324 | 17584.6748 | 35178.2414 | 358.4874 | 717.156
1 | 4600 | 707 | 0.04 | 15 | 15 | 7 | 1.3335e-12 | 5spot_SharedNeighbor | Water | Porous | Wet | R245fa | MinimizeLCOE_Brownfield | IgnoreSilica | 8.4358 | 4.1964 | 0.49345 | 4 | 13830.7681 | 26598.9188 | 281.9589 | 542.2549 | 183.1262 | 0 | 87.6094 | 1395843.8183 | 90169.9303 | 1031542.9272 | 544889.4233 | 0 | 173480.1781 | 0 | 1262011.2482 | 3283494.3936 | 2241052.3927 | 10022484.3118 | 961560.8286 | 16315151.5233 | 16315151.5233 | 1478867.319 | 7407781.6792 | 0 | 27299196.6638 | 52500997.1853 | 1333.5214 | 1.9738 | 13830.7681 | 26598.9188 | 281.9589 | 542.2549
1 | 4600 | 707 | 0.04 | 15 | 15 | 7 | 1.7783e-12 | 5spot_SharedNeighbor | Water | Porous | Wet | R245fa | MinimizeLCOE_Brownfield | IgnoreSilica | 11.1347 | 5.7516 | 0.67972 | 4 | 11031.7398 | 20300.9255 | 224.8969 | 413.8618 | 185.7562 | 0 | 105.505 | 1742910.0045 | 112434.2142 | 1327440.3822 | 718504.7151 | 0 | 204690.5371 | 0 | 1601332.1427 | 4166337.7568 | 2843611.1287 | 12717260.8811 | 961560.8286 | 16315151.5233 | 16315151.5233 | 1478867.319 | 7407781.6792 | 0 | 29993973.2331 | 55195773.7546 | 1778.2794 | 2.7189 | 11031.7398 | 20300.9255 | 224.8969 | 413.8618
1 | 4600 | 707 | 0.04 | 15 | 15 | 7 | 2.3714e-12 | 5spot_SharedNeighbor | Water | Porous | Wet | R245fa | MinimizeLCOE_Brownfield | IgnoreSilica | 14.7085 | 7.7842 | 0.92283 | 4 | 9024.6792 | 15851.9911 | 183.9803 | 323.1643 | 187.5244 | 0 | 102.4986 | 2157720.5016 | 138962.7398 | 1691055.0447 | 947116.2471 | 0 | 242724.8687 | 0 | 2019255.9667 | 5253689.8191 | 3585751.2541 | 16036276.4419 | 961560.8286 | 16315151.5233 | 16315151.5233 | 1478867.319 | 7407781.6792 | 0 | 33312988.7938 | 58514789.3154 | 2371.3737 | 3.6913 | 9024.6792 | 15851.9911 | 183.9803 | 323.1643
1 | 4600 | 707 | 0.04 | 15 | 15 | 7 | 3.1623e-12 | 5spot_SharedNeighbor | Water | Porous | Wet | R245fa | MinimizeLCOE_Brownfield | IgnoreSilica | 19.481 | 10.4995 | 1.2473 | 4 | 7514.8365 | 12566.0347 | 153.2001 | 256.1756 | 188.8897 | 0 | 108.3249 | 2665689.8233 | 171342.3886 | 2148421.0565 | 1252196.7258 | 0 | 289696.9829 | 0 | 2545665.3211 | 6623298.9776 | 4520537.6474 | 20216848.9232 | 961560.8286 | 16315151.5233 | 16315151.5233 | 1478867.319 | 7407781.6792 | 0 | 37493561.2752 | 62695361.7967 | 3162.2777 | 4.9893 | 7514.8365 | 12566.0347 | 153.2001 | 256.1756
1 | 4600 | 707 | 0.04 | 15 | 15 | 7 | 4.217e-12 | 5spot_SharedNeighbor | Water | Porous | Wet | R245fa | MinimizeLCOE_Brownfield | IgnoreSilica | 25.7757 | 14.0817 | 1.6757 | 4 | 6371.0328 | 10131.0316 | 129.8821 | 206.5348 | 189.9271 | 0 | 113.0911 | 3281038.3538 | 210428.9378 | 2717119.317 | 1654482.0731 | 0 | 346083.6909 | 0 | 3201569.4253 | 8329826.9125 | 5685278.0286 | 25425826.7392 | 961560.8286 | 16315151.5233 | 16315151.5233 | 1478867.319 | 7407781.6792 | 0 | 42702539.0912 | 67904339.6127 | 4216.965 | 6.7026 | 6371.0328 | 10131.0316 | 129.8821 | 206.5348
1 | 4600 | 707 | 0.04 | 15 | 15 | 7 | 5.6234e-12 | 5spot_SharedNeighbor | Water | Porous | Wet | R245fa | MinimizeLCOE_Brownfield | IgnoreSilica | 34.0849 | 18.8112 | 2.2411 | 4 | 5489.9646 | 8301.3268 | 111.9204 | 169.2338 | 190.7164 | 0 | 91.3756 | 4028249.3951 | 257714.6232 | 3425457.1352 | 2185440.8313 | 0 | 414464.7948 | 0 | 4021417.444 | 10462903.2832 | 7141146.482 | 31936793.9888 | 961560.8286 | 16315151.5233 | 16315151.5233 | 1478867.319 | 7407781.6792 | 0 | 49213506.3408 | 74415306.8623 | 5623.4133 | 8.9643 | 5489.9646 | 8301.3268 | 111.9204 | 169.2338
1 | 4600 | 707 | 0.04 | 15 | 15 | 7 | 7.4989e-12 | 5spot_SharedNeighbor | Water | Porous | Wet | R245fa | MinimizeLCOE_Brownfield | IgnoreSilica | 44.9669 | 25.0038 | 2.9812 | 4 | 4805.2892 | 6918.7064 | 97.9623 | 141.0472 | 191.3062 | 0 | 105.5203 | 4929453.1325 | 314521.991 | 4301197.08 | 2880651.0864 | 0 | 496842.483 | 0 | 5039839.6515 | 13112628.9598 | 8949638.7027 | 40024773.0869 | 961560.8286 | 16315151.5233 | 16315151.5233 | 1478867.319 | 7407781.6792 | 0 | 57301485.4388 | 82503285.9604 | 7498.9421 | 11.9247 | 4805.2892 | 6918.7064 | 97.9623 | 141.0472
1 | 4600 | 707 | 0.04 | 15 | 15 | 7 | 1e-11 | 5spot_SharedNeighbor | Water | Porous | Wet | R245fa | MinimizeLCOE_Brownfield | IgnoreSilica | 58.9816 | 32.9539 | 3.931 | 4 | 4272.6224 | 5875.3842 | 87.1032 | 119.7777 | 191.6857 | 0 | 106.3936 | 5997562.6142 | 381576.8349 | 5364268.0114 | 3775201.8034 | 0 | 594352.5646 | 0 | 6284055.1131 | 16349822.3674 | 11159089.721 | 49905929.0302 | 961560.8286 | 16315151.5233 | 16315151.5233 | 1478867.319 | 7407781.6792 | 0 | 67182641.3821 | 92384441.9037 | 10000 | 15.724 | 4272.6224 | 5875.3842 | 87.1032 | 119.7777
1 | 4600 | 707 | 0.04 | 15 | 15 | 7 | 1.3335e-11 | 5spot_SharedNeighbor | Water | Porous | Wet | R245fa | MinimizeLCOE_Brownfield | IgnoreSilica | 76.6259 | 42.8392 | 5.1099 | 4 | 3862.1949 | 5095.1803 | 78.7361 | 103.8721 | 191.7362 | 0 | 109.1546 | 7227867.1093 | 458496.3705 | 6616948.9371 | 4898086.6319 | 0 | 708250.0013 | 0 | 7764763.1295 | 20202320.8911 | 13788499.1243 | 61665232.195 | 961560.8286 | 16315151.5233 | 16315151.5233 | 1478867.319 | 7407781.6792 | 0 | 78941944.547 | 104143745.0685 | 13335.2143 | 20.4397 | 3862.1949 | 5095.1803 | 78.7361 | 103.8721
1 | 4600 | 707 | 0.04 | 15 | 15 | 7 | 1.7783e-11 | 5spot_SharedNeighbor | Water | Porous | Wet | R245fa | MinimizeLCOE_Brownfield | IgnoreSilica | 98.0265 | 54.48 | 6.4924 | 4 | 3554.8572 | 4525.2964 | 72.4706 | 92.2543 | 191.2662 | 0 | 121.8269 | 8577171.7691 | 542516.3373 | 8019998.0379 | 6250594.0193 | 0 | 837982.4036 | 0 | 9449022.4012 | 24584418.0268 | 16779370.4626 | 75041073.4577 | 961560.8286 | 16315151.5233 | 16315151.5233 | 1478867.319 | 7407781.6792 | 0 | 92317785.8096 | 117519586.3312 | 17782.7941 | 25.9695 | 3554.8572 | 4525.2964 | 72.4706 | 92.2543
1 | 4600 | 707 | 0.04 | 15 | 15 | 7 | 2.3714e-11 | 5spot_SharedNeighbor | Water | Porous | Wet | R245fa | MinimizeLCOE_Brownfield | IgnoreSilica | 122.6622 | 67.1992 | 7.9912 | 4 | 3335.3057 | 4123.7272 | 67.9947 | 84.0678 | 190.1424 | 0 | 138.3445 | 9960796.7691 | 628350.1394 | 9485841.3316 | 7788181.4904 | 0 | 980429.9529 | 0 | 11249003.8765 | 29267600.5987 | 19975738.7976 | 89335942.9561 | 961560.8286 | 16315151.5233 | 16315151.5233 | 1478867.319 | 7407781.6792 | 0 | 106612655.308 | 131814455.8296 | 23713.7371 | 31.9649 | 3335.3057 | 4123.7272 | 67.9947 | 84.0678
1 | 4600 | 707 | 0.04 | 15 | 15 | 7 | 3.1623e-11 | 5spot_SharedNeighbor | Water | Porous | Wet | R245fa | MinimizeLCOE_Brownfield | IgnoreSilica | 149.3178 | 80.0937 | 9.4942 | 4 | 3184.8049 | 3848.4186 | 64.9266 | 78.4552 | 188.529 | 0 | 147.0524 | 11289498.3691 | 710502.9051 | 10915997.9924 | 9426255.8451 | 0 | 1129784.0167 | 0 | 13054095.2601 | 33964078.1036 | 23181181.1977 | 103671393.6897 | 961560.8286 | 16315151.5233 | 16315151.5233 | 1478867.319 | 7407781.6792 | 0 | 120948106.0416 | 146149906.5632 | 31622.7766 | 37.9766 | 3184.8049 | 3848.4186 | 64.9266 | 78.4552
1 | 4600 | 707 | 0.04 | 15 | 15 | 7 | 4.217e-11 | 5spot_SharedNeighbor | Water | Porous | Wet | R245fa | MinimizeLCOE_Brownfield | IgnoreSilica | 160.1935 | 85.116 | 10.2459 | 4 | 3075.9656 | 3690.8874 | 62.7077 | 75.2437 | 187.8172 | 0 | 173.5857 | 11790308.632 | 741403.6819 | 11460236.9261 | 10087532.2014 | 0 | 1044507.7234 | 0 | 13698355.7743 | 35640311.8055 | 24325245.1424 | 108787901.8869 | 961560.8286 | 16315151.5233 | 16315151.5233 | 1478867.319 | 7407781.6792 | 0 | 126064614.2389 | 151266414.7604 | 42169.6503 | 40.9838 | 3075.9656 | 3690.8874 | 62.7077 | 75.2437
1 | 4600 | 707 | 0.04 | 15 | 15 | 7 | 5.6234e-11 | 5spot_SharedNeighbor | Water | Porous | Wet | R245fa | MinimizeLCOE_Brownfield | IgnoreSilica | 168.7527 | 88.9483 | 10.8517 | 4 | 2992.028 | 3572.6228 | 60.9965 | 72.8327 | 187.225 | 0 | 240.7997 | 12166863.296 | 764615.8187 | 11871204.4617 | 10603253.4018 | 0 | 948156.894 | 0 | 14178096.6102 | 36888499.0521 | 25177158.5859 | 112597848.1205 | 961560.8286 | 16315151.5233 | 16315151.5233 | 1478867.319 | 7407781.6792 | 0 | 129874560.4724 | 155076360.994 | 56234.1325 | 43.4069 | 2992.028 | 3572.6228 | 60.9965 | 72.8327
1 | 4600 | 707 | 0.04 | 15 | 15 | 7 | 7.4989e-11 | 5spot_SharedNeighbor | Water | Porous | Wet | R245fa | MinimizeLCOE_Brownfield | IgnoreSilica | 175.5802 | 91.9292 | 11.3392 | 4 | 2927.5922 | 3483.2248 | 59.6829 | 71.0102 | 186.7341 | 0 | 274.4882 | 12456601.3286 | 782463.8326 | 12188418.2685 | 11012373.1594 | 0 | 854459.4617 | 0 | 14544783.2598 | 37842542.4967 | 25828312.8405 | 115509954.6478 | 961560.8286 | 16315151.5233 | 16315151.5233 | 1478867.319 | 7407781.6792 | 0 | 132786666.9998 | 157988467.5213 | 74989.4209 | 45.357 | 2927.5922 | 3483.2248 | 59.6829 | 71.0102
1 | 4600 | 707 | 0.04 | 15 | 15 | 7 | 1e-10 | 5spot_SharedNeighbor | Water | Porous | Wet | R245fa | MinimizeLCOE_Brownfield | IgnoreSilica | 180.9003 | 94.2039 | 11.7229 | 4 | 2878.3001 | 3415.7469 | 58.678 | 69.6346 | 186.3406 | 0 | 321.721 | 12675923.1354 | 795967.1142 | 12429102.0054 | 11329738.174 | 0 | 768001.4741 | 0 | 14819505.4422 | 38557313.262 | 26316158.5749 | 117691709.1822 | 961560.8286 | 16315151.5233 | 16315151.5233 | 1478867.319 | 7407781.6792 | 0 | 134968421.5341 | 160170222.0557 | 100000 | 46.8917 | 2878.3001 | 3415.7469 | 58.678 | 69.6346
1 | 4600 | 707 | 0.04 | 15 | 15 | 7 | 1.3335e-10 | 5spot_SharedNeighbor | Water | Porous | Wet | R245fa | MinimizeLCOE_Brownfield | IgnoreSilica | 184.9144 | 95.8926 | 12.0175 | 4 | 2840.6977 | 3364.9723 | 57.9115 | 68.5995 | 186.0375 | 0 | 414.0665 | 12837777.833 | 805928.3986 | 12607027.6638 | 11568636.1322 | 0 | 690618.3337 | 0 | 15018895.4609 | 39076085.1902 | 26670231.0756 | 119275200.088 | 961560.8286 | 16315151.5233 | 16315151.5233 | 1478867.319 | 7407781.6792 | 0 | 136551912.44 | 161753712.9615 | 133352.1432 | 48.0698 | 2840.6977 | 3364.9723 | 57.9115 | 68.5995
1 | 4600 | 707 | 0.04 | 15 | 15 | 7 | 1.7783e-10 | 5spot_SharedNeighbor | Water | Porous | Wet | R245fa | MinimizeLCOE_Brownfield | IgnoreSilica | 188.1035 | 97.2145 | 12.249 | 4 | 2812.0571 | 3326.4199 | 57.3276 | 67.8136 | 185.7932 | 0 | 359.4093 | 12963921.9879 | 813689.6538 | 12745875.135 | 11757001.9353 | 0 | 626010.4972 | 0 | 15173534.6916 | 39478424.7475 | 26944836.0907 | 120503294.7389 | 961560.8286 | 16315151.5233 | 16315151.5233 | 1478867.319 | 7407781.6792 | 0 | 137780007.0908 | 162981807.6124 | 177827.941 | 48.9962 | 2812.0571 | 3326.4199 | 57.3276 | 67.8136
1 | 4600 | 707 | 0.04 | 15 | 15 | 7 | 2.3714e-10 | 5spot_SharedNeighbor | Water | Porous | Wet | R245fa | MinimizeLCOE_Brownfield | IgnoreSilica | 190.313 | 98.1205 | 12.4167 | 4 | 2790.2964 | 3297.7119 | 56.884 | 67.2283 | 185.6217 | 0 | 384.605 | 13050097.5153 | 818990.6463 | 12840817.8566 | 11887152.2829 | 0 | 569548.1745 | 0 | 15274976.5255 | 39742355.5908 | 27124974.3145 | 121308912.9065 | 961560.8286 | 16315151.5233 | 16315151.5233 | 1478867.319 | 7407781.6792 | 0 | 138585625.2584 | 163787425.78 | 237137.3706 | 49.667 | 2790.2964 | 3297.7119 | 56.884 | 67.2283
1 | 4600 | 707 | 0.04 | 15 | 15 | 7 | 3.1623e-10 | 5spot_SharedNeighbor | Water | Porous | Wet | R245fa | MinimizeLCOE_Brownfield | IgnoreSilica | 191.9667 | 98.7938 | 12.5435 | 4 | 2773.7914 | 3276.0802 | 56.5475 | 66.7873 | 185.4924 | 0 | 460.8049 | 13113987.2796 | 822920.1722 | 12911253.8205 | 11984461.2884 | 0 | 523301.8774 | 0 | 15348810.5309 | 39934456.5274 | 27256087.151 | 121895278.6473 | 961560.8286 | 16315151.5233 | 16315151.5233 | 1478867.319 | 7407781.6792 | 0 | 139171990.9993 | 164373791.5208 | 316227.766 | 50.1739 | 2773.7914 | 3276.0802 | 56.5475 | 66.7873
1 | 4600 | 707 | 0.04 | 15 | 15 | 7 | 4.217e-10 | 5spot_SharedNeighbor | Water | Porous | Wet | R245fa | MinimizeLCOE_Brownfield | IgnoreSilica | 193.1265 | 99.2633 | 12.6357 | 4 | 2761.2912 | 3259.9147 | 56.2927 | 66.4578 | 185.4011 | 0 | 454.0974 | 13158473.3276 | 825655.9852 | 12960321.1108 | 12052652.2347 | 0 | 485137.5353 | 0 | 15398073.6755 | 40062629.1243 | 27343567.5821 | 122286510.5753 | 961560.8286 | 16315151.5233 | 16315151.5233 | 1478867.319 | 7407781.6792 | 0 | 139563222.9273 | 164765023.4488 | 421696.5034 | 50.5427 | 2761.2912 | 3259.9147 | 56.2927 | 66.4578
1 | 4600 | 707 | 0.04 | 15 | 15 | 7 | 5.6234e-10 | 5spot_SharedNeighbor | Water | Porous | Wet | R245fa | MinimizeLCOE_Brownfield | IgnoreSilica | 193.9593 | 99.5991 | 12.7036 | 4 | 2751.8379 | 3247.7967 | 56.0999 | 66.2107 | 185.3352 | 0 | 471.9362 | 13190245.7795 | 827609.7884 | 12995377.1417 | 12101582.7028 | 0 | 454439.4392 | 0 | 15432009.3921 | 40150922.898 | 27403829.8968 | 122556017.0386 | 961560.8286 | 16315151.5233 | 16315151.5233 | 1478867.319 | 7407781.6792 | 0 | 139832729.3905 | 165034529.9121 | 562341.3252 | 50.8143 | 2751.8379 | 3247.7967 | 56.0999 | 66.2107
1 | 4600 | 707 | 0.04 | 15 | 15 | 7 | 7.4989e-10 | 5spot_SharedNeighbor | Water | Porous | Wet | R245fa | MinimizeLCOE_Brownfield | IgnoreSilica | 194.542 | 99.8332 | 12.7529 | 4 | 2744.698 | 3238.7397 | 55.9544 | 66.0261 | 185.2889 | 0 | 447.4649 | 13212388.1954 | 828971.3339 | 13019813.6072 | 12135804.0039 | 0 | 429874.077 | 0 | 15454471.9748 | 40209365.9304 | 27443718.4673 | 122734407.59 | 961560.8286 | 16315151.5233 | 16315151.5233 | 1478867.319 | 7407781.6792 | 0 | 140011119.942 | 165212920.4635 | 749894.2093 | 51.0115 | 2744.698 | 3238.7397 | 55.9544 | 66.0261
1 | 4600 | 707 | 0.04 | 15 | 15 | 7 | 1e-09 | 5spot_SharedNeighbor | Water | Porous | Wet | R245fa | MinimizeLCOE_Brownfield | IgnoreSilica | 194.9487 | 99.9963 | 12.7886 | 4 | 2739.3117 | 3231.972 | 55.8446 | 65.8881 | 185.2564 | 0 | 444.4754 | 13227797.2299 | 829918.8065 | 13036821.8439 | 12159682.1464 | 0 | 410431.565 | 0 | 15469214.1208 | 40247721.9701 | 27469897.2526 | 122851484.9351 | 961560.8286 | 16315151.5233 | 16315151.5233 | 1478867.319 | 7407781.6792 | 0 | 140128197.287 | 165329997.8086 | 1000000 | 51.1545 | 2739.3117 | 3231.972 | 55.8446 | 65.8881
1 | 4600 | 707 | 0.04 | 15 | 15 | 7 | 1.3335e-09 | 5spot_SharedNeighbor | Water | Porous | Wet | R245fa | MinimizeLCOE_Brownfield | IgnoreSilica | 195.2387 | 100.1123 | 12.8149 | 4 | 2735.2527 | 3226.9048 | 55.7618 | 65.7848 | 185.2332 | 0 | 468.3532 | 13238761.6717 | 830592.972 | 13048925.5905 | 12176705.1653 | 0 | 395264.2278 | 0 | 15479197.3546 | 40273696.2968 | 27487625.2643 | 122930768.543 | 961560.8286 | 16315151.5233 | 16315151.5233 | 1478867.319 | 7407781.6792 | 0 | 140207480.8949 | 165409281.4165 | 1333521.4322 | 51.2594 | 2735.2527 | 3226.9048 | 55.7618 | 65.7848
1 | 4600 | 707 | 0.04 | 15 | 15 | 7 | 1.7783e-09 | 5spot_SharedNeighbor | Water | Porous | Wet | R245fa | MinimizeLCOE_Brownfield | IgnoreSilica | 195.446 | 100.1952 | 12.8341 | 4 | 2732.1967 | 3223.1113 | 55.6995 | 65.7075 | 185.2166 | 0 | 464.1458 | 13246583.8583 | 831073.9224 | 13057561.2728 | 12188867.3091 | 0 | 383518.4462 | 0 | 15485965.8754 | 40291306.5995 | 27499644.6577 | 122984521.9414 | 961560.8286 | 16315151.5233 | 16315151.5233 | 1478867.319 | 7407781.6792 | 0 | 140261234.2933 | 165463034.8149 | 1778279.41 | 51.3364 | 2732.1967 | 3223.1113 | 55.6995 | 65.7075
1 | 4600 | 707 | 0.04 | 15 | 15 | 7 | 2.3714e-09 | 5spot_SharedNeighbor | Water | Porous | Wet | R245fa | MinimizeLCOE_Brownfield | IgnoreSilica | 195.5944 | 100.2544 | 12.8483 | 4 | 2729.8978 | 3220.2719 | 55.6527 | 65.6496 | 185.2047 | 0 | 460.5089 | 13252174.2852 | 831417.6476 | 13063733.4523 | 12197570.4054 | 0 | 374474.9069 | 0 | 15490554.572 | 40303245.4466 | 27507793.1662 | 123020963.8821 | 961560.8286 | 16315151.5233 | 16315151.5233 | 1478867.319 | 7407781.6792 | 0 | 140297676.2341 | 165499476.7556 | 2371373.7057 | 51.393 | 2729.8978 | 3220.2719 | 55.6527 | 65.6496
1 | 4600 | 707 | 0.04 | 15 | 15 | 7 | 3.1623e-09 | 5spot_SharedNeighbor | Water | Porous | Wet | R245fa | MinimizeLCOE_Brownfield | IgnoreSilica | 195.6844 | 100.2902 | 12.8579 | 4 | 2728.1695 | 3218.1739 | 55.6174 | 65.6068 | 185.1974 | 0 | 444.5401 | 13255557.3024 | 831625.6492 | 13067468.6585 | 12202848.1516 | 0 | 367342.6534 | 0 | 15492688.5419 | 40308797.5986 | 27511582.624 | 123037911.1796 | 961560.8286 | 16315151.5233 | 16315151.5233 | 1478867.319 | 7407781.6792 | 0 | 140314623.5316 | 165516424.0531 | 3162277.6602 | 51.4318 | 2728.1695 | 3218.1739 | 55.6174 | 65.6068
1 | 4600 | 707 | 0.04 | 15 | 15 | 7 | 4.217e-09 | 5spot_SharedNeighbor | Water | Porous | Wet | R245fa | MinimizeLCOE_Brownfield | IgnoreSilica | 195.7723 | 100.3253 | 12.8661 | 4 | 2726.8709 | 3216.5644 | 55.591 | 65.574 | 185.1903 | 0 | 437.0233 | 13258871.2459 | 831829.4026 | 13071127.7054 | 12208009.5956 | 0 | 362196.6326 | 0 | 15495493.487 | 40316095.4905 | 27516563.5852 | 123060187.1449 | 961560.8286 | 16315151.5233 | 16315151.5233 | 1478867.319 | 7407781.6792 | 0 | 140336899.4969 | 165538700.0185 | 4216965.0343 | 51.4644 | 2726.8709 | 3216.5644 | 55.591 | 65.574
1 | 4600 | 707 | 0.04 | 15 | 15 | 7 | 5.6234e-09 | 5spot_SharedNeighbor | Water | Porous | Wet | R245fa | MinimizeLCOE_Brownfield | IgnoreSilica | 195.8112 | 100.3407 | 12.8711 | 4 | 2725.8957 | 3215.4009 | 55.5711 | 65.5503 | 185.1871 | 0 | 425.7806 | 13260327.0452 | 831918.9101 | 13072735.1401 | 12210288.4758 | 0 | 357970.7937 | 0 | 15495963.7423 | 40317318.9983 | 27517398.6544 | 123063921.7601 | 961560.8286 | 16315151.5233 | 16315151.5233 | 1478867.319 | 7407781.6792 | 0 | 140340634.112 | 165542434.6336 | 5623413.2519 | 51.4842 | 2725.8957 | 3215.4009 | 55.5711 | 65.5503
1 | 4600 | 707 | 0.04 | 15 | 15 | 7 | 7.4989e-09 | 5spot_SharedNeighbor | Water | Porous | Wet | R245fa | MinimizeLCOE_Brownfield | IgnoreSilica | 195.865 | 100.3622 | 12.8758 | 4 | 2725.1635 | 3214.487 | 55.5561 | 65.5317 | 185.1828 | 0 | 435.4217 | 13262350.5348 | 832043.3206 | 13074969.4288 | 12213439.9463 | 0 | 355090.4844 | 0 | 15497778.5488 | 40322040.7526 | 27520621.3487 | 123078334.3651 | 961560.8286 | 16315151.5233 | 16315151.5233 | 1478867.319 | 7407781.6792 | 0 | 140355046.7171 | 165556847.2386 | 7498942.0933 | 51.5033 | 2725.1635 | 3214.487 | 55.5561 | 65.5317
1 | 4600 | 707 | 0.04 | 15 | 15 | 7 | 1e-08 | 5spot_SharedNeighbor | Water | Porous | Wet | R245fa | MinimizeLCOE_Brownfield | IgnoreSilica | 195.889 | 100.3717 | 12.8787 | 4 | 2724.6139 | 3213.828 | 55.5449 | 65.5182 | 185.1808 | 0 | 444.1136 | 13263252.5612 | 832098.7799 | 13075965.4372 | 12214851.0218 | 0 | 352718.4689 | 0 | 15498165.6449 | 40323047.8971 | 27521308.7456 | 123081408.5566 | 961560.8286 | 16315151.5233 | 16315151.5233 | 1478867.319 | 7407781.6792 | 0 | 140358120.9086 | 165559921.4301 | 10000000 | 51.5149 | 2724.6139 | 3213.828 | 55.5449 | 65.5182
1 | 4700 | 707 | 0.04 | 15 | 15 | 7 | 1e-13 | 5spot_SharedNeighbor | Water | Porous | Wet | R245fa | MinimizeLCOE_Brownfield | IgnoreSilica | 0.81347 | 0.17937 | 0.0078707 | 4 | 595613.6905 | 1417260.2685 | 12142.3907 | 28892.7676 | 120.0128 | 0 | 44.3146 | 120352.0552 | 4803.331 | 86153.5644 | 55236.852 | 0 | 56064.9311 | 0 | 125818.1861 | 327353.1114 | 223425.225 | 999207.2562 | 961560.8286 | 16790840.2133 | 16790840.2133 | 1478867.319 | 7598057.1552 | 0 | 18751608.2981 | 44619372.9856 | 100 | 0.031483 | 595613.6905 | 1417260.2685 | 12142.3907 | 28892.7676
1 | 4700 | 707 | 0.04 | 15 | 15 | 7 | 1.3335e-13 | 5spot_SharedNeighbor | Water | Porous | Wet | R245fa | MinimizeLCOE_Brownfield | IgnoreSilica | 1.0498 | 0.27755 | 0.017452 | 4 | 273511.8779 | 644073.8123 | 5575.9096 | 13130.3158 | 132.7528 | 0 | 47.474 | 173505.2892 | 7595.3728 | 121098.7715 | 68266.598 | 0 | 62370.3496 | 0 | 168806.1886 | 439199.0759 | 299762.394 | 1340604.0397 | 961560.8286 | 16790840.2133 | 16790840.2133 | 1478867.319 | 7598057.1552 | 0 | 19093005.0816 | 44960769.7691 | 133.3521 | 0.069807 | 273511.8779 | 644073.8123 | 5575.9096 | 13130.3158
1 | 4700 | 707 | 0.04 | 15 | 15 | 7 | 1.7783e-13 | 5spot_SharedNeighbor | Water | Porous | Wet | R245fa | MinimizeLCOE_Brownfield | IgnoreSilica | 1.3445 | 0.4117 | 0.032043 | 4 | 152282.9932 | 354100.998 | 3104.4948 | 7218.8278 | 143.8602 | 0 | 64.1489 | 239746.4025 | 11403.8618 | 164777.3376 | 85633.4202 | 0 | 68710.9386 | 0 | 222406.0647 | 578654.9586 | 394943.8994 | 1766276.8834 | 961560.8286 | 16790840.2133 | 16790840.2133 | 1478867.319 | 7598057.1552 | 0 | 19518677.9253 | 45386442.6128 | 177.8279 | 0.12817 | 152282.9932 | 354100.998 | 3104.4948 | 7218.8278
1 | 4700 | 707 | 0.04 | 15 | 15 | 7 | 2.3714e-13 | 5spot_SharedNeighbor | Water | Porous | Wet | R245fa | MinimizeLCOE_Brownfield | IgnoreSilica | 1.7487 | 0.60862 | 0.054741 | 4 | 91785.7152 | 209922.7605 | 1871.176 | 4279.5594 | 154.1136 | 0 | 283.7857 | 328421.8286 | 16939.4099 | 223742.572 | 110867.4646 | 0 | 77270.5368 | 0 | 295324.3066 | 768373.2664 | 524430.5428 | 2345369.9276 | 961560.8286 | 16790840.2133 | 16790840.2133 | 1478867.319 | 7598057.1552 | 0 | 20097770.9696 | 45965535.6571 | 237.1374 | 0.21896 | 91785.7152 | 209922.7605 | 1871.176 | 4279.5594
1 | 4700 | 707 | 0.04 | 15 | 15 | 7 | 3.1623e-13 | 5spot_SharedNeighbor | Water | Porous | Wet | R245fa | MinimizeLCOE_Brownfield | IgnoreSilica | 2.2543 | 0.86647 | 0.08622 | 4 | 60299.0217 | 135304.2376 | 1229.2771 | 2758.3599 | 162.4871 | 0 | 370.7793 | 434266.2084 | 24028.6057 | 295173.6417 | 143188.4595 | 0 | 85987.2294 | 0 | 383231.2165 | 997089.0137 | 680533.74 | 3043498.115 | 961560.8286 | 16790840.2133 | 16790840.2133 | 1478867.319 | 7598057.1552 | 0 | 20795899.1569 | 46663663.8444 | 316.2278 | 0.34488 | 60299.0217 | 135304.2376 | 1229.2771 | 2758.3599
1 | 4700 | 707 | 0.04 | 15 | 15 | 7 | 4.217e-13 | 5spot_SharedNeighbor | Water | Porous | Wet | R245fa | MinimizeLCOE_Brownfield | IgnoreSilica | 2.935 | 1.2237 | 0.13132 | 4 | 41309.3844 | 90554.8804 | 842.1477 | 1846.0837 | 169.6843 | 0 | 492.8652 | 568658.099 | 33651.8617 | 387148.4293 | 187632.4999 | 0 | 97156.8194 | 0 | 496956.6066 | 1292979.1506 | 882484.8384 | 3946668.3049 | 961560.8286 | 16790840.2133 | 16790840.2133 | 1478867.319 | 7598057.1552 | 0 | 21699069.3468 | 47566834.0343 | 421.6965 | 0.52528 | 41309.3844 | 90554.8804 | 842.1477 | 1846.0837
1 | 4700 | 707 | 0.04 | 15 | 15 | 7 | 5.6234e-13 | 5spot_SharedNeighbor | Water | Porous | Wet | R245fa | MinimizeLCOE_Brownfield | IgnoreSilica | 3.8265 | 1.7034 | 0.19388 | 4 | 29448.9736 | 62804.5753 | 600.3572 | 1280.3562 | 175.5476 | 0 | 81.42 | 734510.817 | 46342.5 | 502273.2895 | 248542.2453 | 0 | 110339.2512 | 0 | 640383.1602 | 1666145.6222 | 1137178.623 | 5085715.5085 | 961560.8286 | 16790840.2133 | 16790840.2133 | 1478867.319 | 7598057.1552 | 0 | 22838116.5504 | 48705881.2379 | 562.3413 | 0.77551 | 29448.9736 | 62804.5753 | 600.3572 | 1280.3562
1 | 4700 | 707 | 0.04 | 15 | 15 | 7 | 7.4989e-13 | 5spot_SharedNeighbor | Water | Porous | Wet | R245fa | MinimizeLCOE_Brownfield | IgnoreSilica | 5.0058 | 2.3852 | 0.27878 | 4 | 21786.9841 | 44984.6568 | 444.1571 | 917.0731 | 180.2843 | 0 | 87.4961 | 938429.7518 | 60717.9319 | 656458.953 | 329364.3418 | 0 | 127320.5072 | 0 | 823793.6794 | 2143342.1705 | 1462875.0727 | 6542302.4083 | 961560.8286 | 16790840.2133 | 16790840.2133 | 1478867.319 | 7598057.1552 | 0 | 24294703.4502 | 50162468.1378 | 749.8942 | 1.1151 | 21786.9841 | 44984.6568 | 444.1571 | 917.0731
1 | 4700 | 707 | 0.04 | 15 | 15 | 7 | 1e-12 | 5spot_SharedNeighbor | Water | Porous | Wet | R245fa | MinimizeLCOE_Brownfield | IgnoreSilica | 6.5721 | 3.3119 | 0.39004 | 4 | 16722.1331 | 33302.3286 | 340.9033 | 678.913 | 184.0167 | 0 | 84.8776 | 1181756.6019 | 76401.7312 | 853589.3347 | 431231.7594 | 0 | 148698.4503 | 0 | 1049754.3722 | 2731245.5422 | 1864131.204 | 8336808.9959 | 961560.8286 | 16790840.2133 | 16790840.2133 | 1478867.319 | 7598057.1552 | 0 | 26089210.0378 | 51956974.7253 | 1000 | 1.5602 | 16722.1331 | 33302.3286 | 340.9033 | 678.913
1 | 4700 | 707 | 0.04 | 15 | 15 | 7 | 1.3335e-12 | 5spot_SharedNeighbor | Water | Porous | Wet | R245fa | MinimizeLCOE_Brownfield | IgnoreSilica | 8.6332 | 4.5151 | 0.53438 | 4 | 13227.2741 | 25328.9894 | 269.6559 | 516.3657 | 186.6528 | 0 | 75.2817 | 1469655.8435 | 94910.5709 | 1093752.6943 | 564214.5574 | 0 | 174436.4447 | 0 | 1324818.3432 | 3446905.5713 | 2352583.8793 | 10521277.9045 | 961560.8286 | 16790840.2133 | 16790840.2133 | 1478867.319 | 7598057.1552 | 0 | 28273678.9464 | 54141443.6339 | 1333.5214 | 2.1375 | 13227.2741 | 25328.9894 | 269.6559 | 516.3657
1 | 4700 | 707 | 0.04 | 15 | 15 | 7 | 1.7783e-12 | 5spot_SharedNeighbor | Water | Porous | Wet | R245fa | MinimizeLCOE_Brownfield | IgnoreSilica | 11.3905 | 6.1775 | 0.73456 | 4 | 10580.2804 | 19384.0595 | 215.6933 | 395.1703 | 189.3659 | 0 | 106.4262 | 1832941.6632 | 118199.2416 | 1405508.7083 | 743249.3182 | 0 | 205586.6611 | 0 | 1679139.381 | 4368776.2306 | 2981779.5468 | 13335180.7509 | 961560.8286 | 16790840.2133 | 16790840.2133 | 1478867.319 | 7598057.1552 | 0 | 31087581.7928 | 56955346.4803 | 1778.2794 | 2.9383 | 10580.2804 | 19384.0595 | 215.6933 | 395.1703
1 | 4700 | 707 | 0.04 | 15 | 15 | 7 | 2.3714e-12 | 5spot_SharedNeighbor | Water | Porous | Wet | R245fa | MinimizeLCOE_Brownfield | IgnoreSilica | 15.0595 | 8.3593 | 0.9967 | 4 | 8671.158 | 15159.4882 | 176.7733 | 309.0467 | 191.1687 | 0 | 86.1132 | 2269088.083 | 146071.2452 | 1790273.1676 | 980362.5222 | 0 | 244141.9869 | 0 | 2117675.4319 | 5509757.0788 | 3760522.4205 | 16817891.9361 | 961560.8286 | 16790840.2133 | 16790840.2133 | 1478867.319 | 7598057.1552 | 0 | 34570292.978 | 60438057.6655 | 2371.3737 | 3.9868 | 8671.158 | 15159.4882 | 176.7733 | 309.0467
1 | 4700 | 707 | 0.04 | 15 | 15 | 7 | 3.1623e-12 | 5spot_SharedNeighbor | Water | Porous | Wet | R245fa | MinimizeLCOE_Brownfield | IgnoreSilica | 19.9322 | 11.2573 | 1.3449 | 4 | 7236.8311 | 12045.374 | 147.5326 | 245.5612 | 192.5526 | 0 | 85.9003 | 2800352.5661 | 179908.3253 | 2271603.2377 | 1294881.0051 | 0 | 291069.2622 | 0 | 2666747.6146 | 6938330.268 | 4735552.9763 | 21178445.2553 | 961560.8286 | 16790840.2133 | 16790840.2133 | 1478867.319 | 7598057.1552 | 0 | 38930846.2972 | 64798610.9847 | 3162.2777 | 5.3795 | 7236.8311 | 12045.374 | 147.5326 | 245.5612
1 | 4700 | 707 | 0.04 | 15 | 15 | 7 | 4.217e-12 | 5spot_SharedNeighbor | Water | Porous | Wet | R245fa | MinimizeLCOE_Brownfield | IgnoreSilica | 26.3675 | 15.0857 | 1.805 | 4 | 6145.7269 | 9728.5095 | 125.289 | 198.3288 | 193.6063 | 0 | 95.6281 | 3445029.6788 | 220822.5024 | 2871029.7823 | 1710164.4717 | 0 | 347624.3071 | 0 | 3351921.5895 | 8721012.4023 | 5952270.1634 | 26619874.8976 | 961560.8286 | 16790840.2133 | 16790840.2133 | 1478867.319 | 7598057.1552 | 0 | 44372275.9395 | 70240040.627 | 4216.965 | 7.22 | 6145.7269 | 9728.5095 | 125.289 | 198.3288
1 | 4700 | 707 | 0.04 | 15 | 15 | 7 | 5.6234e-12 | 5spot_SharedNeighbor | Water | Porous | Wet | R245fa | MinimizeLCOE_Brownfield | IgnoreSilica | 34.8548 | 20.1358 | 2.4119 | 4 | 5303.691 | 7984.971 | 108.1229 | 162.7844 | 194.4076 | 0 | 90.9085 | 4227388.2765 | 270287.2161 | 3617097.2613 | 2257774.7277 | 0 | 416103.5047 | 0 | 4207573.8847 | 10947244.1559 | 7471719.0797 | 33415188.1066 | 961560.8286 | 16790840.2133 | 16790840.2133 | 1478867.319 | 7598057.1552 | 0 | 51167589.1486 | 77035353.8361 | 5623.4133 | 9.6475 | 5303.691 | 7984.971 | 108.1229 | 162.7844
1 | 4700 | 707 | 0.04 | 15 | 15 | 7 | 7.4989e-12 | 5spot_SharedNeighbor | Water | Porous | Wet | R245fa | MinimizeLCOE_Brownfield | IgnoreSilica | 45.9459 | 26.7333 | 3.2047 | 4 | 4648.6985 | 6666.683 | 94.77 | 135.9094 | 195.0037 | 0 | 101.3773 | 5169196.661 | 329597.2232 | 4537603.2169 | 2973276.5518 | 0 | 498252.0342 | 0 | 5268091.018 | 13706492.1948 | 9354962.5632 | 41837471.4632 | 961560.8286 | 16790840.2133 | 16790840.2133 | 1478867.319 | 7598057.1552 | 0 | 59589872.5052 | 85457637.1927 | 7498.9421 | 12.8186 | 4648.6985 | 6666.683 | 94.77 | 135.9094
1 | 4700 | 707 | 0.04 | 15 | 15 | 7 | 1e-11 | 5spot_SharedNeighbor | Water | Porous | Wet | R245fa | MinimizeLCOE_Brownfield | IgnoreSilica | 60.2138 | 35.1902 | 4.2205 | 4 | 4138.4589 | 5670.7377 | 84.3681 | 115.6057 | 195.3769 | 0 | 101.0202 | 6284148.5925 | 399523.0841 | 5653556.7397 | 3892745.6628 | 0 | 595452.2613 | 0 | 6561916.2728 | 17072760.1077 | 11652509.5836 | 52112612.3045 | 961560.8286 | 16790840.2133 | 16790840.2133 | 1478867.319 | 7598057.1552 | 0 | 69865013.3464 | 95732778.034 | 10000 | 16.8819 | 4138.4589 | 5670.7377 | 84.3681 | 115.6057
1 | 4700 | 707 | 0.04 | 15 | 15 | 7 | 1.3335e-11 | 5spot_SharedNeighbor | Water | Porous | Wet | R245fa | MinimizeLCOE_Brownfield | IgnoreSilica | 78.1385 | 45.6753 | 5.4776 | 4 | 3745.3394 | 4925.9494 | 76.3538 | 100.4221 | 195.3947 | 0 | 109.4745 | 7565294.5515 | 479539.1347 | 6965141.7338 | 5044617.0817 | 0 | 708928.9701 | 0 | 8097773.374 | 21068745.2374 | 14379851.5439 | 64309891.627 | 961560.8286 | 16790840.2133 | 16790840.2133 | 1478867.319 | 7598057.1552 | 0 | 82062292.6689 | 107930057.3564 | 13335.2143 | 21.9105 | 3745.3394 | 4925.9494 | 76.3538 | 100.4221
1 | 4700 | 707 | 0.04 | 15 | 15 | 7 | 1.7783e-11 | 5spot_SharedNeighbor | Water | Porous | Wet | R245fa | MinimizeLCOE_Brownfield | IgnoreSilica | 99.7905 | 57.9606 | 6.9446 | 4 | 3451.3877 | 4382.6091 | 70.3612 | 89.3454 | 194.8568 | 0 | 129.1889 | 8964119.6552 | 566552.0564 | 8427346.1455 | 6426915.2001 | 0 | 837847.2237 | 0 | 9836884.3095 | 25593555.151 | 17468127.2855 | 78121347.0269 | 961560.8286 | 16790840.2133 | 16790840.2133 | 1478867.319 | 7598057.1552 | 0 | 95873748.0688 | 121741512.7563 | 17782.7941 | 27.7783 | 3451.3877 | 4382.6091 | 70.3612 | 89.3454
1 | 4700 | 707 | 0.04 | 15 | 15 | 7 | 2.3714e-11 | 5spot_SharedNeighbor | Water | Porous | Wet | R245fa | MinimizeLCOE_Brownfield | IgnoreSilica | 124.5648 | 71.2929 | 8.5249 | 4 | 3241.7774 | 4000.3746 | 66.088 | 81.553 | 193.6353 | 0 | 129.9947 | 10389859.0854 | 654906.7036 | 9945390.0818 | 7990116.8961 | 0 | 978687.2645 | 0 | 11683994.4123 | 30399356.744 | 20748185.6221 | 92790496.8098 | 961560.8286 | 16790840.2133 | 16790840.2133 | 1478867.319 | 7598057.1552 | 0 | 110542897.8517 | 136410662.5392 | 23713.7371 | 34.0995 | 3241.7774 | 4000.3746 | 66.088 | 81.553
1 | 4700 | 707 | 0.04 | 15 | 15 | 7 | 3.1623e-11 | 5spot_SharedNeighbor | Water | Porous | Wet | R245fa | MinimizeLCOE_Brownfield | IgnoreSilica | 151.2468 | 84.7656 | 10.1054 | 4 | 3097.5556 | 3737.5066 | 63.1479 | 76.1941 | 191.9319 | 0 | 151.2603 | 11755643.3213 | 739265.8581 | 11422478.5619 | 9650312.7448 | 0 | 1126059.2079 | 0 | 13530566.2807 | 35203757.9616 | 24027288.1737 | 107455372.1101 | 961560.8286 | 16790840.2133 | 16790840.2133 | 1478867.319 | 7598057.1552 | 0 | 125207773.152 | 151075537.8395 | 31622.7766 | 40.4215 | 3097.5556 | 3737.5066 | 63.1479 | 76.1941
1 | 4700 | 707 | 0.04 | 15 | 15 | 7 | 4.217e-11 | 5spot_SharedNeighbor | Water | Porous | Wet | R245fa | MinimizeLCOE_Brownfield | IgnoreSilica | 163.6165 | 90.7103 | 10.9549 | 4 | 2995.1539 | 3585.4786 | 61.0603 | 73.0948 | 191.0724 | 0 | 174.9911 | 12338456.4952 | 775187.34 | 12058966.5659 | 10410919.1986 | 0 | 1059872.362 | 0 | 14290926.7651 | 37182059.9705 | 25377519.9448 | 113493908.6421 | 961560.8286 | 16790840.2133 | 16790840.2133 | 1478867.319 | 7598057.1552 | 0 | 131246309.684 | 157114074.3716 | 42169.6503 | 43.8196 | 2995.1539 | 3585.4786 | 61.0603 | 73.0948
1 | 4700 | 707 | 0.04 | 15 | 15 | 7 | 5.6234e-11 | 5spot_SharedNeighbor | Water | Porous | Wet | R245fa | MinimizeLCOE_Brownfield | IgnoreSilica | 172.1218 | 94.6624 | 11.5807 | 4 | 2916.3346 | 3474.758 | 59.4534 | 70.8376 | 190.4446 | 0 | 225.4096 | 12719953.9634 | 798677.2956 | 12477479.174 | 10929098.9932 | 0 | 960140.3714 | 0 | 14775286.4211 | 38442264.4397 | 26237635.3897 | 117340536.0483 | 961560.8286 | 16790840.2133 | 16790840.2133 | 1478867.319 | 7598057.1552 | 0 | 135092937.0902 | 160960701.7777 | 56234.1325 | 46.3229 | 2916.3346 | 3474.758 | 59.4534 | 70.8376
1 | 4700 | 707 | 0.04 | 15 | 15 | 7 | 7.4989e-11 | 5spot_SharedNeighbor | Water | Porous | Wet | R245fa | MinimizeLCOE_Brownfield | IgnoreSilica | 178.9176 | 97.7417 | 12.0841 | 4 | 2855.8446 | 3391.0061 | 58.2203 | 69.1302 | 189.9239 | 0 | 238.9256 | 13014090.5494 | 816775.8275 | 12801138.9284 | 11341138.8745 | 0 | 864092.2437 | 0 | 15146522.2052 | 39408143.7989 | 26896867.8991 | 120288770.3266 | 961560.8286 | 16790840.2133 | 16790840.2133 | 1478867.319 | 7598057.1552 | 0 | 138041171.3686 | 163908936.0561 | 74989.4209 | 48.3364 | 2855.8446 | 3391.0061 | 58.2203 | 69.1302
1 | 4700 | 707 | 0.04 | 15 | 15 | 7 | 1e-10 | 5spot_SharedNeighbor | Water | Porous | Wet | R245fa | MinimizeLCOE_Brownfield | IgnoreSilica | 184.1233 | 100.0499 | 12.4755 | 4 | 2809.5647 | 3327.9373 | 57.2768 | 67.8445 | 189.5138 | 0 | 306.3416 | 13232862.509 | 830230.2547 | 13042413.3092 | 11654785.522 | 0 | 774775.9821 | 0 | 15418676.3551 | 40116233.0705 | 27380153.3767 | 122450130.3793 | 961560.8286 | 16790840.2133 | 16790840.2133 | 1478867.319 | 7598057.1552 | 0 | 140202531.4213 | 166070296.1088 | 100000 | 49.9019 | 2809.5647 | 3327.9373 | 57.2768 | 67.8445
1 | 4700 | 707 | 0.04 | 15 | 15 | 7 | 1.3335e-10 | 5spot_SharedNeighbor | Water | Porous | Wet | R245fa | MinimizeLCOE_Brownfield | IgnoreSilica | 188.0887 | 101.7799 | 12.7773 | 4 | 2774.2627 | 3280.3915 | 56.5571 | 66.8752 | 189.1951 | 0 | 322.8354 | 13395901.9419 | 840253.4028 | 13222519.4657 | 11893179.4089 | 0 | 695735.7852 | 0 | 15618560.1018 | 40636289.5777 | 27735102.629 | 124037542.3131 | 961560.8286 | 16790840.2133 | 16790840.2133 | 1478867.319 | 7598057.1552 | 0 | 141789943.3551 | 167657708.0426 | 133352.1432 | 51.1091 | 2774.2627 | 3280.3915 | 56.5571 | 66.8752
1 | 4700 | 707 | 0.04 | 15 | 15 | 7 | 1.7783e-10 | 5spot_SharedNeighbor | Water | Porous | Wet | R245fa | MinimizeLCOE_Brownfield | IgnoreSilica | 191.1218 | 103.0861 | 13.0094 | 4 | 2747.3897 | 3244.4858 | 56.0093 | 66.1432 | 188.9477 | 0 | 343.3864 | 13518490.8438 | 847787.6979 | 13358105.7833 | 12075095.4705 | 0 | 628462.7541 | 0 | 15766897.5943 | 41022233.3049 | 27998517.1532 | 125215590.6019 | 961560.8286 | 16790840.2133 | 16790840.2133 | 1478867.319 | 7598057.1552 | 0 | 142967991.6439 | 168835756.3314 | 177827.941 | 52.0378 | 2747.3897 | 3244.4858 | 56.0093 | 66.1432
1 | 4700 | 707 | 0.04 | 15 | 15 | 7 | 2.3714e-10 | 5spot_SharedNeighbor | Water | Porous | Wet | R245fa | MinimizeLCOE_Brownfield | IgnoreSilica | 193.2897 | 104.0095 | 13.1805 | 4 | 2726.964 | 3217.609 | 55.5928 | 65.5953 | 188.7688 | 0 | 402.544 | 13604886.8369 | 853096.5167 | 13453746.2057 | 12204580.7975 | 0 | 570860.3522 | 0 | 15867996.5765 | 41285272.1185 | 28178046.5484 | 126018485.9525 | 961560.8286 | 16790840.2133 | 16790840.2133 | 1478867.319 | 7598057.1552 | 0 | 143770886.9945 | 169638651.682 | 237137.3706 | 52.722 | 2726.964 | 3217.609 | 55.5928 | 65.5953
1 | 4700 | 707 | 0.04 | 15 | 15 | 7 | 3.1623e-10 | 5spot_SharedNeighbor | Water | Porous | Wet | R245fa | MinimizeLCOE_Brownfield | IgnoreSilica | 194.8561 | 104.6718 | 13.3072 | 4 | 2711.4694 | 3197.4443 | 55.277 | 65.1842 | 188.6384 | 0 | 401.5493 | 13666721.2127 | 856895.5473 | 13522239.4518 | 12298050.465 | 0 | 523049.9812 | 0 | 15938113.0966 | 41467700.9209 | 28302557.9546 | 126575328.6302 | 961560.8286 | 16790840.2133 | 16790840.2133 | 1478867.319 | 7598057.1552 | 0 | 144327729.6721 | 170195494.3596 | 316227.766 | 53.2286 | 2711.4694 | 3197.4443 | 55.277 | 65.1842
1 | 4700 | 707 | 0.04 | 15 | 15 | 7 | 4.217e-10 | 5spot_SharedNeighbor | Water | Porous | Wet | R245fa | MinimizeLCOE_Brownfield | IgnoreSilica | 195.9887 | 105.1481 | 13.4008 | 4 | 2699.7325 | 3182.3099 | 55.0377 | 64.8757 | 188.5436 | 0 | 387.5684 | 13711120.8073 | 859623.1299 | 13571442.1859 | 12365589.6195 | 0 | 484124.0359 | 0 | 15986840.9136 | 41594480.7053 | 28389087.7625 | 126962309.1599 | 961560.8286 | 16790840.2133 | 16790840.2133 | 1478867.319 | 7598057.1552 | 0 | 144714710.2018 | 170582474.8893 | 421696.5034 | 53.6034 | 2699.7325 | 3182.3099 | 55.0377 | 64.8757
1 | 4700 | 707 | 0.04 | 15 | 15 | 7 | 5.6234e-10 | 5spot_SharedNeighbor | Water | Porous | Wet | R245fa | MinimizeLCOE_Brownfield | IgnoreSilica | 196.8124 | 105.4931 | 13.4703 | 4 | 2690.8543 | 3170.9443 | 54.8567 | 64.644 | 188.4742 | 0 | 382.1364 | 13743244.0604 | 861596.4016 | 13607051.8516 | 12414680.4464 | 0 | 452958.1903 | 0 | 16021017.0707 | 41683400.0554 | 28449777.046 | 127233725.1224 | 961560.8286 | 16790840.2133 | 16790840.2133 | 1478867.319 | 7598057.1552 | 0 | 144986126.1643 | 170853890.8518 | 562341.3252 | 53.8811 | 2690.8543 | 3170.9443 | 54.8567 | 64.644
1 | 4700 | 707 | 0.04 | 15 | 15 | 7 | 7.4989e-10 | 5spot_SharedNeighbor | Water | Porous | Wet | R245fa | MinimizeLCOE_Brownfield | IgnoreSilica | 197.3628 | 105.7229 | 13.5195 | 4 | 2684.1467 | 3162.4888 | 54.72 | 64.4716 | 188.4277 | 0 | 413.9219 | 13764625.9493 | 862909.7847 | 13630759.6267 | 12447474.1595 | 0 | 427701.187 | 0 | 16042053.5758 | 41738132.7266 | 28487133.2187 | 127400790.2282 | 961560.8286 | 16790840.2133 | 16790840.2133 | 1478867.319 | 7598057.1552 | 0 | 145153191.2702 | 171020955.9577 | 749894.2093 | 54.078 | 2684.1467 | 3162.4888 | 54.72 | 64.4716
1 | 4700 | 707 | 0.04 | 15 | 15 | 7 | 1e-09 | 5spot_SharedNeighbor | Water | Porous | Wet | R245fa | MinimizeLCOE_Brownfield | IgnoreSilica | 197.7527 | 105.8853 | 13.5555 | 4 | 2679.0855 | 3156.1582 | 54.6168 | 64.3426 | 188.3946 | 0 | 400.7862 | 13779727.5042 | 863837.3661 | 13647506.4323 | 12470694.74 | 0 | 407805.7345 | 0 | 16056132.9931 | 41774764.4823 | 28512135.1448 | 127512604.3974 | 961560.8286 | 16790840.2133 | 16790840.2133 | 1478867.319 | 7598057.1552 | 0 | 145265005.4393 | 171132770.1268 | 1000000 | 54.2219 | 2679.0855 | 3156.1582 | 54.6168 | 64.3426
1 | 4700 | 707 | 0.04 | 15 | 15 | 7 | 1.3335e-09 | 5spot_SharedNeighbor | Water | Porous | Wet | R245fa | MinimizeLCOE_Brownfield | IgnoreSilica | 198.0233 | 105.9978 | 13.5815 | 4 | 2675.2708 | 3151.4286 | 54.539 | 64.2461 | 188.3715 | 0 | 390.1667 | 13790183.7374 | 864479.6029 | 13659103.0533 | 12486806.0916 | 0 | 392197.8163 | 0 | 16065180.4176 | 41798304.025 | 28528201.3663 | 127584456.1104 | 961560.8286 | 16790840.2133 | 16790840.2133 | 1478867.319 | 7598057.1552 | 0 | 145336857.1524 | 171204621.8399 | 1333521.4322 | 54.326 | 2675.2708 | 3151.4286 | 54.539 | 64.2461
1 | 4700 | 707 | 0.04 | 15 | 15 | 7 | 1.7783e-09 | 5spot_SharedNeighbor | Water | Porous | Wet | R245fa | MinimizeLCOE_Brownfield | IgnoreSilica | 198.213 | 106.0765 | 13.6005 | 4 | 2672.3982 | 3147.8923 | 54.4805 | 64.174 | 188.3553 | 0 | 388.0993 | 13797499.677 | 864928.9507 | 13667217.4867 | 12498096.7514 | 0 | 380072.2293 | 0 | 16071047.8871 | 41813569.977 | 28538620.6922 | 127631053.6514 | 961560.8286 | 16790840.2133 | 16790840.2133 | 1478867.319 | 7598057.1552 | 0 | 145383454.6934 | 171251219.3809 | 1778279.41 | 54.4019 | 2672.3982 | 3147.8923 | 54.4805 | 64.174
1 | 4700 | 707 | 0.04 | 15 | 15 | 7 | 2.3714e-09 | 5spot_SharedNeighbor | Water | Porous | Wet | R245fa | MinimizeLCOE_Brownfield | IgnoreSilica | 198.3445 | 106.131 | 13.6142 | 4 | 2670.2369 | 3145.251 | 54.4364 | 64.1202 | 188.3441 | 0 | 385.8434 | 13802562.7919 | 865239.9256 | 13672833.4992 | 12505922.6917 | 0 | 370689.6511 | 0 | 16074726.9382 | 41823142.1134 | 28545153.872 | 127660271.4831 | 961560.8286 | 16790840.2133 | 16790840.2133 | 1478867.319 | 7598057.1552 | 0 | 145412672.525 | 171280437.2126 | 2371373.7057 | 54.4568 | 2670.2369 | 3145.251 | 54.4364 | 64.1202
1 | 4700 | 707 | 0.04 | 15 | 15 | 7 | 3.1623e-09 | 5spot_SharedNeighbor | Water | Porous | Wet | R245fa | MinimizeLCOE_Brownfield | IgnoreSilica | 198.4325 | 106.1674 | 13.624 | 4 | 2668.6119 | 3143.2832 | 54.4033 | 64.0801 | 188.3365 | 0 | 357.5314 | 13805944.3952 | 865447.6209 | 13676584.5078 | 12511156.9437 | 0 | 363427.3879 | 0 | 16076798.7337 | 41828532.5001 | 28548832.9217 | 127676725.0111 | 961560.8286 | 16790840.2133 | 16790840.2133 | 1478867.319 | 7598057.1552 | 0 | 145429126.053 | 171296890.7405 | 3162277.6602 | 54.4962 | 2668.6119 | 3143.2832 | 54.4033 | 64.0801
1 | 4700 | 707 | 0.04 | 15 | 15 | 7 | 4.217e-09 | 5spot_SharedNeighbor | Water | Porous | Wet | R245fa | MinimizeLCOE_Brownfield | IgnoreSilica | 198.5102 | 106.1996 | 13.632 | 4 | 2667.3908 | 3141.7865 | 54.3784 | 64.0496 | 188.3298 | 0 | 369.8345 | 13808938.6425 | 865631.5241 | 13679905.9333 | 12515786.6183 | 0 | 358077.7721 | 0 | 16079052.7912 | 41834397.0955 | 28552835.6286 | 127694626.0056 | 961560.8286 | 16790840.2133 | 16790840.2133 | 1478867.319 | 7598057.1552 | 0 | 145447027.0476 | 171314791.7351 | 4216965.0343 | 54.5278 | 2667.3908 | 3141.7865 | 54.3784 | 64.0496
1 | 4700 | 707 | 0.04 | 15 | 15 | 7 | 5.6234e-09 | 5spot_SharedNeighbor | Water | Porous | Wet | R245fa | MinimizeLCOE_Brownfield | IgnoreSilica | 198.5567 | 106.2188 | 13.6374 | 4 | 2666.4737 | 3140.6815 | 54.3597 | 64.027 | 188.3258 | 0 | 387.0837 | 13810722.4683 | 865741.084 | 13681884.7147 | 12518551.3717 | 0 | 353883.8877 | 0 | 16080005.5753 | 41836876.0442 | 28554527.562 | 127702192.7079 | 961560.8286 | 16790840.2133 | 16790840.2133 | 1478867.319 | 7598057.1552 | 0 | 145454593.7498 | 171322358.4373 | 5623413.2519 | 54.5494 | 2666.4737 | 3140.6815 | 54.3597 | 64.027
1 | 4700 | 707 | 0.04 | 15 | 15 | 7 | 7.4989e-09 | 5spot_SharedNeighbor | Water | Porous | Wet | R245fa | MinimizeLCOE_Brownfield | IgnoreSilica | 198.5903 | 106.2327 | 13.6413 | 4 | 2665.785 | 3139.8541 | 54.3456 | 64.0102 | 188.3229 | 0 | 486.6618 | 13812011.436 | 865820.2503 | 13683314.5729 | 12520550.2976 | 0 | 350704.7363 | 0 | 16080636.5043 | 41838517.5921 | 28555647.9522 | 127707203.3417 | 961560.8286 | 16790840.2133 | 16790840.2133 | 1478867.319 | 7598057.1552 | 0 | 145459604.3836 | 171327369.0711 | 7498942.0933 | 54.5654 | 2665.785 | 3139.8541 | 54.3456 | 64.0102
1 | 4700 | 707 | 0.04 | 15 | 15 | 7 | 1e-08 | 5spot_SharedNeighbor | Water | Porous | Wet | R245fa | MinimizeLCOE_Brownfield | IgnoreSilica | 196.5559 | 105.3785 | 13.5511 | 4 | 2665.0019 | 3142.2291 | 54.3297 | 64.0586 | 188.4906 | 0 | 468.6263 | 13732577.2998 | 860941.1757 | 13595226.3493 | 12399189.7047 | 0 | 319972.3617 | 0 | 15954083.6875 | 41509253.1224 | 28330918.1859 | 126702161.887 | 961560.8286 | 16790840.2133 | 16790840.2133 | 1478867.319 | 7598057.1552 | 0 | 144454562.9289 | 170322327.6164 | 10000000 | 54.2043 | 2665.0019 | 3142.2291 | 54.3297 | 64.0586
1 | 4800 | 707 | 0.04 | 15 | 15 | 7 | 1e-13 | 5spot_SharedNeighbor | Water | Porous | Wet | R245fa | MinimizeLCOE_Brownfield | IgnoreSilica | 0.83292 | 0.19027 | 0.0091153 | 4 | 528560.3656 | 1256511.6948 | 10775.418 | 25615.6905 | 122.3978 | 0 | 48.1791 | 126948.2484 | 5153.4539 | 90164.7319 | 56563.916 | 0 | 56292.9871 | 0 | 130698.1015 | 340049.6503 | 232090.8736 | 1037961.9627 | 961560.8286 | 17272388.9941 | 17272388.9941 | 1478867.319 | 7790676.6675 | 0 | 19271911.7855 | 45813844.7662 | 100 | 0.036461 | 528560.3656 | 1256511.6948 | 10775.418 | 25615.6905
1 | 4800 | 707 | 0.04 | 15 | 15 | 7 | 1.3335e-13 | 5spot_SharedNeighbor | Water | Porous | Wet | R245fa | MinimizeLCOE_Brownfield | IgnoreSilica | 1.0692 | 0.29198 | 0.01944 | 4 | 252324.3693 | 593657.5153 | 5143.9736 | 12102.5114 | 135.1343 | 0 | 51.7907 | 181705.3249 | 8093.0607 | 125905.9131 | 69893.7709 | 0 | 62119.6208 | 0 | 174609.8992 | 454299.1404 | 310068.4982 | 1386695.2282 | 961560.8286 | 17272388.9941 | 17272388.9941 | 1478867.319 | 7790676.6675 | 0 | 19620645.0509 | 46162578.0316 | 133.3521 | 0.07776 | 252324.3693 | 593657.5153 | 5143.9736 | 12102.5114
1 | 4800 | 707 | 0.04 | 15 | 15 | 7 | 1.7783e-13 | 5spot_SharedNeighbor | Water | Porous | Wet | R245fa | MinimizeLCOE_Brownfield | IgnoreSilica | 1.3936 | 0.44521 | 0.036317 | 4 | 138390.3817 | 321102.7859 | 2821.2751 | 6546.1146 | 147.2296 | 0 | 50.2216 | 256739.8822 | 12525.6181 | 175035.3855 | 89390.6902 | 0 | 69905.1926 | 0 | 235402.7398 | 612469.6412 | 418023.1151 | 1869492.2648 | 961560.8286 | 17272388.9941 | 17272388.9941 | 1478867.319 | 7790676.6675 | 0 | 20103442.0876 | 46645375.0683 | 177.8279 | 0.14527 | 138390.3817 | 321102.7859 | 2821.2751 | 6546.1146
1 | 4800 | 707 | 0.04 | 15 | 15 | 7 | 2.3714e-13 | 5spot_SharedNeighbor | Water | Porous | Wet | R245fa | MinimizeLCOE_Brownfield | IgnoreSilica | 1.7875 | 0.64464 | 0.060237 | 4 | 85827.3049 | 195983.5544 | 1749.7057 | 3995.3898 | 157.0887 | 0 | 287.106 | 345880.1055 | 18269.8255 | 233823.9028 | 114647.0339 | 0 | 77101.8481 | 0 | 307991.8592 | 801331.6397 | 546925.3098 | 2445971.5245 | 961560.8286 | 17272388.9941 | 17272388.9941 | 1478867.319 | 7790676.6675 | 0 | 20679921.3472 | 47221854.3279 | 237.1374 | 0.24095 | 85827.3049 | 195983.5544 | 1749.7057 | 3995.3898
1 | 4800 | 707 | 0.04 | 15 | 15 | 7 | 3.1623e-13 | 5spot_SharedNeighbor | Water | Porous | Wet | R245fa | MinimizeLCOE_Brownfield | IgnoreSilica | 2.3126 | 0.92175 | 0.094879 | 4 | 56445.1618 | 126381.5425 | 1150.711 | 2576.4587 | 165.7271 | 0 | 378.6749 | 459001.0776 | 26113.2453 | 309497.6478 | 148548.8736 | 0 | 86092.2737 | 0 | 401408.7161 | 1044383.1389 | 712812.9522 | 3187857.9253 | 961560.8286 | 17272388.9941 | 17272388.9941 | 1478867.319 | 7790676.6675 | 0 | 21421807.748 | 47963740.7287 | 316.2278 | 0.37952 | 56445.1618 | 126381.5425 | 1150.711 | 2576.4587
1 | 4800 | 707 | 0.04 | 15 | 15 | 7 | 4.217e-13 | 5spot_SharedNeighbor | Water | Porous | Wet | R245fa | MinimizeLCOE_Brownfield | IgnoreSilica | 3.0128 | 1.3052 | 0.14485 | 4 | 38639.2281 | 84447.0304 | 787.7129 | 1721.5669 | 173.0505 | 0 | 503.6005 | 603167.6471 | 36978.1517 | 406659.5878 | 197188.7668 | 0 | 97314.0398 | 0 | 523110.1954 | 1361025.4237 | 928927.8179 | 4154371.6302 | 961560.8286 | 17272388.9941 | 17272388.9941 | 1478867.319 | 7790676.6675 | 0 | 22388321.453 | 48930254.4337 | 421.6965 | 0.57942 | 38639.2281 | 84447.0304 | 787.7129 | 1721.5669
1 | 4800 | 707 | 0.04 | 15 | 15 | 7 | 5.6234e-13 | 5spot_SharedNeighbor | Water | Porous | Wet | R245fa | MinimizeLCOE_Brownfield | IgnoreSilica | 3.9191 | 1.8294 | 0.21296 | 4 | 27702.5107 | 58861.3888 | 564.7532 | 1199.969 | 178.9523 | 0 | 83.8935 | 778646.1763 | 50309.0764 | 530982.2179 | 261334.0501 | 0 | 110508.071 | 0 | 675394.0407 | 1757236.7516 | 1199350.1906 | 5363760.5746 | 961560.8286 | 17272388.9941 | 17272388.9941 | 1478867.319 | 7790676.6675 | 0 | 23597710.3973 | 50139643.378 | 562.3413 | 0.85183 | 27702.5107 | 58861.3888 | 564.7532 | 1199.969
1 | 4800 | 707 | 0.04 | 15 | 15 | 7 | 7.4989e-13 | 5spot_SharedNeighbor | Water | Porous | Wet | R245fa | MinimizeLCOE_Brownfield | IgnoreSilica | 5.13 | 2.576 | 0.30325 | 4 | 20707.113 | 42588.6777 | 422.1425 | 868.2278 | 183.7717 | 0 | 89.3077 | 990519.2259 | 64078.6984 | 698146.6757 | 341583.5172 | 0 | 128090.7632 | 0 | 866743.3634 | 2255088.4381 | 1539144.1964 | 6883394.8784 | 961560.8286 | 17272388.9941 | 17272388.9941 | 1478867.319 | 7790676.6675 | 0 | 25117344.7012 | 51659277.6819 | 749.8942 | 1.213 | 20707.113 | 42588.6777 | 422.1425 | 868.2278
1 | 4800 | 707 | 0.04 | 15 | 15 | 7 | 1e-12 | 5spot_SharedNeighbor | Water | Porous | Wet | R245fa | MinimizeLCOE_Brownfield | IgnoreSilica | 6.7185 | 3.5553 | 0.42151 | 4 | 15995.9389 | 31737.9878 | 326.0989 | 647.0218 | 187.5175 | 0 | 74.1664 | 1242174.161 | 80290.0815 | 903415.4083 | 445688.3786 | 0 | 149013.1188 | 0 | 1100026.6478 | 2862043.691 | 1953403.6282 | 8736055.1151 | 961560.8286 | 17272388.9941 | 17272388.9941 | 1478867.319 | 7790676.6675 | 0 | 26970004.9378 | 53511937.9185 | 1000 | 1.6861 | 15995.9389 | 31737.9878 | 326.0989 | 647.0218
1 | 4800 | 707 | 0.04 | 15 | 15 | 7 | 1.3335e-12 | 5spot_SharedNeighbor | Water | Porous | Wet | R245fa | MinimizeLCOE_Brownfield | IgnoreSilica | 8.8379 | 4.8462 | 0.57701 | 4 | 12678.4931 | 24178.2772 | 258.4682 | 492.9069 | 190.2128 | 0 | 75.9245 | 1544740.5147 | 99729.7737 | 1157450.099 | 583609.5579 | 0 | 175201.3566 | 0 | 1388685.2077 | 3613074.052 | 2465997.2818 | 11028487.8434 | 961560.8286 | 17272388.9941 | 17272388.9941 | 1478867.319 | 7790676.6675 | 0 | 29262437.6662 | 55804370.6468 | 1333.5214 | 2.308 | 12678.4931 | 24178.2772 | 258.4682 | 492.9069
1 | 4800 | 707 | 0.04 | 15 | 15 | 7 | 1.7783e-12 | 5spot_SharedNeighbor | Water | Porous | Wet | R245fa | MinimizeLCOE_Brownfield | IgnoreSilica | 11.6754 | 6.6295 | 0.79262 | 4 | 10161.0405 | 18532.5885 | 207.1466 | 377.8119 | 192.9879 | 0 | 82.2157 | 1926562.1571 | 124189.7415 | 1487208.5189 | 769384.0782 | 0 | 206834.268 | 0 | 1760529.7179 | 4580537.1916 | 3126310.7539 | 13981556.4271 | 961560.8286 | 17272388.9941 | 17272388.9941 | 1478867.319 | 7790676.6675 | 0 | 32215506.2499 | 58757439.2306 | 1778.2794 | 3.1705 | 10161.0405 | 18532.5885 | 207.1466 | 377.8119
1 | 4800 | 707 | 0.04 | 15 | 15 | 7 | 2.3714e-12 | 5spot_SharedNeighbor | Water | Porous | Wet | R245fa | MinimizeLCOE_Brownfield | IgnoreSilica | 15.4079 | 8.9437 | 1.0722 | 4 | 8353.6503 | 14542.2838 | 170.3005 | 296.4641 | 194.8052 | 0 | 89.4925 | 2380032.6705 | 153147.2746 | 1889725.7373 | 1012550.1768 | 0 | 244850.5306 | 0 | 2215319.492 | 5763806.8938 | 3933916.6394 | 17593349.4151 | 961560.8286 | 17272388.9941 | 17272388.9941 | 1478867.319 | 7790676.6675 | 0 | 35827299.2379 | 62369232.2186 | 2371.3737 | 4.2888 | 8353.6503 | 14542.2838 | 170.3005 | 296.4641
1 | 4800 | 707 | 0.04 | 15 | 15 | 7 | 3.1623e-12 | 5spot_SharedNeighbor | Water | Porous | Wet | R245fa | MinimizeLCOE_Brownfield | IgnoreSilica | 20.3944 | 12.0364 | 1.4455 | 4 | 6983.5765 | 11573.8789 | 142.3697 | 235.9492 | 196.2107 | 0 | 79.9841 | 2936103.6151 | 188536.3638 | 2396528.5738 | 1337216.603 | 0 | 291921.5883 | 0 | 2788619.6302 | 7255416.2531 | 4951970.6767 | 22146313.3039 | 961560.8286 | 17272388.9941 | 17272388.9941 | 1478867.319 | 7790676.6675 | 0 | 40380263.1267 | 66922196.1074 | 3162.2777 | 5.7822 | 6983.5765 | 11573.8789 | 142.3697 | 235.9492
1 | 4800 | 707 | 0.04 | 15 | 15 | 7 | 4.217e-12 | 5spot_SharedNeighbor | Water | Porous | Wet | R245fa | MinimizeLCOE_Brownfield | IgnoreSilica | 26.9548 | 16.1065 | 1.9373 | 4 | 5941.3668 | 9366.5616 | 121.1228 | 190.95 | 197.2776 | 0 | 86.9744 | 3608574.9208 | 231178.753 | 3025420.8808 | 1764308.2284 | 0 | 348106.4972 | 0 | 3501259.8193 | 9109559.8426 | 6217461.7753 | 27805870.7175 | 961560.8286 | 17272388.9941 | 17272388.9941 | 1478867.319 | 7790676.6675 | 0 | 46039820.5403 | 72581753.521 | 4216.965 | 7.749 | 5941.3668 | 9366.5616 | 121.1228 | 190.95
1 | 4800 | 707 | 0.04 | 15 | 15 | 7 | 5.6234e-12 | 5spot_SharedNeighbor | Water | Porous | Wet | R245fa | MinimizeLCOE_Brownfield | IgnoreSilica | 35.6294 | 21.4892 | 2.5872 | 4 | 5133.5606 | 7698.2577 | 104.6546 | 156.9394 | 198.0915 | 0 | 119.7019 | 4427012.8644 | 282878.8454 | 3810308.5682 | 2328928.3701 | 0 | 416668.9347 | 0 | 4393661.0573 | 11431404.8073 | 7802168.6729 | 34893032.1203 | 961560.8286 | 17272388.9941 | 17272388.9941 | 1478867.319 | 7790676.6675 | 0 | 53126981.9431 | 79668914.9238 | 5623.4133 | 10.349 | 5133.5606 | 7698.2577 | 104.6546 | 156.9394
1 | 4800 | 707 | 0.04 | 15 | 15 | 7 | 7.4989e-12 | 5spot_SharedNeighbor | Water | Porous | Wet | R245fa | MinimizeLCOE_Brownfield | IgnoreSilica | 46.9502 | 28.5106 | 3.4351 | 4 | 4504.7266 | 6436.3886 | 91.8349 | 131.2145 | 198.6938 | 0 | 91.425 | 5410997.1098 | 344787.1167 | 4777375.2754 | 3065481.2836 | 0 | 498714.8331 | 0 | 5497968.6913 | 14304586.7462 | 9763174.3842 | 43663085.4403 | 961560.8286 | 17272388.9941 | 17272388.9941 | 1478867.319 | 7790676.6675 | 0 | 61897035.2631 | 88438968.2437 | 7498.9421 | 13.7405 | 4504.7266 | 6436.3886 | 91.8349 | 131.2145
1 | 4800 | 707 | 0.04 | 15 | 15 | 7 | 1e-11 | 5spot_SharedNeighbor | Water | Porous | Wet | R245fa | MinimizeLCOE_Brownfield | IgnoreSilica | 61.4831 | 37.4893 | 4.519 | 4 | 4014.837 | 5483.1834 | 81.8479 | 111.7821 | 199.0587 | 0 | 123.8175 | 6573441.3054 | 417620.7079 | 5947171.9497 | 4010331.8941 | 0 | 595534.6185 | 0 | 6842199.1855 | 17801998.7526 | 12150229.9431 | 54338528.3568 | 961560.8286 | 17272388.9941 | 17272388.9941 | 1478867.319 | 7790676.6675 | 0 | 72572478.1795 | 99114411.1602 | 10000 | 18.0761 | 4014.837 | 5483.1834 | 81.8479 | 111.7821
1 | 4800 | 707 | 0.04 | 15 | 15 | 7 | 1.3335e-11 | 5spot_SharedNeighbor | Water | Porous | Wet | R245fa | MinimizeLCOE_Brownfield | IgnoreSilica | 79.681 | 48.5753 | 5.855 | 4 | 3637.7555 | 4771.0615 | 74.1606 | 97.2645 | 199.0399 | 0 | 104.2416 | 7904224.8426 | 500654.0184 | 7316729.3089 | 5189982.778 | 0 | 708203.8749 | 0 | 8431719.9809 | 21937605.8068 | 14972866.7359 | 66961987.3466 | 961560.8286 | 17272388.9941 | 17272388.9941 | 1478867.319 | 7790676.6675 | 0 | 85195937.1693 | 111737870.15 | 13335.2143 | 23.4199 | 3637.7555 | 4771.0615 | 74.1606 | 97.2645
1 | 4800 | 707 | 0.04 | 15 | 15 | 7 | 1.7783e-11 | 5spot_SharedNeighbor | Water | Porous | Wet | R245fa | MinimizeLCOE_Brownfield | IgnoreSilica | 101.5757 | 61.499 | 7.4061 | 4 | 3356.1922 | 4252.1426 | 68.4205 | 86.6857 | 198.4306 | 0 | 138.9136 | 9350808.7194 | 590547.0454 | 8836474.7159 | 6600052.5259 | 0 | 835988.961 | 0 | 10223410.0673 | 26599215.8854 | 18154511.401 | 81191009.3213 | 961560.8286 | 17272388.9941 | 17272388.9941 | 1478867.319 | 7790676.6675 | 0 | 99424959.1441 | 125966892.1248 | 17782.7941 | 29.6243 | 3356.1922 | 4252.1426 | 68.4205 | 86.6857
1 | 4800 | 707 | 0.04 | 15 | 15 | 7 | 2.3714e-11 | 5spot_SharedNeighbor | Water | Porous | Wet | R245fa | MinimizeLCOE_Brownfield | IgnoreSilica | 126.5092 | 75.446 | 9.0678 | 4 | 3155.7697 | 3887.5295 | 64.3346 | 79.2525 | 197.1072 | 0 | 114.0045 | 10818083.5349 | 681384.5403 | 10406235.2324 | 8188322.4387 | 0 | 975483.1207 | 0 | 12117108.4581 | 31526230.6472 | 21517300.216 | 96230148.1883 | 961560.8286 | 17272388.9941 | 17272388.9941 | 1478867.319 | 7790676.6675 | 0 | 114464098.011 | 141006030.9917 | 23713.7371 | 36.2714 | 3155.7697 | 3887.5295 | 64.3346 | 79.2525
1 | 4800 | 707 | 0.04 | 15 | 15 | 7 | 3.1623e-11 | 5spot_SharedNeighbor | Water | Porous | Wet | R245fa | MinimizeLCOE_Brownfield | IgnoreSilica | 153.181 | 89.4595 | 10.7219 | 4 | 3017.4043 | 3636.2767 | 61.5139 | 74.1304 | 195.3178 | 0 | 158.3149 | 12216747.8376 | 767689.4964 | 11925758.4258 | 9864299.9841 | 0 | 1120266.6635 | 0 | 13998957.3389 | 36422415.4148 | 24859046.9264 | 111175182.0874 | 961560.8286 | 17272388.9941 | 17272388.9941 | 1478867.319 | 7790676.6675 | 0 | 129409131.9102 | 155951064.8908 | 31622.7766 | 42.8876 | 3017.4043 | 3636.2767 | 61.5139 | 74.1304
1 | 4800 | 707 | 0.04 | 15 | 15 | 7 | 4.217e-11 | 5spot_SharedNeighbor | Water | Porous | Wet | R245fa | MinimizeLCOE_Brownfield | IgnoreSilica | 166.9734 | 96.341 | 11.6713 | 4 | 2920.7687 | 3489.2983 | 59.5438 | 71.1341 | 194.3035 | 0 | 166.4893 | 12880624.8756 | 808564.862 | 12654172.1933 | 10721783.5805 | 0 | 1072770.6381 | 0 | 14873787.2983 | 38698543.5169 | 26412551.1258 | 118122798.0904 | 961560.8286 | 17272388.9941 | 17272388.9941 | 1478867.319 | 7790676.6675 | 0 | 136356747.9132 | 162898680.8939 | 42169.6503 | 46.6852 | 2920.7687 | 3489.2983 | 59.5438 | 71.1341
1 | 4800 | 707 | 0.04 | 15 | 15 | 7 | 5.6234e-11 | 5spot_SharedNeighbor | Water | Porous | Wet | R245fa | MinimizeLCOE_Brownfield | IgnoreSilica | 175.4398 | 100.4154 | 12.3168 | 4 | 2846.6896 | 3385.4259 | 58.0336 | 69.0165 | 193.6393 | 0 | 211.665 | 13267374.0147 | 832352.178 | 13080516.4031 | 11243752.9172 | 0 | 970245.9216 | 0 | 15363754.1594 | 39973336.7836 | 27282623.7247 | 122013956.1022 | 961560.8286 | 17272388.9941 | 17272388.9941 | 1478867.319 | 7790676.6675 | 0 | 140247905.925 | 166789838.9057 | 56234.1325 | 49.267 | 2846.6896 | 3385.4259 | 58.0336 | 69.0165
1 | 4800 | 707 | 0.04 | 15 | 15 | 7 | 7.4989e-11 | 5spot_SharedNeighbor | Water | Porous | Wet | R245fa | MinimizeLCOE_Brownfield | IgnoreSilica | 182.0628 | 103.5221 | 12.8283 | 4 | 2789.8478 | 3307.1028 | 56.8748 | 67.4198 | 193.1003 | 0 | 260.3166 | 13559305.074 | 850295.7402 | 13403278.5056 | 11649800.8373 | 0 | 870364.2856 | 0 | 15729887.3327 | 40925940.1961 | 27932795.1278 | 124921667.0993 | 961560.8286 | 17272388.9941 | 17272388.9941 | 1478867.319 | 7790676.6675 | 0 | 143155616.922 | 169697549.9027 | 74989.4209 | 51.3131 | 2789.8478 | 3307.1028 | 56.8748 | 67.4198
1 | 4800 | 707 | 0.04 | 15 | 15 | 7 | 1e-10 | 5spot_SharedNeighbor | Water | Porous | Wet | R245fa | MinimizeLCOE_Brownfield | IgnoreSilica | 187.2339 | 105.8973 | 13.2302 | 4 | 2746.3688 | 3247.9092 | 55.9884 | 66.213 | 192.6681 | 0 | 291.6475 | 13780840.6049 | 863905.735 | 13648740.8834 | 11965343.6516 | 0 | 779513.0788 | 0 | 16004954.1419 | 41641607.6097 | 28421252.8431 | 127106158.5484 | 961560.8286 | 17272388.9941 | 17272388.9941 | 1478867.319 | 7790676.6675 | 0 | 145340108.3711 | 171882041.3518 | 100000 | 52.9208 | 2746.3688 | 3247.9092 | 55.9884 | 66.213
1 | 4800 | 707 | 0.04 | 15 | 15 | 7 | 1.3335e-10 | 5spot_SharedNeighbor | Water | Porous | Wet | R245fa | MinimizeLCOE_Brownfield | IgnoreSilica | 191.1561 | 107.6693 | 13.539 | 4 | 2713.203 | 3203.3058 | 55.3123 | 65.3037 | 192.3338 | 0 | 306.8797 | 13945202.5208 | 873999.5934 | 13831145.777 | 12204055.3356 | 0 | 699136.5502 | 0 | 16205880.5131 | 42164376.8118 | 28778053.5654 | 128701850.6673 | 961560.8286 | 17272388.9941 | 17272388.9941 | 1478867.319 | 7790676.6675 | 0 | 146935800.4901 | 173477733.4708 | 133352.1432 | 54.1558 | 2713.203 | 3203.3058 | 55.3123 | 65.3037
1 | 4800 | 707 | 0.04 | 15 | 15 | 7 | 1.7783e-10 | 5spot_SharedNeighbor | Water | Porous | Wet | R245fa | MinimizeLCOE_Brownfield | IgnoreSilica | 194.0324 | 108.9527 | 13.7706 | 4 | 2687.9534 | 3169.812 | 54.7976 | 64.6209 | 192.085 | 0 | 367.137 | 14063768.7022 | 881279.0966 | 13962879.9031 | 12378884.9164 | 0 | 629347.9487 | 0 | 16347302.6211 | 42532328.1273 | 29029187.8988 | 129824979.2142 | 961560.8286 | 17272388.9941 | 17272388.9941 | 1478867.319 | 7790676.6675 | 0 | 148058929.037 | 174600862.0177 | 177827.941 | 55.0824 | 2687.9534 | 3169.812 | 54.7976 | 64.6209
1 | 4800 | 707 | 0.04 | 15 | 15 | 7 | 2.3714e-10 | 5spot_SharedNeighbor | Water | Porous | Wet | R245fa | MinimizeLCOE_Brownfield | IgnoreSilica | 196.3176 | 109.9614 | 13.9519 | 4 | 2668.7571 | 3144.3535 | 54.4062 | 64.1019 | 191.8855 | 0 | 353.2207 | 14156684.3476 | 886982.6344 | 14066203.1758 | 12517113.9062 | 0 | 572721.9555 | 0 | 16457885.3476 | 42820041.6979 | 29225558.3227 | 130703191.3875 | 961560.8286 | 17272388.9941 | 17272388.9941 | 1478867.319 | 7790676.6675 | 0 | 148937141.2103 | 175479074.191 | 237137.3706 | 55.8077 | 2668.7571 | 3144.3535 | 54.4062 | 64.1019
1 | 4800 | 707 | 0.04 | 15 | 15 | 7 | 3.1623e-10 | 5spot_SharedNeighbor | Water | Porous | Wet | R245fa | MinimizeLCOE_Brownfield | IgnoreSilica | 197.8575 | 110.635 | 14.0807 | 4 | 2654.1875 | 3125.4345 | 54.1092 | 63.7162 | 191.7497 | 0 | 364.9661 | 14218595.7134 | 890782.4598 | 14135092.2063 | 12609894.164 | 0 | 524215.4299 | 0 | 16527646.1896 | 43001545.099 | 29349438.1234 | 131257209.3853 | 961560.8286 | 17272388.9941 | 17272388.9941 | 1478867.319 | 7790676.6675 | 0 | 149491159.2081 | 176033092.1888 | 316227.766 | 56.3228 | 2654.1875 | 3125.4345 | 54.1092 | 63.7162
1 | 4800 | 707 | 0.04 | 15 | 15 | 7 | 4.217e-10 | 5spot_SharedNeighbor | Water | Porous | Wet | R245fa | MinimizeLCOE_Brownfield | IgnoreSilica | 198.9512 | 111.1107 | 14.175 | 4 | 2643.1497 | 3111.2624 | 53.8842 | 63.4273 | 191.6526 | 0 | 345.5689 | 14262261.9083 | 893462.2225 | 14183700.2914 | 12675748.7703 | 0 | 484510.7419 | 0 | 16574876.7344 | 43124429.2882 | 29433309.1076 | 131632299.0647 | 961560.8286 | 17272388.9941 | 17272388.9941 | 1478867.319 | 7790676.6675 | 0 | 149866248.8874 | 176408181.8681 | 421696.5034 | 56.6999 | 2643.1497 | 3111.2624 | 53.8842 | 63.4273
1 | 4800 | 707 | 0.04 | 15 | 15 | 7 | 5.6234e-10 | 5spot_SharedNeighbor | Water | Porous | Wet | R245fa | MinimizeLCOE_Brownfield | IgnoreSilica | 199.7204 | 111.4439 | 14.2436 | 4 | 2634.7989 | 3100.6563 | 53.7139 | 63.2111 | 191.5839 | 0 | 450.0403 | 14292808.5138 | 895336.7177 | 14217714.0523 | 12722034.4202 | 0 | 452423.3088 | 0 | 16606323.635 | 43206247.6729 | 29489151.8364 | 131882040.1571 | 961560.8286 | 17272388.9941 | 17272388.9941 | 1478867.319 | 7790676.6675 | 0 | 150115989.9798 | 176657922.9605 | 562341.3252 | 56.9744 | 2634.7989 | 3100.6563 | 53.7139 | 63.2111
1 | 4800 | 707 | 0.04 | 15 | 15 | 7 | 7.4989e-10 | 5spot_SharedNeighbor | Water | Porous | Wet | R245fa | MinimizeLCOE_Brownfield | IgnoreSilica | 200.254 | 111.6743 | 14.2932 | 4 | 2628.4891 | 3092.7297 | 53.5853 | 63.0495 | 191.5361 | 0 | 448.4859 | 14313917.8292 | 896632.0313 | 14241224.1864 | 12754134.2196 | 0 | 426742.2165 | 0 | 16626733.6884 | 43259350.4451 | 29525395.5695 | 132044130.1859 | 961560.8286 | 17272388.9941 | 17272388.9941 | 1478867.319 | 7790676.6675 | 0 | 150278080.0087 | 176820012.9894 | 749894.2093 | 57.1728 | 2628.4891 | 3092.7297 | 53.5853 | 63.0495
1 | 4800 | 707 | 0.04 | 15 | 15 | 7 | 1e-09 | 5spot_SharedNeighbor | Water | Porous | Wet | R245fa | MinimizeLCOE_Brownfield | IgnoreSilica | 200.6413 | 111.8412 | 14.3299 | 4 | 2623.7272 | 3086.7791 | 53.4882 | 62.9282 | 191.5012 | 0 | 461.53 | 14329198.076 | 897569.6292 | 14258244.7566 | 12777425.7979 | 0 | 406639.7421 | 0 | 16640940.4207 | 43296313.4485 | 29550623.5789 | 132156955.4499 | 961560.8286 | 17272388.9941 | 17272388.9941 | 1478867.319 | 7790676.6675 | 0 | 150390905.2726 | 176932838.2533 | 1000000 | 57.3196 | 2623.7272 | 3086.7791 | 53.4882 | 62.9282
1 | 4800 | 707 | 0.04 | 15 | 15 | 7 | 1.3335e-09 | 5spot_SharedNeighbor | Water | Porous | Wet | R245fa | MinimizeLCOE_Brownfield | IgnoreSilica | 200.8802 | 111.9438 | 14.355 | 4 | 2620.1375 | 3082.3784 | 53.415 | 62.8385 | 191.4796 | 0 | 442.2562 | 14338591.5464 | 898146.0008 | 14268709.1081 | 12791788.0206 | 0 | 390485.3546 | 0 | 16648210.8119 | 43315229.5149 | 29563534.1829 | 132214694.5401 | 961560.8286 | 17272388.9941 | 17272388.9941 | 1478867.319 | 7790676.6675 | 0 | 150448644.3628 | 176990577.3435 | 1333521.4322 | 57.4201 | 2620.1375 | 3082.3784 | 53.415 | 62.8385
1 | 4800 | 707 | 0.04 | 15 | 15 | 7 | 1.7783e-09 | 5spot_SharedNeighbor | Water | Porous | Wet | R245fa | MinimizeLCOE_Brownfield | IgnoreSilica | 201.0628 | 112.0222 | 14.3741 | 4 | 2617.434 | 3079.0625 | 53.3599 | 62.7709 | 191.463 | 0 | 459.8031 | 14345764.6178 | 898586.1248 | 14276700.4541 | 12802764.5538 | 0 | 378152.7842 | 0 | 16653767.7285 | 43329687.4721 | 29573402.0358 | 132258825.771 | 961560.8286 | 17272388.9941 | 17272388.9941 | 1478867.319 | 7790676.6675 | 0 | 150492775.5938 | 177034708.5744 | 1778279.41 | 57.4963 | 2617.434 | 3079.0625 | 53.3599 | 62.7709
1 | 4800 | 707 | 0.04 | 15 | 15 | 7 | 2.3714e-09 | 5spot_SharedNeighbor | Water | Porous | Wet | R245fa | MinimizeLCOE_Brownfield | IgnoreSilica | 201.1897 | 112.0765 | 14.3879 | 4 | 2615.3996 | 3076.5848 | 53.3185 | 62.7203 | 191.4514 | 0 | 437.9706 | 14350739.845 | 898891.3905 | 14282243.5016 | 12810388.8239 | 0 | 368617.5034 | 0 | 16657243.6151 | 43338731.016 | 29579574.4403 | 132286430.1359 | 961560.8286 | 17272388.9941 | 17272388.9941 | 1478867.319 | 7790676.6675 | 0 | 150520379.9586 | 177062312.9393 | 2371373.7057 | 57.5516 | 2615.3996 | 3076.5848 | 53.3185 | 62.7203
1 | 4800 | 707 | 0.04 | 15 | 15 | 7 | 3.1623e-09 | 5spot_SharedNeighbor | Water | Porous | Wet | R245fa | MinimizeLCOE_Brownfield | IgnoreSilica | 201.2823 | 112.1162 | 14.3981 | 4 | 2613.8699 | 3074.7267 | 53.2873 | 62.6825 | 191.443 | 0 | 432.1994 | 14354367.3755 | 899113.9636 | 14286285.1782 | 12815953.1493 | 0 | 361340.0168 | 0 | 16659653.2765 | 43345000.4607 | 29583853.4651 | 132305566.8856 | 961560.8286 | 17272388.9941 | 17272388.9941 | 1478867.319 | 7790676.6675 | 0 | 150539516.7083 | 177081449.689 | 3162277.6602 | 57.5926 | 2613.8699 | 3074.7267 | 53.2873 | 62.6825
1 | 4800 | 707 | 0.04 | 15 | 15 | 7 | 4.217e-09 | 5spot_SharedNeighbor | Water | Porous | Wet | R245fa | MinimizeLCOE_Brownfield | IgnoreSilica | 201.3406 | 112.1411 | 14.4053 | 4 | 2612.7203 | 3073.3478 | 53.2638 | 62.6544 | 191.4376 | 0 | 441.6636 | 14356647.0678 | 899253.8371 | 14288825.1966 | 12819457.1639 | 0 | 355683.3711 | 0 | 16660747.9882 | 43347848.6761 | 29585797.4306 | 132314260.7315 | 961560.8286 | 17272388.9941 | 17272388.9941 | 1478867.319 | 7790676.6675 | 0 | 150548210.5543 | 177090143.5349 | 4216965.0343 | 57.6212 | 2612.7203 | 3073.3478 | 53.2638 | 62.6544
1 | 4800 | 707 | 0.04 | 15 | 15 | 7 | 5.6234e-09 | 5spot_SharedNeighbor | Water | Porous | Wet | R245fa | MinimizeLCOE_Brownfield | IgnoreSilica | 199.146 | 111.1865 | 14.3052 | 4 | 2611.6355 | 3075.4862 | 53.2417 | 62.6979 | 191.629 | 0 | 761.4754 | 14269206.8331 | 893888.4077 | 14191432.7645 | 12687232.4239 | 0 | 320299.4994 | 0 | 16521203.3722 | 42984782.2096 | 29337997.107 | 131206042.6174 | 961560.8286 | 17272388.9941 | 17272388.9941 | 1478867.319 | 7790676.6675 | 0 | 149439992.4401 | 175981925.4208 | 5623413.2519 | 57.2208 | 2611.6355 | 3075.4862 | 53.2417 | 62.6979
1 | 4800 | 707 | 0.04 | 15 | 15 | 7 | 7.4989e-09 | 5spot_SharedNeighbor | Water | Porous | Wet | R245fa | MinimizeLCOE_Brownfield | IgnoreSilica | 200.028 | 111.5709 | 14.3499 | 4 | 2610.9258 | 3073.3311 | 53.2273 | 62.654 | 191.5521 | 0 | 604.5945 | 14304443.9928 | 896050.7022 | 14230672.3773 | 12740381.4286 | 0 | 328179.9427 | 0 | 16574894.093 | 43124474.4517 | 29433339.9326 | 131632436.921 | 961560.8286 | 17272388.9941 | 17272388.9941 | 1478867.319 | 7790676.6675 | 0 | 149866386.7437 | 176408319.7244 | 7498942.0933 | 57.3997 | 2610.9258 | 3073.3311 | 53.2273 | 62.654
1 | 4800 | 707 | 0.04 | 15 | 15 | 7 | 1e-08 | 5spot_SharedNeighbor | Water | Porous | Wet | R245fa | MinimizeLCOE_Brownfield | IgnoreSilica | 200.469 | 111.7626 | 14.3728 | 4 | 2610.4222 | 3072.0916 | 53.217 | 62.6287 | 191.5136 | 0 | 533.9657 | 14322000.9913 | 897128.0184 | 14250227.7122 | 12766947.2649 | 0 | 331209.3398 | 0 | 16601330.1974 | 43193255.7726 | 29480284.5975 | 131842383.8942 | 961560.8286 | 17272388.9941 | 17272388.9941 | 1478867.319 | 7790676.6675 | 0 | 150076333.717 | 176618266.6976 | 10000000 | 57.4912 | 2610.4222 | 3072.0916 | 53.217 | 62.6287
1 | 4900 | 707 | 0.04 | 15 | 15 | 7 | 1e-13 | 5spot_SharedNeighbor | Water | Porous | Wet | R245fa | MinimizeLCOE_Brownfield | IgnoreSilica | 0.85236 | 0.20152 | 0.010439 | 4 | 474154.7609 | 1126144.498 | 9666.2861 | 22957.9788 | 124.7845 | 0 | 52.6275 | 133712.35 | 5520.4611 | 94253.6339 | 57869.0901 | 0 | 56474.5583 | 0 | 135653.7364 | 352943.1957 | 240890.9833 | 1077318.0087 | 961560.8286 | 17759797.8658 | 17759797.8658 | 1478867.319 | 7985640.2162 | 0 | 19798676.7031 | 47022982.1042 | 100 | 0.041756 | 474154.7609 | 1126144.498 | 9666.2861 | 22957.9788
1 | 4900 | 707 | 0.04 | 15 | 15 | 7 | 1.3335e-13 | 5spot_SharedNeighbor | Water | Porous | Wet | R245fa | MinimizeLCOE_Brownfield | IgnoreSilica | 1.1081 | 0.31592 | 0.022263 | 4 | 226690.3238 | 532401.1812 | 4621.3889 | 10853.7182 | 138.3912 | 0 | 59.5741 | 194737.7784 | 8881.52 | 133811.7198 | 72641.7486 | 0 | 63241.208 | 0 | 184592.4502 | 480271.6902 | 327795.2972 | 1465973.4124 | 961560.8286 | 17759797.8658 | 17759797.8658 | 1478867.319 | 7985640.2162 | 0 | 20187332.1069 | 47411637.5079 | 133.3521 | 0.089052 | 226690.3238 | 532401.1812 | 4621.3889 | 10853.7182
1 | 4900 | 707 | 0.04 | 15 | 15 | 7 | 1.7783e-13 | 5spot_SharedNeighbor | Water | Porous | Wet | R245fa | MinimizeLCOE_Brownfield | IgnoreSilica | 1.4176 | 0.46785 | 0.039801 | 4 | 129753.8672 | 300756.591 | 2645.2081 | 6131.3299 | 149.8293 | 0 | 59.3397 | 268642.5068 | 13372.5888 | 181808.1302 | 91857.373 | 0 | 69378.5447 | 0 | 243773.066 | 634247.513 | 432886.9601 | 1935966.6826 | 961560.8286 | 17759797.8658 | 17759797.8658 | 1478867.319 | 7985640.2162 | 0 | 20657325.377 | 47881630.7781 | 177.8279 | 0.1592 | 129753.8672 | 300756.591 | 2645.2081 | 6131.3299
1 | 4900 | 707 | 0.04 | 15 | 15 | 7 | 2.3714e-13 | 5spot_SharedNeighbor | Water | Porous | Wet | R245fa | MinimizeLCOE_Brownfield | IgnoreSilica | 1.8459 | 0.69271 | 0.067195 | 4 | 79258.3213 | 180546.0576 | 1615.7881 | 3680.6756 | 160.4565 | 0 | 298.1666 | 368513.992 | 20020.4146 | 247120.9062 | 119972.4847 | 0 | 77962.2347 | 0 | 325100.1126 | 845843.8057 | 577305.7777 | 2581839.7282 | 961560.8286 | 17759797.8658 | 17759797.8658 | 1478867.319 | 7985640.2162 | 0 | 21303198.4226 | 48527503.8237 | 237.1374 | 0.26878 | 79258.3213 | 180546.0576 | 1615.7881 | 3680.6756
1 | 4900 | 707 | 0.04 | 15 | 15 | 7 | 3.1623e-13 | 5spot_SharedNeighbor | Water | Porous | Wet | R245fa | MinimizeLCOE_Brownfield | IgnoreSilica | 2.3904 | 0.9915 | 0.10567 | 4 | 52278.2041 | 116688.435 | 1065.7619 | 2378.8516 | 169.2171 | 0 | 395.8424 | 489860.908 | 28828.2141 | 327294.7369 | 156629.8583 | 0 | 87092.567 | 0 | 424985.4509 | 1105724.9666 | 754680.0101 | 3375096.7118 | 961560.8286 | 17759797.8658 | 17759797.8658 | 1478867.319 | 7985640.2162 | 0 | 22096455.4063 | 49320760.8074 | 316.2278 | 0.42267 | 52278.2041 | 116688.435 | 1065.7619 | 2378.8516
1 | 4900 | 707 | 0.04 | 15 | 15 | 7 | 4.217e-13 | 5spot_SharedNeighbor | Water | Porous | Wet | R245fa | MinimizeLCOE_Brownfield | IgnoreSilica | 3.0906 | 1.3883 | 0.15923 | 4 | 36248.0078 | 78992.8885 | 738.9647 | 1610.3769 | 176.413 | 0 | 523.2639 | 638809.3064 | 40718.2246 | 426173.4283 | 206366.8294 | 0 | 97269.3724 | 0 | 549641.4928 | 1430054.4173 | 976041.5245 | 4365074.5957 | 961560.8286 | 17759797.8658 | 17759797.8658 | 1478867.319 | 7985640.2162 | 0 | 23086433.2901 | 50310738.6912 | 421.6965 | 0.6369 | 36248.0078 | 78992.8885 | 738.9647 | 1610.3769
1 | 4900 | 707 | 0.04 | 15 | 15 | 7 | 5.6234e-13 | 5spot_SharedNeighbor | Water | Porous | Wet | R245fa | MinimizeLCOE_Brownfield | IgnoreSilica | 4.0311 | 1.9853 | 0.23299 | 4 | 26167.8576 | 55380.2898 | 533.4672 | 1129.0021 | 182.4515 | 0 | 83.5001 | 825086.5089 | 53398.6443 | 566828.0092 | 272246.5217 | 0 | 111666.8063 | 0 | 713398.3313 | 1856116.1199 | 1266837.3912 | 5665578.3328 | 961560.8286 | 17759797.8658 | 17759797.8658 | 1478867.319 | 7985640.2162 | 0 | 24386937.0273 | 51611242.4284 | 562.3413 | 0.93194 | 26167.8576 | 55380.2898 | 533.4672 | 1129.0021
1 | 4900 | 707 | 0.04 | 15 | 15 | 7 | 7.4989e-13 | 5spot_SharedNeighbor | Water | Porous | Wet | R245fa | MinimizeLCOE_Brownfield | IgnoreSilica | 5.2615 | 2.7752 | 0.3288 | 4 | 19733.7454 | 40433.6059 | 402.2991 | 824.2937 | 187.276 | 0 | 95.2585 | 1043703.2979 | 67508.2 | 741010.2461 | 353982.6833 | 0 | 128870.4455 | 0 | 910679.2004 | 2369400.4735 | 1617164.5095 | 7232319.0563 | 961560.8286 | 17759797.8658 | 17759797.8658 | 1478867.319 | 7985640.2162 | 0 | 25953677.7508 | 53177983.1518 | 749.8942 | 1.3152 | 19733.7454 | 40433.6059 | 402.2991 | 824.2937
1 | 4900 | 707 | 0.04 | 15 | 15 | 7 | 1e-12 | 5spot_SharedNeighbor | Water | Porous | Wet | R245fa | MinimizeLCOE_Brownfield | IgnoreSilica | 6.9011 | 3.8261 | 0.45613 | 4 | 15291.0277 | 30212.486 | 311.7283 | 615.9224 | 191.0743 | 0 | 87.1422 | 1307993.2685 | 84523.5083 | 958056.3532 | 462180.1677 | 0 | 150268.0369 | 0 | 1155578.3205 | 3006577.7482 | 2052051.0921 | 9177228.4954 | 961560.8286 | 17759797.8658 | 17759797.8658 | 1478867.319 | 7985640.2162 | 0 | 27898587.1899 | 55122892.591 | 1000 | 1.8245 | 15291.0277 | 30212.486 | 311.7283 | 615.9224
1 | 4900 | 707 | 0.04 | 15 | 15 | 7 | 1.3335e-12 | 5spot_SharedNeighbor | Water | Porous | Wet | R245fa | MinimizeLCOE_Brownfield | IgnoreSilica | 9.0548 | 5.1989 | 0.62254 | 4 | 12159.4011 | 23092.0816 | 247.8858 | 470.7633 | 193.8962 | 0 | 75.8884 | 1623120.0334 | 104757.1235 | 1224368.8023 | 603574.063 | 0 | 175775.4672 | 0 | 1455322.2409 | 3786449.9431 | 2584329.89 | 11557697.5634 | 961560.8286 | 17759797.8658 | 17759797.8658 | 1478867.319 | 7985640.2162 | 0 | 30279056.2579 | 57503361.659 | 1333.5214 | 2.4902 | 12159.4011 | 23092.0816 | 247.8858 | 470.7633
1 | 4900 | 707 | 0.04 | 15 | 15 | 7 | 1.7783e-12 | 5spot_SharedNeighbor | Water | Porous | Wet | R245fa | MinimizeLCOE_Brownfield | IgnoreSilica | 11.9506 | 7.0849 | 0.85155 | 4 | 9787.2592 | 17779.8269 | 199.5265 | 362.4658 | 196.5971 | 0 | 95.0293 | 2019008.5816 | 130100.9022 | 1568380.3422 | 794299.3414 | 0 | 207239.8799 | 0 | 1840421.3284 | 4788398.7743 | 3268180.5552 | 14616029.7052 | 961560.8286 | 17759797.8658 | 17759797.8658 | 1478867.319 | 7985640.2162 | 0 | 33337388.3997 | 60561693.8008 | 1778.2794 | 3.4062 | 9787.2592 | 17779.8269 | 199.5265 | 362.4658
1 | 4900 | 707 | 0.04 | 15 | 15 | 7 | 2.3714e-12 | 5spot_SharedNeighbor | Water | Porous | Wet | R245fa | MinimizeLCOE_Brownfield | IgnoreSilica | 15.7757 | 9.5526 | 1.151 | 4 | 8060.1606 | 13973.4395 | 164.3173 | 284.8675 | 198.4419 | 0 | 101.8412 | 2493416.1901 | 160373.3778 | 1991967.3292 | 1045416.742 | 0 | 245386.8934 | 0 | 2315258.6076 | 6023827.9723 | 4111386.3684 | 18387033.4807 | 961560.8286 | 17759797.8658 | 17759797.8658 | 1478867.319 | 7985640.2162 | 0 | 37108392.1752 | 64332697.5762 | 2371.3737 | 4.6039 | 8060.1606 | 13973.4395 | 164.3173 | 284.8675
1 | 4900 | 707 | 0.04 | 15 | 15 | 7 | 3.1623e-12 | 5spot_SharedNeighbor | Water | Porous | Wet | R245fa | MinimizeLCOE_Brownfield | IgnoreSilica | 20.8595 | 12.8335 | 1.549 | 4 | 6752.122 | 11145.9087 | 137.6511 | 227.2244 | 199.8621 | 0 | 94.3142 | 3072388.521 | 197191.3582 | 2522667.6723 | 1378955.5942 | 0 | 291992.1395 | 0 | 2910646.1612 | 7572904.2558 | 5168662.7622 | 23115408.4643 | 961560.8286 | 17759797.8658 | 17759797.8658 | 1478867.319 | 7985640.2162 | 0 | 41836767.1587 | 69061072.5598 | 3162.2777 | 6.1961 | 6752.122 | 11145.9087 | 137.6511 | 227.2244
1 | 4900 | 707 | 0.04 | 15 | 15 | 7 | 4.217e-12 | 5spot_SharedNeighbor | Water | Porous | Wet | R245fa | MinimizeLCOE_Brownfield | IgnoreSilica | 27.581 | 17.1728 | 2.0756 | 4 | 5750.9751 | 9030.1388 | 117.2414 | 184.0916 | 200.9461 | 0 | 89.2907 | 3776267.5583 | 241788.5551 | 3184619.8507 | 1819954.5712 | 0 | 348395.6543 | 0 | 3654700.2139 | 9508780.2746 | 6489937.9233 | 29024444.6015 | 961560.8286 | 17759797.8658 | 17759797.8658 | 1478867.319 | 7985640.2162 | 0 | 47745803.2959 | 74970108.697 | 4216.965 | 8.3022 | 5750.9751 | 9030.1388 | 117.2414 | 184.0916
1 | 4900 | 707 | 0.04 | 15 | 15 | 7 | 5.6234e-12 | 5spot_SharedNeighbor | Water | Porous | Wet | R245fa | MinimizeLCOE_Brownfield | IgnoreSilica | 36.4212 | 22.87 | 2.7693 | 4 | 4973.9481 | 7431.6248 | 101.4007 | 151.5037 | 201.7686 | 0 | 90.1809 | 4629397.8466 | 296072.5706 | 4004592.7075 | 2398580.9611 | 0 | 416057.4125 | 0 | 4580433.5843 | 11917348.6103 | 8133835.3035 | 36376318.9964 | 961560.8286 | 17759797.8658 | 17759797.8658 | 1478867.319 | 7985640.2162 | 0 | 55097677.6909 | 82321983.0919 | 5623.4133 | 11.0773 | 4973.9481 | 7431.6248 | 101.4007 | 151.5037
1 | 4900 | 707 | 0.04 | 15 | 15 | 7 | 7.4989e-12 | 5spot_SharedNeighbor | Water | Porous | Wet | R245fa | MinimizeLCOE_Brownfield | IgnoreSilica | 47.9754 | 30.3259 | 3.6741 | 4 | 4369.6653 | 6222.1151 | 89.0815 | 126.8462 | 202.3761 | 0 | 91.427 | 5655941.2101 | 360594.4702 | 5018850.8522 | 3156252.6534 | 0 | 497794.756 | 0 | 5728879.2373 | 14905368.6208 | 10173220.3584 | 45496902.1584 | 961560.8286 | 17759797.8658 | 17759797.8658 | 1478867.319 | 7985640.2162 | 0 | 64218260.8529 | 91442566.2539 | 7498.9421 | 14.6964 | 4369.6653 | 6222.1151 | 89.0815 | 126.8462
1 | 4900 | 707 | 0.04 | 15 | 15 | 7 | 1e-11 | 5spot_SharedNeighbor | Water | Porous | Wet | R245fa | MinimizeLCOE_Brownfield | IgnoreSilica | 62.7742 | 39.8396 | 4.827 | 4 | 3899.6004 | 5309.6046 | 79.4986 | 108.2435 | 202.7302 | 0 | 112.6241 | 6865248.1393 | 436085.0768 | 6243427.4565 | 4126398.3139 | 0 | 594046.6317 | 0 | 7123430.1911 | 18533704.1408 | 12649633.9057 | 56571973.8558 | 961560.8286 | 17759797.8658 | 17759797.8658 | 1478867.319 | 7985640.2162 | 0 | 75293332.5503 | 102517637.9513 | 10000 | 19.308 | 3899.6004 | 5309.6046 | 79.4986 | 108.2435
1 | 4900 | 707 | 0.04 | 15 | 15 | 7 | 1.3335e-11 | 5spot_SharedNeighbor | Water | Porous | Wet | R245fa | MinimizeLCOE_Brownfield | IgnoreSilica | 81.2662 | 51.5412 | 6.2446 | 4 | 3537.063 | 4626.9813 | 72.1078 | 94.3273 | 202.6711 | 0 | 137.9565 | 8246792.5454 | 522306.0654 | 7671695.1311 | 5333995.5877 | 0 | 705921.684 | 0 | 8767477.2953 | 22811177.4654 | 15569097.343 | 69628463.1172 | 961560.8286 | 17759797.8658 | 17759797.8658 | 1478867.319 | 7985640.2162 | 0 | 88349821.8116 | 115574127.2127 | 13335.2143 | 24.9783 | 3537.063 | 4626.9813 | 72.1078 | 94.3273
1 | 4900 | 707 | 0.04 | 15 | 15 | 7 | 1.7783e-11 | 5spot_SharedNeighbor | Water | Porous | Wet | R245fa | MinimizeLCOE_Brownfield | IgnoreSilica | 103.381 | 65.062 | 7.8816 | 4 | 3265.7341 | 4129.27 | 66.5764 | 84.1808 | 201.9876 | 0 | 121.7977 | 9740325.8512 | 615867.8064 | 9242646.7426 | 6766490.6006 | 0 | 831653.3673 | 0 | 10606823.9035 | 27596780.0382 | 18835369.4332 | 84235957.7429 | 961560.8286 | 17759797.8658 | 17759797.8658 | 1478867.319 | 7985640.2162 | 0 | 102957316.4374 | 130181621.8384 | 17782.7941 | 31.5265 | 3265.7341 | 4129.27 | 66.5764 | 84.1808
1 | 4900 | 707 | 0.04 | 15 | 15 | 7 | 2.3714e-11 | 5spot_SharedNeighbor | Water | Porous | Wet | R245fa | MinimizeLCOE_Brownfield | IgnoreSilica | 128.448 | 79.6375 | 9.6184 | 4 | 3076.1907 | 3783.7976 | 62.7123 | 77.1378 | 200.5605 | 0 | 126.304 | 11243577.0925 | 707667.7917 | 10866231.616 | 8380244.8481 | 0 | 969903.6795 | 0 | 12545373.7609 | 32640489.1158 | 22277804.5165 | 99631292.421 | 961560.8286 | 17759797.8658 | 17759797.8658 | 1478867.319 | 7985640.2162 | 0 | 118352651.1155 | 145576956.5165 | 23713.7371 | 38.4738 | 3076.1907 | 3783.7976 | 62.7123 | 77.1378
1 | 4900 | 707 | 0.04 | 15 | 15 | 7 | 3.1623e-11 | 5spot_SharedNeighbor | Water | Porous | Wet | R245fa | MinimizeLCOE_Brownfield | IgnoreSilica | 155.13 | 94.1941 | 11.3461 | 4 | 2943.3412 | 3543.2028 | 60.004 | 72.233 | 198.6855 | 0 | 146.8815 | 12674982.749 | 795909.229 | 12428069.0017 | 10073111.2657 | 0 | 1112437.5008 | 0 | 14462958.801 | 37629652.0395 | 25683010.729 | 114860131.3159 | 961560.8286 | 17759797.8658 | 17759797.8658 | 1478867.319 | 7985640.2162 | 0 | 133581490.0103 | 160805795.4114 | 31622.7766 | 45.3843 | 2943.3412 | 3543.2028 | 60.004 | 72.233
1 | 4900 | 707 | 0.04 | 15 | 15 | 7 | 4.217e-11 | 5spot_SharedNeighbor | Water | Porous | Wet | R245fa | MinimizeLCOE_Brownfield | IgnoreSilica | 170.3787 | 102.0701 | 12.4016 | 4 | 2851.8982 | 3400.7034 | 58.1398 | 69.3279 | 197.5018 | 0 | 158.7523 | 13423176.9858 | 841929.8768 | 13252674.1344 | 11029894.4631 | 0 | 1084634.2708 | 0 | 15456600.795 | 40214904.6839 | 27447498.7804 | 122751313.9903 | 961560.8286 | 17759797.8658 | 17759797.8658 | 1478867.319 | 7985640.2162 | 0 | 141472672.6848 | 168696978.0858 | 42169.6503 | 49.6065 | 2851.8982 | 3400.7034 | 58.1398 | 69.3279
1 | 4900 | 707 | 0.04 | 15 | 15 | 7 | 5.6234e-11 | 5spot_SharedNeighbor | Water | Porous | Wet | R245fa | MinimizeLCOE_Brownfield | IgnoreSilica | 178.7339 | 106.2211 | 13.0615 | 4 | 2782.2157 | 3303.2946 | 56.7192 | 67.3421 | 196.807 | 0 | 190.8695 | 13810937.0606 | 865754.264 | 13682122.762 | 11549852.3339 | 0 | 978640.8023 | 0 | 15946049.8169 | 41488350.639 | 28316651.8115 | 126638359.4902 | 961560.8286 | 17759797.8658 | 17759797.8658 | 1478867.319 | 7985640.2162 | 0 | 145359718.1847 | 172584023.5857 | 56234.1325 | 52.246 | 2782.2157 | 3303.2946 | 56.7192 | 67.3421
1 | 4900 | 707 | 0.04 | 15 | 15 | 7 | 7.4989e-11 | 5spot_SharedNeighbor | Water | Porous | Wet | R245fa | MinimizeLCOE_Brownfield | IgnoreSilica | 185.2519 | 109.3768 | 13.5826 | 4 | 2728.753 | 3229.8397 | 55.6293 | 65.8447 | 196.2454 | 0 | 218.9325 | 14102861.7842 | 883678.9077 | 14006342.427 | 11952982.088 | 0 | 876101.6253 | 0 | 16310567.0645 | 42436749.7446 | 28963953.6887 | 129533237.33 | 961560.8286 | 17759797.8658 | 17759797.8658 | 1478867.319 | 7985640.2162 | 0 | 148254596.0245 | 175478901.4255 | 74989.4209 | 54.3305 | 2728.753 | 3229.8397 | 55.6293 | 65.8447
1 | 4900 | 707 | 0.04 | 15 | 15 | 7 | 1e-10 | 5spot_SharedNeighbor | Water | Porous | Wet | R245fa | MinimizeLCOE_Brownfield | IgnoreSilica | 190.3861 | 111.8115 | 13.9939 | 4 | 2687.8656 | 3174.2254 | 54.7958 | 64.7109 | 195.7917 | 0 | 285.539 | 14326484.9553 | 897403.1537 | 14255222.4778 | 12269336.3184 | 0 | 783955.1364 | 0 | 16587636.7962 | 43157628.3516 | 29455968.1506 | 131733635.3401 | 961560.8286 | 17759797.8658 | 17759797.8658 | 1478867.319 | 7985640.2162 | 0 | 150454994.0345 | 177679299.4356 | 100000 | 55.9756 | 2687.8656 | 3174.2254 | 54.7958 | 64.7109
1 | 4900 | 707 | 0.04 | 15 | 15 | 7 | 1.3335e-10 | 5spot_SharedNeighbor | Water | Porous | Wet | R245fa | MinimizeLCOE_Brownfield | IgnoreSilica | 194.1982 | 113.5888 | 14.3054 | 4 | 2656.6725 | 3132.4418 | 54.1599 | 63.8591 | 195.448 | 0 | 337.0827 | 14488851.2874 | 907364.4065 | 14436204.4974 | 12503363.2342 | 0 | 701642.861 | 0 | 16784596.2518 | 43670076.453 | 29805724.5095 | 133297823.5008 | 961560.8286 | 17759797.8658 | 17759797.8658 | 1478867.319 | 7985640.2162 | 0 | 152019182.1953 | 179243487.5963 | 133352.1432 | 57.2216 | 2656.6725 | 3132.4418 | 54.1599 | 63.8591
1 | 4900 | 707 | 0.04 | 15 | 15 | 7 | 1.7783e-10 | 5spot_SharedNeighbor | Water | Porous | Wet | R245fa | MinimizeLCOE_Brownfield | IgnoreSilica | 197.0487 | 114.9013 | 14.5416 | 4 | 2632.9266 | 3100.9689 | 53.6758 | 63.2174 | 195.1874 | 0 | 334.947 | 14608300.8213 | 914690.8173 | 14569496.5731 | 12678148.0925 | 0 | 631151.247 | 0 | 16926697.145 | 44039793.8283 | 30058064.2151 | 134426342.7396 | 961560.8286 | 17759797.8658 | 17759797.8658 | 1478867.319 | 7985640.2162 | 0 | 153147701.434 | 180372006.8351 | 177827.941 | 58.1663 | 2632.9266 | 3100.9689 | 53.6758 | 63.2174
1 | 4900 | 707 | 0.04 | 15 | 15 | 7 | 2.3714e-10 | 5spot_SharedNeighbor | Water | Porous | Wet | R245fa | MinimizeLCOE_Brownfield | IgnoreSilica | 199.2607 | 115.9102 | 14.724 | 4 | 2614.8793 | 3077.1228 | 53.3079 | 62.7313 | 194.9833 | 0 | 330.4818 | 14699860.0947 | 920305.5164 | 14671750.1948 | 12813620.9013 | 0 | 573365.5032 | 0 | 17034771.862 | 44320982.0728 | 30249980.9698 | 135284637.115 | 961560.8286 | 17759797.8658 | 17759797.8658 | 1478867.319 | 7985640.2162 | 0 | 154005995.8095 | 181230301.2106 | 237137.3706 | 58.896 | 2614.8793 | 3077.1228 | 53.3079 | 62.7313
1 | 4900 | 707 | 0.04 | 15 | 15 | 7 | 3.1623e-10 | 5spot_SharedNeighbor | Water | Porous | Wet | R245fa | MinimizeLCOE_Brownfield | IgnoreSilica | 200.7681 | 116.5912 | 14.8543 | 4 | 2601.1765 | 3059.3661 | 53.0285 | 62.3693 | 194.8428 | 0 | 398.5156 | 14761534.5844 | 924087.0675 | 14740669.2197 | 12905436.1483 | 0 | 524238.1544 | 0 | 17103826.418 | 44500647.8624 | 30372606.563 | 135833046.0177 | 961560.8286 | 17759797.8658 | 17759797.8658 | 1478867.319 | 7985640.2162 | 0 | 154554404.7122 | 181778710.1133 | 316227.766 | 59.4171 | 2601.1765 | 3059.3661 | 53.0285 | 62.3693
1 | 4900 | 707 | 0.04 | 15 | 15 | 7 | 4.217e-10 | 5spot_SharedNeighbor | Water | Porous | Wet | R245fa | MinimizeLCOE_Brownfield | IgnoreSilica | 201.8204 | 117.0639 | 14.9487 | 4 | 2590.7938 | 3046.0888 | 52.8168 | 62.0986 | 194.7441 | 0 | 398.1327 | 14804284.9889 | 926708.0498 | 14788460.4536 | 12969489.157 | 0 | 483834.7248 | 0 | 17149383.1759 | 44619177.2015 | 30453505.2724 | 136194843.0239 | 961560.8286 | 17759797.8658 | 17759797.8658 | 1478867.319 | 7985640.2162 | 0 | 154916201.7184 | 182140507.1194 | 421696.5034 | 59.7949 | 2590.7938 | 3046.0888 | 52.8168 | 62.0986
1 | 4900 | 707 | 0.04 | 15 | 15 | 7 | 5.6234e-10 | 5spot_SharedNeighbor | Water | Porous | Wet | R245fa | MinimizeLCOE_Brownfield | IgnoreSilica | 202.5586 | 117.3941 | 15.0174 | 4 | 2582.9374 | 3036.151 | 52.6567 | 61.896 | 194.6744 | 0 | 393.1795 | 14834126.9403 | 928537.5099 | 14821830.4474 | 13014411.0065 | 0 | 451205.4798 | 0 | 17179543.4397 | 44697648.0212 | 30507063.2193 | 136434366.0642 | 961560.8286 | 17759797.8658 | 17759797.8658 | 1478867.319 | 7985640.2162 | 0 | 155155724.7586 | 182380030.1597 | 562341.3252 | 60.0695 | 2582.9374 | 3036.151 | 52.6567 | 61.896
1 | 4900 | 707 | 0.04 | 15 | 15 | 7 | 7.4989e-10 | 5spot_SharedNeighbor | Water | Porous | Wet | R245fa | MinimizeLCOE_Brownfield | IgnoreSilica | 203.0922 | 117.6322 | 15.068 | 4 | 2577.0003 | 3028.6898 | 52.5356 | 61.7439 | 194.6238 | 0 | 390.7304 | 14855618.6949 | 929855.0012 | 14845867.7693 | 13046869.7762 | 0 | 425394.268 | 0 | 17200406.1487 | 44751928.5106 | 30544110.7687 | 136600050.9376 | 961560.8286 | 17759797.8658 | 17759797.8658 | 1478867.319 | 7985640.2162 | 0 | 155321409.632 | 182545715.0331 | 749894.2093 | 60.2722 | 2577.0003 | 3028.6898 | 52.5356 | 61.7439
1 | 4900 | 707 | 0.04 | 15 | 15 | 7 | 1e-09 | 5spot_SharedNeighbor | Water | Porous | Wet | R245fa | MinimizeLCOE_Brownfield | IgnoreSilica | 203.4406 | 117.7871 | 15.1036 | 4 | 2572.519 | 3023.1448 | 52.4443 | 61.6309 | 194.5906 | 0 | 402.9947 | 14869599.5934 | 930712.0336 | 14861506.739 | 13068053.1845 | 0 | 404684.3399 | 0 | 17212476.7973 | 44783333.862 | 30565545.5663 | 136695912.116 | 961560.8286 | 17759797.8658 | 17759797.8658 | 1478867.319 | 7985640.2162 | 0 | 155417270.8105 | 182641576.2115 | 1000000 | 60.4144 | 2572.519 | 3023.1448 | 52.4443 | 61.6309
1 | 4900 | 707 | 0.04 | 15 | 15 | 7 | 1.3335e-09 | 5spot_SharedNeighbor | Water | Porous | Wet | R245fa | MinimizeLCOE_Brownfield | IgnoreSilica | 203.677 | 117.8919 | 15.1291 | 4 | 2569.1402 | 3019.0066 | 52.3754 | 61.5465 | 194.568 | 0 | 408.3781 | 14879058.5896 | 931291.8603 | 14872088.4758 | 13082418.5906 | 0 | 388398.1402 | 0 | 17219769.706 | 44802308.5147 | 30578496.1567 | 136753830.0339 | 961560.8286 | 17759797.8658 | 17759797.8658 | 1478867.319 | 7985640.2162 | 0 | 155475188.7284 | 182699494.1294 | 1333521.4322 | 60.5164 | 2569.1402 | 3019.0066 | 52.3754 | 61.5465
1 | 4900 | 707 | 0.04 | 15 | 15 | 7 | 1.7783e-09 | 5spot_SharedNeighbor | Water | Porous | Wet | R245fa | MinimizeLCOE_Brownfield | IgnoreSilica | 203.8576 | 117.972 | 15.1484 | 4 | 2566.5953 | 3015.8882 | 52.3235 | 61.483 | 194.5507 | 0 | 392.2013 | 14886280.2188 | 931734.5321 | 14880167.7941 | 13093395.2768 | 0 | 375963.0119 | 0 | 17225340.9251 | 44816803.684 | 30588389.4075 | 136798074.8504 | 961560.8286 | 17759797.8658 | 17759797.8658 | 1478867.319 | 7985640.2162 | 0 | 155519433.5448 | 182743738.9459 | 1778279.41 | 60.5937 | 2566.5953 | 3015.8882 | 52.3235 | 61.483
1 | 4900 | 707 | 0.04 | 15 | 15 | 7 | 2.3714e-09 | 5spot_SharedNeighbor | Water | Porous | Wet | R245fa | MinimizeLCOE_Brownfield | IgnoreSilica | 203.9935 | 118.0322 | 15.1629 | 4 | 2564.6801 | 3013.5427 | 52.2845 | 61.4351 | 194.5376 | 0 | 380.3411 | 14891712.9826 | 932067.5462 | 14886246.0825 | 13101658.9966 | 0 | 366485.732 | 0 | 17229486.8226 | 44827590.4586 | 30595751.6029 | 136831000.2239 | 961560.8286 | 17759797.8658 | 17759797.8658 | 1478867.319 | 7985640.2162 | 0 | 155552358.9184 | 182776664.3194 | 2371373.7057 | 60.6518 | 2564.6801 | 3013.5427 | 52.2845 | 61.4351
1 | 4900 | 707 | 0.04 | 15 | 15 | 7 | 3.1623e-09 | 5spot_SharedNeighbor | Water | Porous | Wet | R245fa | MinimizeLCOE_Brownfield | IgnoreSilica | 204.0519 | 118.0578 | 15.1717 | 4 | 2563.2398 | 3011.8432 | 52.2551 | 61.4005 | 194.5319 | 0 | 387.7188 | 14894022.2284 | 932209.0959 | 14888829.7906 | 13105199.3229 | 0 | 358707.6623 | 0 | 17229797.559 | 44828398.9312 | 30596303.402 | 136833467.9923 | 961560.8286 | 17759797.8658 | 17759797.8658 | 1478867.319 | 7985640.2162 | 0 | 155554826.6867 | 182779132.0878 | 3162277.6602 | 60.6868 | 2563.2398 | 3011.8432 | 52.2551 | 61.4005
1 | 4900 | 707 | 0.04 | 15 | 15 | 7 | 4.217e-09 | 5spot_SharedNeighbor | Water | Porous | Wet | R245fa | MinimizeLCOE_Brownfield | IgnoreSilica | 204.1009 | 118.0794 | 15.1785 | 4 | 2562.1574 | 3010.5588 | 52.233 | 61.3743 | 194.5271 | 0 | 372.9822 | 14895969.3432 | 932328.4476 | 14891008.3623 | 13108178.9879 | 0 | 352887.2937 | 0 | 17230345.2495 | 44829823.9095 | 30597275.979 | 136837817.5727 | 961560.8286 | 17759797.8658 | 17759797.8658 | 1478867.319 | 7985640.2162 | 0 | 155559176.2672 | 182783481.6683 | 4216965.0343 | 60.7141 | 2562.1574 | 3010.5588 | 52.233 | 61.3743
1 | 4900 | 707 | 0.04 | 15 | 15 | 7 | 5.6234e-09 | 5spot_SharedNeighbor | Water | Porous | Wet | R245fa | MinimizeLCOE_Brownfield | IgnoreSilica | 203.346 | 117.7409 | 15.1459 | 4 | 2561.0652 | 3010.4318 | 52.2108 | 61.3717 | 194.5967 | 0 | 432.9931 | 14865430.6687 | 930456.4798 | 14856843.224 | 13062197.0263 | 0 | 336205.0065 | 0 | 17179941.6381 | 44698684.0517 | 30507770.3314 | 136437528.4265 | 961560.8286 | 17759797.8658 | 17759797.8658 | 1478867.319 | 7985640.2162 | 0 | 155158887.121 | 182383192.522 | 5623413.2519 | 60.5837 | 2561.0652 | 3010.4318 | 52.2108 | 61.3717
1 | 4900 | 707 | 0.04 | 15 | 15 | 7 | 7.4989e-09 | 5spot_SharedNeighbor | Water | Porous | Wet | R245fa | MinimizeLCOE_Brownfield | IgnoreSilica | 204.1354 | 118.0947 | 15.1873 | 4 | 2560.4414 | 3008.585 | 52.1981 | 61.3341 | 194.5238 | 0 | 373.9053 | 14897344.6406 | 932412.7486 | 14892547.1634 | 13110272.2316 | 0 | 343030.8564 | 0 | 17228486.9798 | 44824989.0729 | 30593976.1037 | 136823059.7969 | 961560.8286 | 17759797.8658 | 17759797.8658 | 1478867.319 | 7985640.2162 | 0 | 155544418.4914 | 182768723.8924 | 7498942.0933 | 60.7491 | 2560.4414 | 3008.585 | 52.1981 | 61.3341
1 | 4900 | 707 | 0.04 | 15 | 15 | 7 | 1e-08 | 5spot_SharedNeighbor | Water | Porous | Wet | R245fa | MinimizeLCOE_Brownfield | IgnoreSilica | 204.6394 | 118.32 | 15.2138 | 4 | 2559.9869 | 3007.348 | 52.1888 | 61.3089 | 194.4771 | 0 | 389.336 | 14917652.7919 | 933657.5439 | 14915271.5443 | 13140957.7869 | 0 | 346983.7708 | 0 | 17259264.1407 | 44905064.9323 | 30648629.5231 | 137067482.0339 | 961560.8286 | 17759797.8658 | 17759797.8658 | 1478867.319 | 7985640.2162 | 0 | 155788840.7283 | 183013146.1294 | 10000000 | 60.8553 | 2559.9869 | 3007.348 | 52.1888 | 61.3089
1 | 5000 | 707 | 0.04 | 15 | 15 | 7 | 1e-13 | 5spot_SharedNeighbor | Water | Porous | Wet | R245fa | MinimizeLCOE_Brownfield | IgnoreSilica | 0.88403 | 0.21866 | 0.012241 | 4 | 415684.2583 | 985787.3357 | 8474.2859 | 20096.6082 | 127.9387 | 0 | 56.1658 | 143739.2899 | 6071.4563 | 100391.2403 | 59998.4851 | 0 | 57607.6778 | 0 | 143445.1783 | 373214.9292 | 254726.858 | 1139195.1147 | 961560.8286 | 18253066.8284 | 18253066.8284 | 1478867.319 | 8182947.8012 | 0 | 20353822.7717 | 48268704.7204 | 100 | 0.048965 | 415684.2583 | 985787.3357 | 8474.2859 | 20096.6082
1 | 5000 | 707 | 0.04 | 15 | 15 | 7 | 1.3335e-13 | 5spot_SharedNeighbor | Water | Porous | Wet | R245fa | MinimizeLCOE_Brownfield | IgnoreSilica | 1.1424 | 0.33902 | 0.025184 | 4 | 206039.7149 | 483145.2296 | 4200.3983 | 9849.569 | 141.4319 | 0 | 46.391 | 207310.2561 | 9673.9493 | 141290.6023 | 75405.1466 | 0 | 63945.4953 | 0 | 194073.9253 | 504940.5436 | 344632.2965 | 1541272.215 | 961560.8286 | 18253066.8284 | 18253066.8284 | 1478867.319 | 8182947.8012 | 0 | 20755899.872 | 48670781.8207 | 133.3521 | 0.10074 | 206039.7149 | 483145.2296 | 4200.3983 | 9849.569
1 | 5000 | 707 | 0.04 | 15 | 15 | 7 | 1.7783e-13 | 5spot_SharedNeighbor | Water | Porous | Wet | R245fa | MinimizeLCOE_Brownfield | IgnoreSilica | 1.4565 | 0.49933 | 0.044292 | 4 | 119917.1145 | 277478.2278 | 2444.6726 | 5656.769 | 152.882 | 0 | 67.7602 | 284711.3996 | 14526.5061 | 191136.1135 | 95603.0013 | 0 | 69739.2876 | 0 | 255729.3602 | 665355.3378 | 454118.6897 | 2030919.6958 | 961560.8286 | 18253066.8284 | 18253066.8284 | 1478867.319 | 8182947.8012 | 0 | 21245547.3528 | 49160429.3014 | 177.8279 | 0.17717 | 119917.1145 | 277478.2278 | 2444.6726 | 5656.769
1 | 5000 | 707 | 0.04 | 15 | 15 | 7 | 2.3714e-13 | 5spot_SharedNeighbor | Water | Porous | Wet | R245fa | MinimizeLCOE_Brownfield | IgnoreSilica | 1.8848 | 0.73208 | 0.073518 | 4 | 74487.9026 | 169413.6527 | 1518.5366 | 3453.7265 | 163.4307 | 0 | 307.0829 | 387456.1905 | 21595.0843 | 257790.6018 | 124101.3661 | 0 | 77594.6492 | 0 | 338729.7779 | 881305.3989 | 601509.0438 | 2690082.1125 | 961560.8286 | 18253066.8284 | 18253066.8284 | 1478867.319 | 8182947.8012 | 0 | 21904709.7695 | 49819591.7182 | 237.1374 | 0.29407 | 74487.9026 | 169413.6527 | 1518.5366 | 3453.7265
1 | 5000 | 707 | 0.04 | 15 | 15 | 7 | 3.1623e-13 | 5spot_SharedNeighbor | Water | Porous | Wet | R245fa | MinimizeLCOE_Brownfield | IgnoreSilica | 2.4488 | 1.0533 | 0.11615 | 4 | 48979.7857 | 109063.7321 | 998.5192 | 2223.4117 | 172.4501 | 0 | 408.773 | 518071.6511 | 31571.4147 | 342694.5034 | 164066.6582 | 0 | 86958.1743 | 0 | 445911.3366 | 1160169.8289 | 791839.7473 | 3541283.3144 | 961560.8286 | 18253066.8284 | 18253066.8284 | 1478867.319 | 8182947.8012 | 0 | 22755910.9714 | 50670792.92 | 316.2278 | 0.4646 | 48979.7857 | 109063.7321 | 998.5192 | 2223.4117
1 | 5000 | 707 | 0.04 | 15 | 15 | 7 | 4.217e-13 | 5spot_SharedNeighbor | Water | Porous | Wet | R245fa | MinimizeLCOE_Brownfield | IgnoreSilica | 3.1684 | 1.4979 | 0.17475 | 4 | 34082.2869 | 74018.6594 | 694.8135 | 1508.9705 | 179.7716 | 0 | 537.02 | 677186.9082 | 43814.7011 | 452453.0114 | 216820.8215 | 0 | 97604.844 | 0 | 580273.3116 | 1509752.1265 | 1030436.8486 | 4608342.573 | 961560.8286 | 18253066.8284 | 18253066.8284 | 1478867.319 | 8182947.8012 | 0 | 23822970.23 | 51737852.1786 | 421.6965 | 0.69898 | 34082.2869 | 74018.6594 | 694.8135 | 1508.9705
1 | 5000 | 707 | 0.04 | 15 | 15 | 7 | 5.6234e-13 | 5spot_SharedNeighbor | Water | Porous | Wet | R245fa | MinimizeLCOE_Brownfield | IgnoreSilica | 4.1238 | 2.1328 | 0.2521 | 4 | 24943.2435 | 52625.767 | 508.5018 | 1072.8474 | 185.8479 | 0 | 81.2061 | 867613.8392 | 56145.9574 | 600277.6476 | 281348.9178 | 0 | 111790.0371 | 0 | 747698.7957 | 1945358.8922 | 1327747.4171 | 5937981.5041 | 961560.8286 | 18253066.8284 | 18253066.8284 | 1478867.319 | 8182947.8012 | 0 | 25152609.1611 | 53067491.1097 | 562.3413 | 1.0084 | 24943.2435 | 52625.767 | 508.5018 | 1072.8474
1 | 5000 | 707 | 0.04 | 15 | 15 | 7 | 7.4989e-13 | 5spot_SharedNeighbor | Water | Porous | Wet | R245fa | MinimizeLCOE_Brownfield | IgnoreSilica | 5.3884 | 2.9755 | 0.35469 | 4 | 18882.0162 | 38557.8014 | 384.9354 | 786.0529 | 190.7605 | 0 | 79.6735 | 1096062.7834 | 70882.7008 | 783491.3186 | 365811.4211 | 0 | 129176.3625 | 0 | 953715.5887 | 2481372.3278 | 1693587.6008 | 7574100.1037 | 961560.8286 | 18253066.8284 | 18253066.8284 | 1478867.319 | 8182947.8012 | 0 | 26788727.7607 | 54703609.7093 | 749.8942 | 1.4187 | 18882.0162 | 38557.8014 | 384.9354 | 786.0529
1 | 5000 | 707 | 0.04 | 15 | 15 | 7 | 1e-12 | 5spot_SharedNeighbor | Water | Porous | Wet | R245fa | MinimizeLCOE_Brownfield | IgnoreSilica | 7.0669 | 4.0916 | 0.49049 | 4 | 14685.005 | 28913.1268 | 299.3737 | 589.4332 | 194.5927 | 0 | 77.386 | 1371224.4934 | 88588.0311 | 1010886.7939 | 477184.4038 | 0 | 150550.5715 | 0 | 1208389.3745 | 3143981.2778 | 2145831.8245 | 9596636.7705 | 961560.8286 | 18253066.8284 | 18253066.8284 | 1478867.319 | 8182947.8012 | 0 | 28811264.4275 | 56726146.3761 | 1000 | 1.962 | 14685.005 | 28913.1268 | 299.3737 | 589.4332
1 | 5000 | 707 | 0.04 | 15 | 15 | 7 | 1.3335e-12 | 5spot_SharedNeighbor | Water | Porous | Wet | R245fa | MinimizeLCOE_Brownfield | IgnoreSilica | 9.2789 | 5.5707 | 0.67075 | 4 | 11672.5457 | 22076.8425 | 237.9606 | 450.0663 | 197.6883 | 0 | 83.8465 | 1704087.7038 | 109947.0026 | 1293933.8062 | 623735.0807 | 0 | 175946.9825 | 0 | 1523983.7245 | 3965093.0392 | 2706257.4738 | 12102984.8133 | 961560.8286 | 18253066.8284 | 18253066.8284 | 1478867.319 | 8182947.8012 | 0 | 31317612.4703 | 59232494.419 | 1333.5214 | 2.683 | 11672.5457 | 22076.8425 | 237.9606 | 450.0663
1 | 5000 | 707 | 0.04 | 15 | 15 | 7 | 1.7783e-12 | 5spot_SharedNeighbor | Water | Porous | Wet | R245fa | MinimizeLCOE_Brownfield | IgnoreSilica | 12.2406 | 7.5598 | 0.91311 | 4 | 9440.434 | 17083.2017 | 192.456 | 348.2642 | 200.2088 | 0 | 93.2318 | 2113616.4637 | 136146.0534 | 1651938.8223 | 819761.1373 | 0 | 207469.7396 | 0 | 1922283.5643 | 5001387.5198 | 3413549.7505 | 15266153.0509 | 961560.8286 | 18253066.8284 | 18253066.8284 | 1478867.319 | 8182947.8012 | 0 | 34480780.7079 | 62395662.6565 | 1778.2794 | 3.6525 | 9440.434 | 17083.2017 | 192.456 | 348.2642
1 | 5000 | 707 | 0.04 | 15 | 15 | 7 | 2.3714e-12 | 5spot_SharedNeighbor | Water | Porous | Wet | R245fa | MinimizeLCOE_Brownfield | IgnoreSilica | 16.1506 | 10.1741 | 1.233 | 4 | 7785.6834 | 13445.5291 | 158.7217 | 274.1053 | 202.0738 | 0 | 97.0624 | 2608617.0976 | 168010.2588 | 2094756.9187 | 1077636.6432 | 0 | 245203.092 | 0 | 2415747.364 | 6285279.1033 | 4289832.1376 | 19185082.6152 | 961560.8286 | 18253066.8284 | 18253066.8284 | 1478867.319 | 8182947.8012 | 0 | 38399710.2722 | 66314592.2209 | 2371.3737 | 4.9321 | 7785.6834 | 13445.5291 | 158.7217 | 274.1053
1 | 5000 | 707 | 0.04 | 15 | 15 | 7 | 3.1623e-12 | 5spot_SharedNeighbor | Water | Porous | Wet | R245fa | MinimizeLCOE_Brownfield | IgnoreSilica | 21.3394 | 13.6578 | 1.6564 | 4 | 6537.3698 | 10750.5507 | 133.2731 | 219.1645 | 203.5091 | 0 | 117.0613 | 3210805.3374 | 205974.8047 | 2651490.0957 | 1421128.5412 | 0 | 291500.1886 | 0 | 3034550.5974 | 7895278.1825 | 5388689.5913 | 24099417.3388 | 961560.8286 | 18253066.8284 | 18253066.8284 | 1478867.319 | 8182947.8012 | 0 | 43314044.9959 | 71228926.9445 | 3162.2777 | 6.6256 | 6537.3698 | 10750.5507 | 133.2731 | 219.1645
1 | 5000 | 707 | 0.04 | 15 | 15 | 7 | 4.217e-12 | 5spot_SharedNeighbor | Water | Porous | Wet | R245fa | MinimizeLCOE_Brownfield | IgnoreSilica | 28.2117 | 18.2659 | 2.218 | 4 | 5575.068 | 8721.4113 | 113.6553 | 177.7978 | 204.6072 | 0 | 91.9071 | 3945105.7864 | 252461.8434 | 3345781.7531 | 1875175.2253 | 0 | 347645.6762 | 0 | 3808806.4109 | 9909732.9876 | 6763596.3887 | 30248306.0716 | 961560.8286 | 18253066.8284 | 18253066.8284 | 1478867.319 | 8182947.8012 | 0 | 49462933.7287 | 77377815.6773 | 4216.965 | 8.8722 | 5575.068 | 8721.4113 | 113.6553 | 177.7978
1 | 5000 | 707 | 0.04 | 15 | 15 | 7 | 5.6234e-12 | 5spot_SharedNeighbor | Water | Porous | Wet | R245fa | MinimizeLCOE_Brownfield | IgnoreSilica | 37.2495 | 24.3268 | 2.9568 | 4 | 4829.3827 | 7189.5775 | 98.4535 | 146.5693 | 205.4402 | 0 | 115.5835 | 4834323.1474 | 308536.0242 | 4207770.4806 | 2472118.1614 | 0 | 415267.9304 | 0 | 4772826.1402 | 12417914.5756 | 8475481.8604 | 37904238.3203 | 961560.8286 | 18253066.8284 | 18253066.8284 | 1478867.319 | 8182947.8012 | 0 | 57118865.9773 | 85033747.926 | 5623.4133 | 11.8274 | 4829.3827 | 7189.5775 | 98.4535 | 146.5693
1 | 5000 | 707 | 0.04 | 15 | 15 | 7 | 7.4989e-12 | 5spot_SharedNeighbor | Water | Porous | Wet | R245fa | MinimizeLCOE_Brownfield | IgnoreSilica | 49.0205 | 32.2158 | 3.9185 | 4 | 4247.3743 | 6028.3195 | 86.5885 | 122.8954 | 206.0502 | 0 | 116.3811 | 5901765.2084 | 375573.8264 | 5267929.7372 | 3249521.321 | 0 | 496028.6983 | 0 | 5963419.3286 | 15515593.8275 | 10589711.6008 | 47359543.5482 | 961560.8286 | 18253066.8284 | 18253066.8284 | 1478867.319 | 8182947.8012 | 0 | 66574171.2052 | 94489053.1539 | 7498.9421 | 15.6742 | 4247.3743 | 6028.3195 | 86.5885 | 122.8954
1 | 5000 | 707 | 0.04 | 15 | 15 | 7 | 1e-11 | 5spot_SharedNeighbor | Water | Porous | Wet | R245fa | MinimizeLCOE_Brownfield | IgnoreSilica | 64.0849 | 42.2631 | 5.1429 | 4 | 3793.6039 | 5150.5602 | 77.3377 | 105.0011 | 206.3911 | 0 | 106.4811 | 7158561.4886 | 454171.5837 | 6545666.0912 | 4243468.7552 | 0 | 591156.4068 | 0 | 7407279.4869 | 19272221.783 | 13153687.3715 | 58826212.9668 | 961560.8286 | 18253066.8284 | 18253066.8284 | 1478867.319 | 8182947.8012 | 0 | 78040840.6239 | 105955722.5725 | 10000 | 20.5717 | 3793.6039 | 5150.5602 | 77.3377 | 105.0011
1 | 5000 | 707 | 0.04 | 15 | 15 | 7 | 1.3335e-11 | 5spot_SharedNeighbor | Water | Porous | Wet | R245fa | MinimizeLCOE_Brownfield | IgnoreSilica | 82.8669 | 54.592 | 6.6424 | 4 | 3444.8044 | 4495.4392 | 70.227 | 91.6456 | 206.2879 | 0 | 125.2498 | 8589729.9473 | 543296.7995 | 8033185.1559 | 5479003.4113 | 0 | 701998.0649 | 0 | 9105413.2178 | 23690417.4156 | 16169196.6755 | 72312240.6878 | 961560.8286 | 18253066.8284 | 18253066.8284 | 1478867.319 | 8182947.8012 | 0 | 91526868.3448 | 119441750.2935 | 13335.2143 | 26.5695 | 3444.8044 | 4495.4392 | 70.227 | 91.6456
1 | 5000 | 707 | 0.04 | 15 | 15 | 7 | 1.7783e-11 | 5spot_SharedNeighbor | Water | Porous | Wet | R245fa | MinimizeLCOE_Brownfield | IgnoreSilica | 105.2226 | 68.7781 | 8.3612 | 4 | 3185.7463 | 4020.4026 | 64.9457 | 81.9613 | 205.5244 | 0 | 138.5971 | 10127132.819 | 638648.6695 | 9663729.5166 | 6940433.0239 | 0 | 826617.0757 | 0 | 10996658.8309 | 28611050.553 | 19527629.9007 | 87331900.3894 | 961560.8286 | 18253066.8284 | 18253066.8284 | 1478867.319 | 8182947.8012 | 0 | 106546528.0464 | 134461409.995 | 17782.7941 | 33.4448 | 3185.7463 | 4020.4026 | 64.9457 | 81.9613
1 | 5000 | 707 | 0.04 | 15 | 15 | 7 | 2.3714e-11 | 5spot_SharedNeighbor | Water | Porous | Wet | R245fa | MinimizeLCOE_Brownfield | IgnoreSilica | 130.4185 | 83.8991 | 10.1802 | 4 | 3002.1288 | 3687.6478 | 61.2025 | 75.1777 | 203.9918 | 0 | 139.1283 | 11669743.9899 | 733967.7254 | 11328969.9426 | 8571273.2035 | 0 | 962437.2003 | 0 | 12973892.9041 | 33755408.025 | 23038759.5814 | 103034452.5722 | 961560.8286 | 18253066.8284 | 18253066.8284 | 1478867.319 | 8182947.8012 | 0 | 122249080.2292 | 150163962.1778 | 23713.7371 | 40.7208 | 3002.1288 | 3687.6478 | 61.2025 | 75.1777
1 | 5000 | 707 | 0.04 | 15 | 15 | 7 | 3.1623e-11 | 5spot_SharedNeighbor | Water | Porous | Wet | R245fa | MinimizeLCOE_Brownfield | IgnoreSilica | 157.0863 | 98.9157 | 11.9843 | 4 | 2872.4605 | 3454.7821 | 58.559 | 70.4304 | 202.0374 | 0 | 151.0175 | 13134034.6162 | 825687.7202 | 12922538.8928 | 10270352.8727 | 0 | 1101654.553 | 0 | 14919164.7754 | 38816606.4041 | 26493131.4723 | 118483171.3068 | 961560.8286 | 18253066.8284 | 18253066.8284 | 1478867.319 | 8182947.8012 | 0 | 137697798.9638 | 165612680.9125 | 31622.7766 | 47.9372 | 2872.4605 | 3454.7821 | 58.559 | 70.4304
1 | 5000 | 707 | 0.04 | 15 | 15 | 7 | 4.217e-11 | 5spot_SharedNeighbor | Water | Porous | Wet | R245fa | MinimizeLCOE_Brownfield | IgnoreSilica | 173.7286 | 107.8467 | 13.1412 | 4 | 2787.7618 | 3318.8165 | 56.8323 | 67.6586 | 200.6746 | 0 | 184.1126 | 13961619.3765 | 875007.6208 | 13849378.3071 | 11328914.1873 | 0 | 1093768.0417 | 0 | 16032388.138 | 41712985.2401 | 28469969.5425 | 127324030.454 | 961560.8286 | 18253066.8284 | 18253066.8284 | 1478867.319 | 8182947.8012 | 0 | 146538658.111 | 174453540.0597 | 42169.6503 | 52.565 | 2787.7618 | 3318.8165 | 56.8323 | 67.6586
1 | 5000 | 707 | 0.04 | 15 | 15 | 7 | 5.6234e-11 | 5spot_SharedNeighbor | Water | Porous | Wet | R245fa | MinimizeLCOE_Brownfield | IgnoreSilica | 181.9593 | 112.0586 | 13.8132 | 4 | 2722.1957 | 3227.4186 | 55.4956 | 65.7953 | 199.9513 | 0 | 190.3951 | 14349099.8785 | 898790.7671 | 14280416.3424 | 11845282.1042 | 0 | 984515.0363 | 0 | 16519660.6101 | 42980768.2592 | 29335257.5033 | 131193790.5011 | 961560.8286 | 18253066.8284 | 18253066.8284 | 1478867.319 | 8182947.8012 | 0 | 150408418.1581 | 178323300.1067 | 56234.1325 | 55.2526 | 2722.1957 | 3227.4186 | 55.4956 | 65.7953
1 | 5000 | 707 | 0.04 | 15 | 15 | 7 | 7.4989e-11 | 5spot_SharedNeighbor | Water | Porous | Wet | R245fa | MinimizeLCOE_Brownfield | IgnoreSilica | 188.3971 | 115.2697 | 14.3439 | 4 | 2671.9112 | 3158.4403 | 54.4705 | 64.3891 | 199.3658 | 0 | 246.3549 | 14641764.8357 | 916743.0419 | 14606860.8516 | 12247107.3349 | 0 | 880009.1185 | 0 | 16884069.2212 | 43928884.7148 | 29982366.4662 | 134087805.5849 | 961560.8286 | 18253066.8284 | 18253066.8284 | 1478867.319 | 8182947.8012 | 0 | 153302433.2419 | 181217315.1905 | 74989.4209 | 57.3756 | 2671.9112 | 3158.4403 | 54.4705 | 64.3891
1 | 5000 | 707 | 0.04 | 15 | 15 | 7 | 1e-10 | 5spot_SharedNeighbor | Water | Porous | Wet | R245fa | MinimizeLCOE_Brownfield | IgnoreSilica | 193.4756 | 117.7515 | 14.7627 | 4 | 2633.4658 | 3106.1924 | 53.6868 | 63.3239 | 198.8923 | 0 | 296.0703 | 14866386.9556 | 930515.1 | 14857912.9492 | 12563215.1833 | 0 | 786647.5546 | 0 | 17161824.3197 | 44651546.5056 | 30475597.9876 | 136293646.5555 | 961560.8286 | 18253066.8284 | 18253066.8284 | 1478867.319 | 8182947.8012 | 0 | 155508274.2125 | 183423156.1612 | 100000 | 59.0508 | 2633.4658 | 3106.1924 | 53.6868 | 63.3239
1 | 5000 | 707 | 0.04 | 15 | 15 | 7 | 1.3335e-10 | 5spot_SharedNeighbor | Water | Porous | Wet | R245fa | MinimizeLCOE_Brownfield | IgnoreSilica | 197.2339 | 119.5563 | 15.0788 | 4 | 2604.1291 | 3066.9446 | 53.0887 | 62.5238 | 198.5351 | 0 | 337.9709 | 15028899.8312 | 940475.6765 | 15039816.7319 | 12796025.0095 | 0 | 703366.5314 | 0 | 17358347.6744 | 45162859.9621 | 30824579.9281 | 137854371.3451 | 961560.8286 | 18253066.8284 | 18253066.8284 | 1478867.319 | 8182947.8012 | 0 | 157068999.0021 | 184983880.9507 | 133352.1432 | 60.3154 | 2604.1291 | 3066.9446 | 53.0887 | 62.5238
1 | 5000 | 707 | 0.04 | 15 | 15 | 7 | 1.7783e-10 | 5spot_SharedNeighbor | Water | Porous | Wet | R245fa | MinimizeLCOE_Brownfield | IgnoreSilica | 200.0159 | 120.8755 | 15.3169 | 4 | 2581.7971 | 3037.4193 | 52.6334 | 61.9219 | 198.2669 | 0 | 369.333 | 15147260.2826 | 947728.3103 | 15172440.481 | 12968171.8296 | 0 | 631856.8366 | 0 | 17498308.5186 | 45527009.3689 | 31073119.3807 | 138965895.0083 | 961560.8286 | 18253066.8284 | 18253066.8284 | 1478867.319 | 8182947.8012 | 0 | 158180522.6653 | 186095404.614 | 177827.941 | 61.2676 | 2581.7971 | 3037.4193 | 52.6334 | 61.9219
1 | 5000 | 707 | 0.04 | 15 | 15 | 7 | 2.3714e-10 | 5spot_SharedNeighbor | Water | Porous | Wet | R245fa | MinimizeLCOE_Brownfield | IgnoreSilica | 202.0787 | 121.8447 | 15.4959 | 4 | 2564.823 | 3015.1824 | 52.2874 | 61.4686 | 198.0661 | 0 | 388.2941 | 15233982.5475 | 953041.3335 | 15269688.0704 | 13095733.0967 | 0 | 572121.3812 | 0 | 17598580.9075 | 45787897.5559 | 31251180.9291 | 139762225.8219 | 961560.8286 | 18253066.8284 | 18253066.8284 | 1478867.319 | 8182947.8012 | 0 | 158976853.479 | 186891735.4276 | 237137.3706 | 61.9836 | 2564.823 | 3015.1824 | 52.2874 | 61.4686
1 | 5000 | 707 | 0.04 | 15 | 15 | 7 | 3.1623e-10 | 5spot_SharedNeighbor | Water | Porous | Wet | R245fa | MinimizeLCOE_Brownfield | IgnoreSilica | 203.6964 | 122.5986 | 15.6345 | 4 | 2551.9353 | 2998.3029 | 52.0247 | 61.1245 | 197.9076 | 0 | 419.9162 | 15301302.1468 | 957165.1022 | 15345221.4155 | 13195351.2258 | 0 | 524331.9027 | 0 | 17676114.9993 | 45989625.3584 | 31388864.2994 | 140377976.4501 | 961560.8286 | 18253066.8284 | 18253066.8284 | 1478867.319 | 8182947.8012 | 0 | 159592604.1071 | 187507486.0557 | 316227.766 | 62.5379 | 2551.9353 | 2998.3029 | 52.0247 | 61.1245
1 | 5000 | 707 | 0.04 | 15 | 15 | 7 | 4.217e-10 | 5spot_SharedNeighbor | Water | Porous | Wet | R245fa | MinimizeLCOE_Brownfield | IgnoreSilica | 204.7512 | 123.0866 | 15.7309 | 4 | 2542.1659 | 2985.7972 | 51.8255 | 60.8695 | 197.8034 | 0 | 388.4718 | 15344814.7775 | 959830.2808 | 15394063.1247 | 13260094.8932 | 0 | 483918.2454 | 0 | 17722661.3154 | 46110729.325 | 31471520.2451 | 140747632.2071 | 961560.8286 | 18253066.8284 | 18253066.8284 | 1478867.319 | 8182947.8012 | 0 | 159962259.8641 | 187877141.8128 | 421696.5034 | 62.9236 | 2542.1659 | 2985.7972 | 51.8255 | 60.8695
1 | 5000 | 707 | 0.04 | 15 | 15 | 7 | 5.6234e-10 | 5spot_SharedNeighbor | Water | Porous | Wet | R245fa | MinimizeLCOE_Brownfield | IgnoreSilica | 205.4628 | 123.4143 | 15.7995 | 4 | 2534.7729 | 2976.4776 | 51.6748 | 60.6795 | 197.7325 | 0 | 383.1866 | 15374008.3007 | 961618.2914 | 15426840.8359 | 13303750.842 | 0 | 450909.8099 | 0 | 17751679.9512 | 46186229.8628 | 31523050.9135 | 140978088.8074 | 961560.8286 | 18253066.8284 | 18253066.8284 | 1478867.319 | 8182947.8012 | 0 | 160192716.4644 | 188107598.4131 | 562341.3252 | 63.1981 | 2534.7729 | 2976.4776 | 51.6748 | 60.6795
1 | 5000 | 707 | 0.04 | 15 | 15 | 7 | 7.4989e-10 | 5spot_SharedNeighbor | Water | Porous | Wet | R245fa | MinimizeLCOE_Brownfield | IgnoreSilica | 205.9692 | 123.6468 | 15.8497 | 4 | 2529.1853 | 2969.4901 | 51.5609 | 60.5371 | 197.6819 | 0 | 372.3011 | 15394707.5633 | 962886.0009 | 15450085.6905 | 13334808.9397 | 0 | 424715.0275 | 0 | 17771209.2565 | 46237041.1092 | 31557730.6332 | 141133184.2208 | 961560.8286 | 18253066.8284 | 18253066.8284 | 1478867.319 | 8182947.8012 | 0 | 160347811.8778 | 188262693.8264 | 749894.2093 | 63.399 | 2529.1853 | 2969.4901 | 51.5609 | 60.5371
1 | 5000 | 707 | 0.04 | 15 | 15 | 7 | 1e-09 | 5spot_SharedNeighbor | Water | Porous | Wet | R245fa | MinimizeLCOE_Brownfield | IgnoreSilica | 206.3176 | 123.8063 | 15.8859 | 4 | 2524.9674 | 2964.2695 | 51.4749 | 60.4306 | 197.647 | 0 | 382.9319 | 15408903.3665 | 963755.385 | 15466029.3383 | 13356169.4909 | 0 | 403970.8223 | 0 | 17783543.0772 | 46269131.1806 | 31579632.7663 | 141231135.4273 | 961560.8286 | 18253066.8284 | 18253066.8284 | 1478867.319 | 8182947.8012 | 0 | 160445763.0843 | 188360645.0329 | 1000000 | 63.5437 | 2524.9674 | 2964.2695 | 51.4749 | 60.4306
1 | 5000 | 707 | 0.04 | 15 | 15 | 7 | 1.3335e-09 | 5spot_SharedNeighbor | Water | Porous | Wet | R245fa | MinimizeLCOE_Brownfield | IgnoreSilica | 206.5493 | 123.9121 | 15.9116 | 4 | 2521.7869 | 2960.38 | 51.41 | 60.3514 | 197.6236 | 0 | 389.109 | 15418316.6766 | 964331.8664 | 15476602.5707 | 13370370.7057 | 0 | 387592.539 | 0 | 17790713.5998 | 46287787.4095 | 31592366.0259 | 141288081.3935 | 961560.8286 | 18253066.8284 | 18253066.8284 | 1478867.319 | 8182947.8012 | 0 | 160502709.0505 | 188417590.9991 | 1333521.4322 | 63.6464 | 2521.7869 | 2960.38 | 51.41 | 60.3514
1 | 5000 | 707 | 0.04 | 15 | 15 | 7 | 1.7783e-09 | 5spot_SharedNeighbor | Water | Porous | Wet | R245fa | MinimizeLCOE_Brownfield | IgnoreSilica | 206.7003 | 123.9808 | 15.9297 | 4 | 2519.3911 | 2957.4851 | 51.3612 | 60.2923 | 197.6082 | 0 | 368.6691 | 15424431.5408 | 964706.3423 | 15483471.3094 | 13379619.1904 | 0 | 374740.0377 | 0 | 17794517.6841 | 46297684.8564 | 31599121.2368 | 141318292.198 | 961560.8286 | 18253066.8284 | 18253066.8284 | 1478867.319 | 8182947.8012 | 0 | 160532919.855 | 188447801.8036 | 1778279.41 | 63.7189 | 2519.3911 | 2957.4851 | 51.3612 | 60.2923
1 | 5000 | 707 | 0.04 | 15 | 15 | 7 | 2.3714e-09 | 5spot_SharedNeighbor | Water | Porous | Wet | R245fa | MinimizeLCOE_Brownfield | IgnoreSilica | 206.8124 | 124.0318 | 15.9433 | 4 | 2517.5881 | 2955.3098 | 51.3244 | 60.248 | 197.5968 | 0 | 360.8919 | 15428966.0863 | 964984.0365 | 15488565.0981 | 13386483.9265 | 0 | 364923.0313 | 0 | 17797229.6497 | 46304740.8347 | 31603937.087 | 141339829.75 | 961560.8286 | 18253066.8284 | 18253066.8284 | 1478867.319 | 8182947.8012 | 0 | 160554457.407 | 188469339.3556 | 2371373.7057 | 63.7731 | 2517.5881 | 2955.3098 | 51.3244 | 60.248
1 | 5000 | 707 | 0.04 | 15 | 15 | 7 | 3.1623e-09 | 5spot_SharedNeighbor | Water | Porous | Wet | R245fa | MinimizeLCOE_Brownfield | IgnoreSilica | 205.387 | 123.3717 | 15.8778 | 4 | 2516.0052 | 2955.5322 | 51.2922 | 60.2525 | 197.7347 | 0 | 639.9912 | 15370218.5835 | 961386.1884 | 15422585.4437 | 13298918.9243 | 0 | 335441.225 | 0 | 17701534.6423 | 46055762.0553 | 31434003.954 | 140579851.0165 | 961560.8286 | 18253066.8284 | 18253066.8284 | 1478867.319 | 8182947.8012 | 0 | 159794478.6735 | 187709360.6222 | 3162277.6602 | 63.5112 | 2516.0052 | 2955.5322 | 51.2922 | 60.2525
1 | 5000 | 707 | 0.04 | 15 | 15 | 7 | 4.217e-09 | 5spot_SharedNeighbor | Water | Porous | Wet | R245fa | MinimizeLCOE_Brownfield | IgnoreSilica | 206.605 | 123.9354 | 15.9443 | 4 | 2514.9481 | 2952.6419 | 51.2706 | 60.1936 | 197.6165 | 0 | 428.0471 | 15420392.4108 | 964458.9854 | 15478934.1783 | 13373734.0968 | 0 | 345350.3332 | 0 | 17777319.3017 | 46252938.1935 | 31568580.7199 | 141181708.2194 | 961560.8286 | 18253066.8284 | 18253066.8284 | 1478867.319 | 8182947.8012 | 0 | 160396335.8765 | 188311217.8251 | 4216965.0343 | 63.7772 | 2514.9481 | 2952.6419 | 51.2706 | 60.1936
1 | 5000 | 707 | 0.04 | 15 | 15 | 7 | 5.6234e-09 | 5spot_SharedNeighbor | Water | Porous | Wet | R245fa | MinimizeLCOE_Brownfield | IgnoreSilica | 207.489 | 124.3429 | 15.9924 | 4 | 2514.1853 | 2950.5627 | 51.2551 | 60.1512 | 197.5304 | 0 | 453.1353 | 15456619.8745 | 966677.4994 | 15519633.0826 | 13428017.228 | 0 | 352386.8726 | 0 | 17832100.4772 | 46395467.5749 | 31665859.9514 | 141616762.5605 | 961560.8286 | 18253066.8284 | 18253066.8284 | 1478867.319 | 8182947.8012 | 0 | 160831390.2176 | 188746272.1662 | 5623413.2519 | 63.9696 | 2514.1853 | 2950.5627 | 51.2551 | 60.1512
1 | 5000 | 707 | 0.04 | 15 | 15 | 7 | 7.4989e-09 | 5spot_SharedNeighbor | Water | Porous | Wet | R245fa | MinimizeLCOE_Brownfield | IgnoreSilica | 207.5233 | 124.3584 | 15.9966 | 4 | 2513.6221 | 2949.8853 | 51.2436 | 60.1374 | 197.5269 | 0 | 438.0575 | 15457999.1776 | 966761.963 | 15521182.8423 | 13430115.365 | 0 | 349230.9694 | 0 | 17832863.2238 | 46397452.0851 | 31667214.4204 | 141622820.0466 | 961560.8286 | 18253066.8284 | 18253066.8284 | 1478867.319 | 8182947.8012 | 0 | 160837447.7036 | 188752329.6523 | 7498942.0933 | 63.9863 | 2513.6221 | 2949.8853 | 51.2436 | 60.1374
1 | 5000 | 707 | 0.04 | 15 | 15 | 7 | 1e-08 | 5spot_SharedNeighbor | Water | Porous | Wet | R245fa | MinimizeLCOE_Brownfield | IgnoreSilica | 207.5427 | 124.3672 | 15.9994 | 4 | 2513.1993 | 2949.3856 | 51.235 | 60.1272 | 197.5248 | 0 | 443.1846 | 15458777.7316 | 966809.6388 | 15522057.6183 | 13431305.1059 | 0 | 346770.0779 | 0 | 17833030.8673 | 46397888.2591 | 31667512.1181 | 141624151.4172 | 961560.8286 | 18253066.8284 | 18253066.8284 | 1478867.319 | 8182947.8012 | 0 | 160838779.0742 | 188753661.0228 | 10000000 | 63.9976 | 2513.1993 | 2949.3856 | 51.235 | 60.1272
1 | 5100 | 707 | 0.04 | 15 | 15 | 7 | 1e-13 | 5spot_SharedNeighbor | Water | Porous | Wet | R245fa | MinimizeLCOE_Brownfield | IgnoreSilica | 0.90348 | 0.23104 | 0.013797 | 4 | 378606.2035 | 897066.8288 | 7718.3996 | 18287.9207 | 130.3271 | 0 | 60.9022 | 151070.7046 | 6491.9958 | 104743.5408 | 61442.5422 | 0 | 57682.2818 | 0 | 148758.1154 | 387038.1018 | 264161.4573 | 1181388.7397 | 961560.8286 | 18752195.8818 | 18752195.8818 | 1478867.319 | 8382599.4226 | 0 | 20895145.4501 | 49508808.0736 | 100 | 0.05519 | 378606.2035 | 897066.8288 | 7718.3996 | 18287.9207
1 | 5100 | 707 | 0.04 | 15 | 15 | 7 | 1.3335e-13 | 5spot_SharedNeighbor | Water | Porous | Wet | R245fa | MinimizeLCOE_Brownfield | IgnoreSilica | 1.1619 | 0.35561 | 0.02765 | 4 | 192639.0102 | 451347.7506 | 3927.2068 | 9201.3344 | 143.8234 | 0 | 52.6962 | 216538.6269 | 10288.1795 | 146562.65 | 77256.404 | 0 | 63510.3629 | 0 | 200520.9271 | 521714.3198 | 356080.7435 | 1592472.2138 | 961560.8286 | 18752195.8818 | 18752195.8818 | 1478867.319 | 8382599.4226 | 0 | 21306228.9242 | 49919891.5476 | 133.3521 | 0.1106 | 192639.0102 | 451347.7506 | 3927.2068 | 9201.3344
1 | 5100 | 707 | 0.04 | 15 | 15 | 7 | 1.7783e-13 | 5spot_SharedNeighbor | Water | Porous | Wet | R245fa | MinimizeLCOE_Brownfield | IgnoreSilica | 1.5102 | 0.53996 | 0.049857 | 4 | 109644.0834 | 253121.7324 | 2235.2429 | 5160.2289 | 156.372 | 0 | 58.3081 | 304860.9865 | 15997.2224 | 203016.2942 | 100152.6525 | 0 | 70942.7208 | 0 | 271038.2518 | 705185.9336 | 481303.8898 | 2152497.9517 | 961560.8286 | 18752195.8818 | 18752195.8818 | 1478867.319 | 8382599.4226 | 0 | 21866254.6622 | 50479917.2856 | 177.8279 | 0.19943 | 109644.0834 | 253121.7324 | 2235.2429 | 5160.2289
1 | 5100 | 707 | 0.04 | 15 | 15 | 7 | 2.3714e-13 | 5spot_SharedNeighbor | Water | Porous | Wet | R245fa | MinimizeLCOE_Brownfield | IgnoreSilica | 1.9431 | 0.78411 | 0.081486 | 4 | 69178.2151 | 156965.4662 | 1410.2915 | 3199.9533 | 166.7888 | 0 | 323.125 | 411817.0504 | 23659.6076 | 271734.1518 | 129709.8015 | 0 | 78217.9194 | 0 | 356904.027 | 928591.0671 | 633782.4839 | 2834416.1087 | 961560.8286 | 18752195.8818 | 18752195.8818 | 1478867.319 | 8382599.4226 | 0 | 22548172.8192 | 51161835.4426 | 237.1374 | 0.32594 | 69178.2151 | 156965.4662 | 1410.2915 | 3199.9533
1 | 5100 | 707 | 0.04 | 15 | 15 | 7 | 3.1623e-13 | 5spot_SharedNeighbor | Water | Porous | Wet | R245fa | MinimizeLCOE_Brownfield | IgnoreSilica | 2.5071 | 1.1177 | 0.12725 | 4 | 46020.7366 | 102234.7261 | 938.195 | 2084.1932 | 175.6808 | 0 | 425.0699 | 547245.8435 | 34576.4693 | 358498.8029 | 171276.3778 | 0 | 86691.7538 | 0 | 467332.8064 | 1215904.0992 | 829879.532 | 3711405.6849 | 961560.8286 | 18752195.8818 | 18752195.8818 | 1478867.319 | 8382599.4226 | 0 | 23425162.3953 | 52038825.0187 | 316.2278 | 0.50901 | 46020.7366 | 102234.7261 | 938.195 | 2084.1932
1 | 5100 | 707 | 0.04 | 15 | 15 | 7 | 4.217e-13 | 5spot_SharedNeighbor | Water | Porous | Wet | R245fa | MinimizeLCOE_Brownfield | IgnoreSilica | 3.2656 | 1.6282 | 0.1913 | 4 | 32128.4737 | 69521.7895 | 654.9824 | 1417.2957 | 183.281 | 0 | 561.3699 | 718025.2408 | 46476.6288 | 483662.0712 | 225808.0494 | 0 | 98778.4311 | 0 | 613372.6643 | 1595869.8526 | 1089213.9662 | 4871206.9046 | 961560.8286 | 18752195.8818 | 18752195.8818 | 1478867.319 | 8382599.4226 | 0 | 24584963.615 | 53198626.2384 | 421.6965 | 0.76521 | 32128.4737 | 69521.7895 | 654.9824 | 1417.2957
1 | 5100 | 707 | 0.04 | 15 | 15 | 7 | 5.6234e-13 | 5spot_SharedNeighbor | Water | Porous | Wet | R245fa | MinimizeLCOE_Brownfield | IgnoreSilica | 4.246 | 2.3034 | 0.27382 | 4 | 23706.5899 | 49831.0928 | 483.2909 | 1015.8742 | 189.3862 | 0 | 79.3125 | 915715.8102 | 59251.8671 | 638375.5234 | 292178.5575 | 0 | 112915.6382 | 0 | 787190.5846 | 2048108.4261 | 1397876.0852 | 6251612.4923 | 961560.8286 | 18752195.8818 | 18752195.8818 | 1478867.319 | 8382599.4226 | 0 | 25965369.2027 | 54579031.8262 | 562.3413 | 1.0953 | 23706.5899 | 49831.0928 | 483.2909 | 1015.8742
1 | 5100 | 707 | 0.04 | 15 | 15 | 7 | 7.4989e-13 | 5spot_SharedNeighbor | Water | Porous | Wet | R245fa | MinimizeLCOE_Brownfield | IgnoreSilica | 5.5394 | 3.1964 | 0.383 | 4 | 18055.3038 | 36732.4388 | 368.0818 | 748.8404 | 194.3106 | 0 | 90.5967 | 1152629.356 | 74526.3438 | 829685.8518 | 378981.4723 | 0 | 130079.5255 | 0 | 1000701.9942 | 2603621.3168 | 1777025.0478 | 7947250.9082 | 961560.8286 | 18752195.8818 | 18752195.8818 | 1478867.319 | 8382599.4226 | 0 | 27661007.6187 | 56274670.2421 | 749.8942 | 1.532 | 18055.3038 | 36732.4388 | 368.0818 | 748.8404
1 | 5100 | 707 | 0.04 | 15 | 15 | 7 | 1e-12 | 5spot_SharedNeighbor | Water | Porous | Wet | R245fa | MinimizeLCOE_Brownfield | IgnoreSilica | 7.23 | 4.361 | 0.52556 | 4 | 14140.3322 | 27751.428 | 288.2698 | 565.7504 | 198.0977 | 0 | 91.7777 | 1434149.7965 | 92630.5557 | 1063776.0376 | 491791.5651 | 0 | 150349.2622 | 0 | 1260751.9147 | 3280217.8663 | 2238816.0955 | 10012483.0938 | 961560.8286 | 18752195.8818 | 18752195.8818 | 1478867.319 | 8382599.4226 | 0 | 29726239.8042 | 58339902.4276 | 1000 | 2.1022 | 14140.3322 | 27751.428 | 288.2698 | 565.7504
1 | 5100 | 707 | 0.04 | 15 | 15 | 7 | 1.3335e-12 | 5spot_SharedNeighbor | Water | Porous | Wet | R245fa | MinimizeLCOE_Brownfield | IgnoreSilica | 9.5152 | 5.95 | 0.72023 | 4 | 11234.2942 | 21166.3694 | 229.0263 | 431.5051 | 201.3608 | 0 | 87.4346 | 1785509.677 | 115242.8531 | 1363888.348 | 644039.3904 | 0 | 176072.0425 | 0 | 1593053.4013 | 4144798.17 | 2828909.9181 | 12651513.8004 | 961560.8286 | 18752195.8818 | 18752195.8818 | 1478867.319 | 8382599.4226 | 0 | 32365270.5109 | 60978933.1343 | 1333.5214 | 2.8809 | 11234.2942 | 21166.3694 | 229.0263 | 431.5051
1 | 5100 | 707 | 0.04 | 15 | 15 | 7 | 1.7783e-12 | 5spot_SharedNeighbor | Water | Porous | Wet | R245fa | MinimizeLCOE_Brownfield | IgnoreSilica | 12.5185 | 8.0374 | 0.97554 | 4 | 9127.707 | 16460.4484 | 186.0807 | 335.5685 | 203.8058 | 0 | 86.6754 | 2207034.1147 | 142111.0793 | 1734911.208 | 844162.5564 | 0 | 206711.3476 | 0 | 2002622.8194 | 5210413.7815 | 3556214.4692 | 15904181.3761 | 961560.8286 | 18752195.8818 | 18752195.8818 | 1478867.319 | 8382599.4226 | 0 | 35617938.0865 | 64231600.7099 | 1778.2794 | 3.9022 | 9127.707 | 16460.4484 | 186.0807 | 335.5685
1 | 5100 | 707 | 0.04 | 15 | 15 | 7 | 2.3714e-12 | 5spot_SharedNeighbor | Water | Porous | Wet | R245fa | MinimizeLCOE_Brownfield | IgnoreSilica | 16.5332 | 10.8266 | 1.3168 | 4 | 7539.39 | 12971.685 | 153.7007 | 264.4453 | 205.7011 | 0 | 87.4261 | 2724139.4184 | 175061.2637 | 2201794.69 | 1111188.6072 | 0 | 244717.273 | 0 | 2518191.4884 | 6551817.7007 | 4471750.2071 | 19998660.6486 | 961560.8286 | 18752195.8818 | 18752195.8818 | 1478867.319 | 8382599.4226 | 0 | 39712417.3591 | 68326079.9825 | 2371.3737 | 5.2673 | 7539.39 | 12971.685 | 153.7007 | 264.4453
1 | 5100 | 707 | 0.04 | 15 | 15 | 7 | 3.1623e-12 | 5spot_SharedNeighbor | Water | Porous | Wet | R245fa | MinimizeLCOE_Brownfield | IgnoreSilica | 21.8385 | 14.5143 | 1.7683 | 4 | 6336.2835 | 10381.6471 | 129.1737 | 211.6439 | 207.1523 | 0 | 102.9341 | 3352099.1322 | 214933.8149 | 2783698.3856 | 1464067.9476 | 0 | 290458.5083 | 0 | 3161050.5375 | 8224405.0779 | 5613325.4603 | 25104038.8642 | 961560.8286 | 18752195.8818 | 18752195.8818 | 1478867.319 | 8382599.4226 | 0 | 44817795.5746 | 73431458.198 | 3162.2777 | 7.0732 | 6336.2835 | 10381.6471 | 129.1737 | 211.6439
1 | 5100 | 707 | 0.04 | 15 | 15 | 7 | 4.217e-12 | 5spot_SharedNeighbor | Water | Porous | Wet | R245fa | MinimizeLCOE_Brownfield | IgnoreSilica | 28.8574 | 19.3946 | 2.3652 | 4 | 5412.2294 | 8436.6204 | 110.3356 | 171.9919 | 208.2621 | 0 | 54.5858 | 4116431.0311 | 263283.4077 | 3510179.3969 | 1930788.0593 | 0 | 346766.3716 | 0 | 3965304.8239 | 10316909.7561 | 7041502.8998 | 31491165.7463 | 961560.8286 | 18752195.8818 | 18752195.8818 | 1478867.319 | 8382599.4226 | 0 | 51204922.4568 | 79818585.0802 | 4216.965 | 9.461 | 5412.2294 | 8436.6204 | 110.3356 | 171.9919
1 | 5100 | 707 | 0.04 | 15 | 15 | 7 | 5.6234e-12 | 5spot_SharedNeighbor | Water | Porous | Wet | R245fa | MinimizeLCOE_Brownfield | IgnoreSilica | 38.0802 | 25.8088 | 3.1512 | 4 | 4692.4371 | 6962.4981 | 95.6617 | 141.9399 | 209.1035 | 0 | 55.0056 | 5041617.9052 | 321576.8227 | 4411632.3448 | 2544159.6068 | 0 | 412767.187 | 0 | 4965384.008 | 12918910.6484 | 8817421.9746 | 39433470.4975 | 961560.8286 | 18752195.8818 | 18752195.8818 | 1478867.319 | 8382599.4226 | 0 | 59147227.2079 | 87760889.8313 | 5623.4133 | 12.6048 | 4692.4371 | 6962.4981 | 95.6617 | 141.9399
1 | 5100 | 707 | 0.04 | 15 | 15 | 7 | 7.4989e-12 | 5spot_SharedNeighbor | Water | Porous | Wet | R245fa | MinimizeLCOE_Brownfield | IgnoreSilica | 50.0869 | 34.1518 | 4.1735 | 4 | 4130.2292 | 5844.2493 | 84.2003 | 119.1429 | 209.7158 | 0 | 75.1893 | 6151742.4262 | 391233.9604 | 5519702.387 | 3342187.4462 | 0 | 491744.5668 | 0 | 6199678.2068 | 16130290.9651 | 11009255.028 | 49235834.9865 | 961560.8286 | 18752195.8818 | 18752195.8818 | 1478867.319 | 8382599.4226 | 0 | 68949591.6969 | 97563254.3204 | 7498.9421 | 16.6939 | 4130.2292 | 5844.2493 | 84.2003 | 119.1429
1 | 5100 | 707 | 0.04 | 15 | 15 | 7 | 1e-11 | 5spot_SharedNeighbor | Water | Porous | Wet | R245fa | MinimizeLCOE_Brownfield | IgnoreSilica | 65.4468 | 44.7678 | 5.4734 | 4 | 3691.9986 | 4998.9498 | 75.2664 | 101.9104 | 210.041 | 0 | 73.6091 | 7457983.7832 | 472849.3473 | 6854204.9798 | 4362213.7269 | 0 | 585329.3874 | 0 | 7695706.6776 | 20022650.1686 | 13665870.1644 | 61116808.2352 | 961560.8286 | 18752195.8818 | 18752195.8818 | 1478867.319 | 8382599.4226 | 0 | 80830564.9457 | 109444227.5691 | 10000 | 21.8934 | 3691.9986 | 4998.9498 | 75.2664 | 101.9104
1 | 5100 | 707 | 0.04 | 15 | 15 | 7 | 1.3335e-11 | 5spot_SharedNeighbor | Water | Porous | Wet | R245fa | MinimizeLCOE_Brownfield | IgnoreSilica | 84.4916 | 57.7096 | 7.0546 | 4 | 3356.6717 | 4370.6821 | 68.4303 | 89.1023 | 209.8903 | 0 | 74.9453 | 8936441.8172 | 564833.6447 | 8398139.8832 | 5623104.9115 | 0 | 694368.4002 | 0 | 9444586.5762 | 24572876.9201 | 16771493.4201 | 75005845.5732 | 961560.8286 | 18752195.8818 | 18752195.8818 | 1478867.319 | 8382599.4226 | 0 | 94719602.2837 | 123333264.9071 | 13335.2143 | 28.2183 | 3356.6717 | 4370.6821 | 68.4303 | 89.1023
1 | 5100 | 707 | 0.04 | 15 | 15 | 7 | 1.7783e-11 | 5spot_SharedNeighbor | Water | Porous | Wet | R245fa | MinimizeLCOE_Brownfield | IgnoreSilica | 107.0863 | 72.5341 | 8.857 | 4 | 3108.7256 | 3916.3859 | 63.3756 | 79.8408 | 209.0427 | 0 | 72.8531 | 10518559.0003 | 662867.2161 | 10083667.4043 | 7110157.243 | 0 | 818901.6144 | 0 | 11385719.4664 | 29623306.5195 | 20218515.3976 | 90421693.8616 | 961560.8286 | 18752195.8818 | 18752195.8818 | 1478867.319 | 8382599.4226 | 0 | 110135450.572 | 138749113.1954 | 17782.7941 | 35.4278 | 3108.7256 | 3916.3859 | 63.3756 | 79.8408
1 | 5100 | 707 | 0.04 | 15 | 15 | 7 | 2.3714e-11 | 5spot_SharedNeighbor | Water | Porous | Wet | R245fa | MinimizeLCOE_Brownfield | IgnoreSilica | 132.4064 | 88.213 | 10.7469 | 4 | 2934.445 | 3600.0724 | 59.8226 | 73.3923 | 207.3918 | 0 | 76.0489 | 12094975.6743 | 760185.8395 | 11792632.9554 | 8758483.1424 | 0 | 956657.3197 | 0 | 13401544.6232 | 34868070.0748 | 23798174.2933 | 106430723.9227 | 961560.8286 | 18752195.8818 | 18752195.8818 | 1478867.319 | 8382599.4226 | 0 | 126144480.6331 | 154758143.2565 | 23713.7371 | 42.9875 | 2934.445 | 3600.0724 | 59.8226 | 73.3923
1 | 5100 | 707 | 0.04 | 15 | 15 | 7 | 3.1623e-11 | 5spot_SharedNeighbor | Water | Porous | Wet | R245fa | MinimizeLCOE_Brownfield | IgnoreSilica | 159.0548 | 103.794 | 12.6196 | 4 | 2810.1038 | 3376.9549 | 57.2878 | 68.8438 | 205.3647 | 0 | 117.8554 | 13584736.9042 | 851858.432 | 13431434.0082 | 10475686.8063 | 0 | 1089741.4243 | 0 | 15379048.4542 | 40013129.4013 | 27309783.004 | 122135418.4346 | 961560.8286 | 18752195.8818 | 18752195.8818 | 1478867.319 | 8382599.4226 | 0 | 141849175.145 | 170462837.7685 | 31622.7766 | 50.4783 | 2810.1038 | 3376.9549 | 57.2878 | 68.8438
1 | 5100 | 707 | 0.04 | 15 | 15 | 7 | 4.217e-11 | 5spot_SharedNeighbor | Water | Porous | Wet | R245fa | MinimizeLCOE_Brownfield | IgnoreSilica | 177.066 | 113.6989 | 13.8933 | 4 | 2727.7732 | 3242.6547 | 55.6093 | 66.1059 | 203.8182 | 0 | 154.5018 | 14498892.196 | 907980.3244 | 14447404.2165 | 11623992.6402 | 0 | 1100617.4599 | 0 | 16605765.8664 | 43204796.4735 | 29488161.363 | 131877610.54 | 961560.8286 | 18752195.8818 | 18752195.8818 | 1478867.319 | 8382599.4226 | 0 | 151591367.2505 | 180205029.8739 | 42169.6503 | 55.5733 | 2727.7732 | 3242.6547 | 55.6093 | 66.1059
1 | 5100 | 707 | 0.04 | 15 | 15 | 7 | 5.6234e-11 | 5spot_SharedNeighbor | Water | Porous | Wet | R245fa | MinimizeLCOE_Brownfield | IgnoreSilica | 188.5345 | 119.6888 | 14.7503 | 4 | 2665.8933 | 3150.86 | 54.3478 | 64.2345 | 202.7566 | 0 | 176.798 | 15043274.4425 | 941799.488 | 15052725.6233 | 12345770.4735 | 0 | 1035593.6761 | 0 | 17323473.8443 | 45072125.4099 | 30762651.7318 | 137577414.6894 | 961560.8286 | 18752195.8818 | 18752195.8818 | 1478867.319 | 8382599.4226 | 0 | 157291171.3999 | 185904834.0233 | 56234.1325 | 59.0013 | 2665.8933 | 3150.86 | 54.3478 | 64.2345
1 | 5100 | 707 | 0.04 | 15 | 15 | 7 | 7.4989e-11 | 5spot_SharedNeighbor | Water | Porous | Wet | R245fa | MinimizeLCOE_Brownfield | IgnoreSilica | 194.9935 | 122.9182 | 15.2987 | 4 | 2617.4685 | 3085.051 | 53.3606 | 62.8929 | 202.1325 | 0 | 222.988 | 15338751.7098 | 961068.9337 | 15375647.5413 | 12746211.4456 | 0 | 928800.4661 | 0 | 17686687.2376 | 46017132.1539 | 31407638.2526 | 140461937.7406 | 961560.8286 | 18752195.8818 | 18752195.8818 | 1478867.319 | 8382599.4226 | 0 | 160175694.451 | 188789357.0744 | 74989.4209 | 61.1949 | 2617.4685 | 3085.051 | 53.3606 | 62.8929
1 | 5100 | 707 | 0.04 | 15 | 15 | 7 | 1e-10 | 5spot_SharedNeighbor | Water | Porous | Wet | R245fa | MinimizeLCOE_Brownfield | IgnoreSilica | 196.2381 | 123.517 | 15.5304 | 4 | 2580.8921 | 3041.4992 | 52.615 | 62.0051 | 202.0003 | 0 | 281.4905 | 15393501.7029 | 964674.2304 | 15435304.1215 | 12822817.7396 | 0 | 783743.7813 | 0 | 17706016.2145 | 46067422.1868 | 31441962.2334 | 140615442.2103 | 961560.8286 | 18752195.8818 | 18752195.8818 | 1478867.319 | 8382599.4226 | 0 | 160329198.9207 | 188942861.5441 | 100000 | 62.1216 | 2580.8921 | 3041.4992 | 52.615 | 62.0051
1 | 5100 | 707 | 0.04 | 15 | 15 | 7 | 1.3335e-10 | 5spot_SharedNeighbor | Water | Porous | Wet | R245fa | MinimizeLCOE_Brownfield | IgnoreSilica | 196.6077 | 123.6927 | 15.6746 | 4 | 2553.7217 | 3010.0922 | 52.0611 | 61.3648 | 201.9555 | 0 | 316.057 | 15408697.0803 | 965524.045 | 15452949.1895 | 12845960.3008 | 0 | 657443.6875 | 0 | 17678923.9782 | 45996933.7454 | 31393852.4237 | 140400284.4504 | 961560.8286 | 18752195.8818 | 18752195.8818 | 1478867.319 | 8382599.4226 | 0 | 160114041.1608 | 188727703.7843 | 133352.1432 | 62.6983 | 2553.7217 | 3010.0922 | 52.0611 | 61.3648
1 | 5100 | 707 | 0.04 | 15 | 15 | 7 | 1.7783e-10 | 5spot_SharedNeighbor | Water | Porous | Wet | R245fa | MinimizeLCOE_Brownfield | IgnoreSilica | 199.1823 | 124.9805 | 15.9043 | 4 | 2533.1957 | 2982.9749 | 51.6426 | 60.812 | 201.6967 | 0 | 377.2326 | 15520514.4106 | 971897.5996 | 15581990.512 | 13008409.5956 | 0 | 583735.6782 | 0 | 17809953.6404 | 46337846.0486 | 31626532.0757 | 141440879.5608 | 961560.8286 | 18752195.8818 | 18752195.8818 | 1478867.319 | 8382599.4226 | 0 | 161154636.2712 | 189768298.8946 | 177827.941 | 63.6171 | 2533.1957 | 2982.9749 | 51.6426 | 60.812
1 | 5100 | 707 | 0.04 | 15 | 15 | 7 | 2.3714e-10 | 5spot_SharedNeighbor | Water | Porous | Wet | R245fa | MinimizeLCOE_Brownfield | IgnoreSilica | 201.0434 | 125.9038 | 16.0744 | 4 | 2517.5725 | 2962.5928 | 51.3241 | 60.3965 | 201.5076 | 0 | 390.2495 | 15600423.7356 | 976439.7183 | 15674365.4776 | 13125873.3743 | 0 | 521519.4105 | 0 | 17900462.4694 | 46573331.4555 | 31787255.7047 | 142159671.3459 | 961560.8286 | 18752195.8818 | 18752195.8818 | 1478867.319 | 8382599.4226 | 0 | 161873428.0563 | 190487090.6797 | 237137.3706 | 64.2974 | 2517.5725 | 2962.5928 | 51.3241 | 60.3965
1 | 5100 | 707 | 0.04 | 15 | 15 | 7 | 3.1623e-10 | 5spot_SharedNeighbor | Water | Porous | Wet | R245fa | MinimizeLCOE_Brownfield | IgnoreSilica | 202.354 | 126.5501 | 16.1983 | 4 | 2505.6957 | 2947.3123 | 51.082 | 60.0849 | 201.3732 | 0 | 370.1976 | 15656217.4662 | 979604.2755 | 15738944.2761 | 13208614.2481 | 0 | 469614.3483 | 0 | 17960667.8996 | 46729973.6351 | 31894167.2109 | 142637803.3598 | 961560.8286 | 18752195.8818 | 18752195.8818 | 1478867.319 | 8382599.4226 | 0 | 162351560.0702 | 190965222.6936 | 316227.766 | 64.793 | 2505.6957 | 2947.3123 | 51.082 | 60.0849
1 | 5100 | 707 | 0.04 | 15 | 15 | 7 | 4.217e-10 | 5spot_SharedNeighbor | Water | Porous | Wet | R245fa | MinimizeLCOE_Brownfield | IgnoreSilica | 203.2554 | 126.9925 | 16.2873 | 4 | 2496.678 | 2935.8794 | 50.8982 | 59.8519 | 201.2801 | 0 | 387.677 | 15694345.157 | 981763.2058 | 15783116.8991 | 13265532.5845 | 0 | 426797.352 | 0 | 17999106.5274 | 46829983.0598 | 31962425.6982 | 142943070.4838 | 961560.8286 | 18752195.8818 | 18752195.8818 | 1478867.319 | 8382599.4226 | 0 | 162656827.1942 | 191270489.8176 | 421696.5034 | 65.1493 | 2496.678 | 2935.8794 | 50.8982 | 59.8519
1 | 5100 | 707 | 0.04 | 15 | 15 | 7 | 5.6234e-10 | 5spot_SharedNeighbor | Water | Porous | Wet | R245fa | MinimizeLCOE_Brownfield | IgnoreSilica | 208.3735 | 129.4792 | 16.5874 | 4 | 2489.8147 | 2921.0703 | 50.7582 | 59.55 | 200.763 | 0 | 412.2017 | 15910477.0939 | 994459.3711 | 16030416.3898 | 13586080.8305 | 0 | 450698.2531 | 0 | 18319131.456 | 47662622.2781 | 32530719.0737 | 145484604.7465 | 961560.8286 | 18752195.8818 | 18752195.8818 | 1478867.319 | 8382599.4226 | 0 | 165198361.4569 | 193812024.0803 | 562341.3252 | 66.3497 | 2489.8147 | 2921.0703 | 50.7582 | 59.55
1 | 5100 | 707 | 0.04 | 15 | 15 | 7 | 7.4989e-10 | 5spot_SharedNeighbor | Water | Porous | Wet | R245fa | MinimizeLCOE_Brownfield | IgnoreSilica | 208.8728 | 129.7147 | 16.6381 | 4 | 2484.5587 | 2914.5017 | 50.6511 | 59.4161 | 200.7106 | 0 | 426.4376 | 15931161.7425 | 995725.0272 | 16053735.119 | 13616936.2415 | 0 | 424473.5467 | 0 | 18338592.354 | 47713255.5426 | 32565277.3172 | 145639156.8907 | 961560.8286 | 18752195.8818 | 18752195.8818 | 1478867.319 | 8382599.4226 | 0 | 165352913.6012 | 193966576.2246 | 749894.2093 | 66.5522 | 2484.5587 | 2914.5017 | 50.6511 | 59.4161
1 | 5100 | 707 | 0.04 | 15 | 15 | 7 | 1e-09 | 5spot_SharedNeighbor | Water | Porous | Wet | R245fa | MinimizeLCOE_Brownfield | IgnoreSilica | 209.2017 | 129.8693 | 16.6737 | 4 | 2480.5909 | 2909.6136 | 50.5702 | 59.3164 | 200.6758 | 0 | 431.2995 | 15944737.5454 | 996555.682 | 16069041.5897 | 13637254.4587 | 0 | 403518.0465 | 0 | 18349931.8557 | 47742758.6 | 32585413.7601 | 145729211.538 | 961560.8286 | 18752195.8818 | 18752195.8818 | 1478867.319 | 8382599.4226 | 0 | 165442968.2485 | 194056630.8719 | 1000000 | 66.695 | 2480.5909 | 2909.6136 | 50.5702 | 59.3164
1 | 5100 | 707 | 0.04 | 15 | 15 | 7 | 1.3335e-09 | 5spot_SharedNeighbor | Water | Porous | Wet | R245fa | MinimizeLCOE_Brownfield | IgnoreSilica | 209.4381 | 129.9802 | 16.7 | 4 | 2477.5988 | 2905.9467 | 50.5092 | 59.2417 | 200.6507 | 0 | 437.1854 | 15954471.2608 | 997151.2416 | 16080017.0839 | 13651849.7044 | 0 | 387233.4501 | 0 | 18357581.8689 | 47762662.365 | 32598998.4887 | 145789965.4633 | 961560.8286 | 18752195.8818 | 18752195.8818 | 1478867.319 | 8382599.4226 | 0 | 165503722.1738 | 194117384.7972 | 1333521.4322 | 66.8 | 2477.5988 | 2905.9467 | 50.5092 | 59.2417
1 | 5100 | 707 | 0.04 | 15 | 15 | 7 | 1.7783e-09 | 5spot_SharedNeighbor | Water | Porous | Wet | R245fa | MinimizeLCOE_Brownfield | IgnoreSilica | 209.589 | 130.0508 | 16.7184 | 4 | 2475.3448 | 2903.2226 | 50.4633 | 59.1861 | 200.6346 | 0 | 443.4458 | 15960667.952 | 997530.3824 | 16087004.7124 | 13661168.1684 | 0 | 374402.9169 | 0 | 18361501.9116 | 47772861.5119 | 32605959.616 | 145821097.1718 | 961560.8286 | 18752195.8818 | 18752195.8818 | 1478867.319 | 8382599.4226 | 0 | 165534853.8822 | 194148516.5056 | 1778279.41 | 66.8735 | 2475.3448 | 2903.2226 | 50.4633 | 59.1861
1 | 5100 | 707 | 0.04 | 15 | 15 | 7 | 2.3714e-09 | 5spot_SharedNeighbor | Water | Porous | Wet | R245fa | MinimizeLCOE_Brownfield | IgnoreSilica | 209.6841 | 130.0951 | 16.7312 | 4 | 2473.6484 | 2901.1982 | 50.4287 | 59.1449 | 200.6243 | 0 | 390.1594 | 15964554.3122 | 997768.1651 | 16091387.2789 | 13667031.5815 | 0 | 364372.5419 | 0 | 18363194.413 | 47777265.0536 | 32608965.1237 | 145834538.4699 | 961560.8286 | 18752195.8818 | 18752195.8818 | 1478867.319 | 8382599.4226 | 0 | 165548295.1803 | 194161957.8037 | 2371373.7057 | 66.9247 | 2473.6484 | 2901.1982 | 50.4287 | 59.1449
1 | 5100 | 707 | 0.04 | 15 | 15 | 7 | 3.1623e-09 | 5spot_SharedNeighbor | Water | Porous | Wet | R245fa | MinimizeLCOE_Brownfield | IgnoreSilica | 209.6816 | 130.0937 | 16.7381 | 4 | 2472.1268 | 2899.499 | 50.3976 | 59.1102 | 200.6244 | 0 | 426.3405 | 15964433.7706 | 997760.7899 | 16091251.3449 | 13666876.519 | 0 | 354117.2687 | 0 | 18359031.4803 | 47766433.9566 | 32601572.6774 | 145801477.8075 | 961560.8286 | 18752195.8818 | 18752195.8818 | 1478867.319 | 8382599.4226 | 0 | 165515234.5179 | 194128897.1413 | 3162277.6602 | 66.9526 | 2472.1268 | 2899.499 | 50.3976 | 59.1102
1 | 5100 | 707 | 0.04 | 15 | 15 | 7 | 4.217e-09 | 5spot_SharedNeighbor | Water | Porous | Wet | R245fa | MinimizeLCOE_Brownfield | IgnoreSilica | 210.3271 | 130.3992 | 16.7762 | 4 | 2471.1816 | 2897.5847 | 50.3784 | 59.0712 | 200.5582 | 0 | 403.6792 | 15991231.8839 | 999400.3608 | 16121474.269 | 13706808.8726 | 0 | 356489.3786 | 0 | 18398407.8583 | 47868883.2148 | 32671496.4013 | 146114192.2392 | 961560.8286 | 18752195.8818 | 18752195.8818 | 1478867.319 | 8382599.4226 | 0 | 165827948.9496 | 194441611.5731 | 4216965.0343 | 67.1047 | 2471.1816 | 2897.5847 | 50.3784 | 59.0712
1 | 5100 | 707 | 0.04 | 15 | 15 | 7 | 5.6234e-09 | 5spot_SharedNeighbor | Water | Porous | Wet | R245fa | MinimizeLCOE_Brownfield | IgnoreSilica | 210.366 | 130.4173 | 16.7815 | 4 | 2470.4762 | 2896.7449 | 50.364 | 59.0541 | 200.554 | 0 | 413.5251 | 15992813.8117 | 999497.1445 | 16123258.5469 | 13709207.4405 | 0 | 352223.6472 | 0 | 18399030.2304 | 47870502.4995 | 32672601.5964 | 146119134.917 | 961560.8286 | 18752195.8818 | 18752195.8818 | 1478867.319 | 8382599.4226 | 0 | 165832891.6275 | 194446554.2509 | 5623413.2519 | 67.1259 | 2470.4762 | 2896.7449 | 50.364 | 59.0541
1 | 5100 | 707 | 0.04 | 15 | 15 | 7 | 7.4989e-09 | 5spot_SharedNeighbor | Water | Porous | Wet | R245fa | MinimizeLCOE_Brownfield | IgnoreSilica | 210.4003 | 130.4332 | 16.7857 | 4 | 2469.9465 | 2896.1076 | 50.3532 | 59.0411 | 200.5503 | 0 | 399.6449 | 15994211.4232 | 999582.6514 | 16124834.9486 | 13711321.5024 | 0 | 349076.0529 | 0 | 18399820.3656 | 47872558.2691 | 32674004.7013 | 146125409.9143 | 961560.8286 | 18752195.8818 | 18752195.8818 | 1478867.319 | 8382599.4226 | 0 | 165839166.6247 | 194452829.2482 | 7498942.0933 | 67.1428 | 2469.9465 | 2896.1076 | 50.3532 | 59.0411
1 | 5100 | 707 | 0.04 | 15 | 15 | 7 | 1e-08 | 5spot_SharedNeighbor | Water | Porous | Wet | R245fa | MinimizeLCOE_Brownfield | IgnoreSilica | 210.4197 | 130.4422 | 16.7886 | 4 | 2469.5489 | 2895.6377 | 50.3451 | 59.0315 | 200.5482 | 0 | 401.1349 | 15995000.0616 | 999630.9007 | 16125724.4809 | 13712520.2566 | 0 | 346620.37 | 0 | 18400003.4672 | 47873034.662 | 32674329.8493 | 146126864.0483 | 961560.8286 | 18752195.8818 | 18752195.8818 | 1478867.319 | 8382599.4226 | 0 | 165840620.7587 | 194454283.3821 | 10000000 | 67.1542 | 2469.5489 | 2895.6377 | 50.3451 | 59.0315
1 | 5200 | 707 | 0.04 | 15 | 15 | 7 | 1e-13 | 5spot_SharedNeighbor | Water | Porous | Wet | R245fa | MinimizeLCOE_Brownfield | IgnoreSilica | 0.92292 | 0.24389 | 0.015452 | 4 | 346932.2093 | 821311.176 | 7072.6823 | 16743.5392 | 132.7177 | 0 | 64.4772 | 158624.4549 | 6935.2678 | 109202.1058 | 62915.404 | 0 | 57708.5359 | 0 | 154200.4497 | 401197.9393 | 273825.8374 | 1224609.995 | 961560.8286 | 19257185.0261 | 19257185.0261 | 1478867.319 | 8584595.0803 | 0 | 21443355.8498 | 50764003.2752 | 100 | 0.061808 | 346932.2093 | 821311.176 | 7072.6823 | 16743.5392
1 | 5200 | 707 | 0.04 | 15 | 15 | 7 | 1.3335e-13 | 5spot_SharedNeighbor | Water | Porous | Wet | R245fa | MinimizeLCOE_Brownfield | IgnoreSilica | 1.2008 | 0.3828 | 0.031171 | 4 | 175626.646 | 410788.0386 | 3580.3867 | 8374.4698 | 147.0615 | 0 | 58.2958 | 231013.557 | 11246.7575 | 155132.2051 | 80282.1766 | 0 | 64394.5192 | 0 | 211406.994 | 550037.6329 | 375411.9866 | 1678925.8288 | 961560.8286 | 19257185.0261 | 19257185.0261 | 1478867.319 | 8584595.0803 | 0 | 21897671.6835 | 51218319.1089 | 133.3521 | 0.12468 | 175626.646 | 410788.0386 | 3580.3867 | 8374.4698
1 | 5200 | 707 | 0.04 | 15 | 15 | 7 | 1.7783e-13 | 5spot_SharedNeighbor | Water | Porous | Wet | R245fa | MinimizeLCOE_Brownfield | IgnoreSilica | 1.5491 | 0.57435 | 0.055031 | 4 | 102087.4362 | 235288.0589 | 2081.1905 | 4796.6653 | 159.415 | 0 | 66.0213 | 322142.1282 | 17340.4325 | 212865.8341 | 104009.4277 | 0 | 71107.3151 | 0 | 283711.4037 | 738158.8752 | 503808.6 | 2253144.0165 | 961560.8286 | 19257185.0261 | 19257185.0261 | 1478867.319 | 8584595.0803 | 0 | 22471889.8712 | 51792537.2966 | 177.8279 | 0.22012 | 102087.4362 | 235288.0589 | 2081.1905 | 4796.6653
1 | 5200 | 707 | 0.04 | 15 | 15 | 7 | 2.3714e-13 | 5spot_SharedNeighbor | Water | Porous | Wet | R245fa | MinimizeLCOE_Brownfield | IgnoreSilica | 2.0015 | 0.83878 | 0.090224 | 4 | 64302.1761 | 145546.1713 | 1310.8868 | 2967.1556 | 170.1387 | 0 | 334.7814 | 437672.2041 | 26011.9617 | 286095.3507 | 136119.4042 | 0 | 78718.1876 | 0 | 376200.6722 | 978796.9797 | 668049.0509 | 2987663.8112 | 961560.8286 | 19257185.0261 | 19257185.0261 | 1478867.319 | 8584595.0803 | 0 | 23206409.6659 | 52527057.0913 | 237.1374 | 0.3609 | 64302.1761 | 145546.1713 | 1310.8868 | 2967.1556
1 | 5200 | 707 | 0.04 | 15 | 15 | 7 | 3.1623e-13 | 5spot_SharedNeighbor | Water | Porous | Wet | R245fa | MinimizeLCOE_Brownfield | IgnoreSilica | 2.5849 | 1.2106 | 0.14076 | 4 | 42901.3575 | 94977.4241 | 874.6022 | 1936.2433 | 179.1514 | 0 | 439.488 | 583225.1363 | 37687.4064 | 381621.9729 | 180801.5346 | 0 | 87538.0413 | 0 | 495640.8957 | 1289555.9407 | 880148.4273 | 3936219.3553 | 961560.8286 | 19257185.0261 | 19257185.0261 | 1478867.319 | 8584595.0803 | 0 | 24154965.21 | 53475612.6354 | 316.2278 | 0.56303 | 42901.3575 | 94977.4241 | 874.6022 | 1936.2433
1 | 5200 | 707 | 0.04 | 15 | 15 | 7 | 4.217e-13 | 5spot_SharedNeighbor | Water | Porous | Wet | R245fa | MinimizeLCOE_Brownfield | IgnoreSilica | 3.3434 | 1.748 | 0.20685 | 4 | 30604.0816 | 66041.4949 | 623.9056 | 1346.3452 | 186.6306 | 0 | 573.4284 | 754661.1324 | 48846.2457 | 511945.6133 | 233239.6184 | 0 | 98844.2826 | 0 | 642539.3881 | 1671755.6848 | 1141007.606 | 5102839.5713 | 961560.8286 | 19257185.0261 | 19257185.0261 | 1478867.319 | 8584595.0803 | 0 | 25321585.426 | 54642232.8514 | 421.6965 | 0.82739 | 30604.0816 | 66041.4949 | 623.9056 | 1346.3452
1 | 5200 | 707 | 0.04 | 15 | 15 | 7 | 5.6234e-13 | 5spot_SharedNeighbor | Water | Porous | Wet | R245fa | MinimizeLCOE_Brownfield | IgnoreSilica | 4.3406 | 2.4585 | 0.29408 | 4 | 22734.8515 | 47660.1724 | 463.4807 | 971.6171 | 192.7835 | 0 | 79.9765 | 958576.7297 | 62018.0161 | 672547.3857 | 301002.2147 | 0 | 112614.0743 | 0 | 821635.784 | 2137727.7693 | 1459043.1285 | 6525165.1024 | 961560.8286 | 19257185.0261 | 19257185.0261 | 1478867.319 | 8584595.0803 | 0 | 26743910.9571 | 56064558.3825 | 562.3413 | 1.1763 | 22734.8515 | 47660.1724 | 463.4807 | 971.6171
1 | 5200 | 707 | 0.04 | 15 | 15 | 7 | 7.4989e-13 | 5spot_SharedNeighbor | Water | Porous | Wet | R245fa | MinimizeLCOE_Brownfield | IgnoreSilica | 5.6636 | 3.4036 | 0.4101 | 4 | 17375.574 | 35249.4535 | 354.2246 | 718.6078 | 197.7753 | 0 | 92.7695 | 1204663.5696 | 77876.2443 | 872442.3744 | 390173.7846 | 0 | 129623.973 | 0 | 1043164.1789 | 2714099.2112 | 1852428.4808 | 8284471.8168 | 961560.8286 | 19257185.0261 | 19257185.0261 | 1478867.319 | 8584595.0803 | 0 | 28503217.6716 | 57823865.097 | 749.8942 | 1.6404 | 17375.574 | 35249.4535 | 354.2246 | 718.6078
1 | 5200 | 707 | 0.04 | 15 | 15 | 7 | 1e-12 | 5spot_SharedNeighbor | Water | Porous | Wet | R245fa | MinimizeLCOE_Brownfield | IgnoreSilica | 7.4152 | 4.6496 | 0.56339 | 4 | 13611.0564 | 26621.7829 | 277.4798 | 542.7211 | 201.629 | 0 | 88.7764 | 1500973.5649 | 97038.9267 | 1119657.8997 | 507412.1788 | 0 | 150420.7448 | 0 | 1316446.2928 | 3425123.2135 | 2337716.9725 | 10454789.7936 | 961560.8286 | 19257185.0261 | 19257185.0261 | 1478867.319 | 8584595.0803 | 0 | 30673535.6483 | 59994183.0737 | 1000 | 2.2536 | 13611.0564 | 26621.7829 | 277.4798 | 542.7211
1 | 5200 | 707 | 0.04 | 15 | 15 | 7 | 1.3335e-12 | 5spot_SharedNeighbor | Water | Porous | Wet | R245fa | MinimizeLCOE_Brownfield | IgnoreSilica | 9.7394 | 6.3281 | 0.76938 | 4 | 10853.4459 | 20380.751 | 221.2622 | 415.4892 | 204.9458 | 0 | 93.7497 | 1864352.1777 | 120209.5942 | 1432861.8862 | 663553.9411 | 0 | 175422.6873 | 0 | 1659996.1118 | 4318969.3709 | 2947785.3416 | 13183151.1109 | 961560.8286 | 19257185.0261 | 19257185.0261 | 1478867.319 | 8584595.0803 | 0 | 33401896.9656 | 62722544.391 | 1333.5214 | 3.0775 | 10853.4459 | 20380.751 | 221.2622 | 415.4892
1 | 5200 | 707 | 0.04 | 15 | 15 | 7 | 1.7783e-12 | 5spot_SharedNeighbor | Water | Porous | Wet | R245fa | MinimizeLCOE_Brownfield | IgnoreSilica | 12.8326 | 8.5517 | 1.0421 | 4 | 8829.3046 | 15863.1273 | 179.9973 | 323.3913 | 207.418 | 0 | 97.5534 | 2305858.263 | 148417.0394 | 1823168.3304 | 870640.5586 | 0 | 207114.4805 | 0 | 2088527.482 | 5433920.0922 | 3708762.1188 | 16586408.3648 | 961560.8286 | 19257185.0261 | 19257185.0261 | 1478867.319 | 8584595.0803 | 0 | 36805154.2196 | 66125801.645 | 1778.2794 | 4.1685 | 8829.3046 | 15863.1273 | 179.9973 | 323.3913
1 | 5200 | 707 | 0.04 | 15 | 15 | 7 | 2.3714e-12 | 5spot_SharedNeighbor | Water | Porous | Wet | R245fa | MinimizeLCOE_Brownfield | IgnoreSilica | 16.9205 | 11.4927 | 1.4042 | 4 | 7305.7298 | 12525.7802 | 148.9372 | 255.355 | 209.3223 | 0 | 61.0853 | 2841635.8261 | 182532.9453 | 2309516.4028 | 1144257.9804 | 0 | 243176.5277 | 0 | 2621236.6761 | 6819920.1416 | 4654735.632 | 20817012.1319 | 961560.8286 | 19257185.0261 | 19257185.0261 | 1478867.319 | 8584595.0803 | 0 | 41035757.9866 | 70356405.412 | 2371.3737 | 5.6169 | 7305.7298 | 12525.7802 | 148.9372 | 255.355
1 | 5200 | 707 | 0.04 | 15 | 15 | 7 | 3.1623e-12 | 5spot_SharedNeighbor | Water | Porous | Wet | R245fa | MinimizeLCOE_Brownfield | IgnoreSilica | 22.3527 | 15.4026 | 1.8856 | 4 | 6144.2572 | 10031.6905 | 125.259 | 204.5096 | 210.7904 | 0 | 61.3891 | 3496134.6184 | 224059.6001 | 2919179.6097 | 1507759.7934 | 0 | 287374.6188 | 0 | 3289458.2137 | 8558495.5115 | 5841349.0461 | 26123811.0116 | 961560.8286 | 19257185.0261 | 19257185.0261 | 1478867.319 | 8584595.0803 | 0 | 46342556.8663 | 75663204.2917 | 3162.2777 | 7.5424 | 6144.2572 | 10031.6905 | 125.259 | 204.5096
1 | 5200 | 707 | 0.04 | 15 | 15 | 7 | 4.217e-12 | 5spot_SharedNeighbor | Water | Porous | Wet | R245fa | MinimizeLCOE_Brownfield | IgnoreSilica | 29.33 | 20.4263 | 2.5043 | 4 | 5270.073 | 8197.1546 | 107.4376 | 167.1101 | 211.8876 | 0 | 106.5723 | 4270557.9777 | 273011.1849 | 3658788.0748 | 1974556.7536 | 0 | 339404.077 | 0 | 4101364.0465 | 10670907.9435 | 7283113.9367 | 32571703.9947 | 961560.8286 | 19257185.0261 | 19257185.0261 | 1478867.319 | 8584595.0803 | 0 | 52790449.8494 | 82111097.2748 | 4216.965 | 10.017 | 5270.073 | 8197.1546 | 107.4376 | 167.1101
1 | 5200 | 707 | 0.04 | 15 | 15 | 7 | 5.6234e-12 | 5spot_SharedNeighbor | Water | Porous | Wet | R245fa | MinimizeLCOE_Brownfield | IgnoreSilica | 38.6138 | 27.1116 | 3.3276 | 4 | 4576.9338 | 6779.7673 | 93.307 | 138.2147 | 212.7374 | 0 | 95.5349 | 5221042.2779 | 332855.3868 | 4588902.7594 | 2595543.0069 | 0 | 403034.7994 | 0 | 5125137.5099 | 13334556.4905 | 9101108.8025 | 40702181.0333 | 961560.8286 | 19257185.0261 | 19257185.0261 | 1478867.319 | 8584595.0803 | 0 | 60920926.888 | 90241574.3134 | 5623.4133 | 13.3104 | 4576.9338 | 6779.7673 | 93.307 | 138.2147
1 | 5200 | 707 | 0.04 | 15 | 15 | 7 | 7.4989e-12 | 5spot_SharedNeighbor | Water | Porous | Wet | R245fa | MinimizeLCOE_Brownfield | IgnoreSilica | 50.6742 | 35.7892 | 4.3965 | 4 | 4033.8191 | 5701.0925 | 82.2349 | 116.2245 | 213.3544 | 0 | 118.9401 | 6360025.8146 | 404271.5603 | 5730415.5027 | 3402212.1824 | 0 | 478853.5507 | 0 | 6386553.6582 | 16616502.5562 | 11341104.4296 | 50719939.2547 | 961560.8286 | 19257185.0261 | 19257185.0261 | 1478867.319 | 8584595.0803 | 0 | 70938685.1094 | 100259332.5348 | 7498.9421 | 17.586 | 4033.8191 | 5701.0925 | 82.2349 | 116.2245
1 | 5200 | 707 | 0.04 | 15 | 15 | 7 | 1e-11 | 5spot_SharedNeighbor | Water | Porous | Wet | R245fa | MinimizeLCOE_Brownfield | IgnoreSilica | 66.1311 | 46.8478 | 5.7575 | 4 | 3608.455 | 4881.5978 | 73.5632 | 99.518 | 213.6743 | 0 | 117.406 | 7703044.6992 | 488123.3454 | 7107817.5477 | 4435046.4592 | 0 | 569262.3166 | 0 | 7918284.8035 | 20601752.7953 | 14061119.6065 | 62884451.5733 | 961560.8286 | 19257185.0261 | 19257185.0261 | 1478867.319 | 8584595.0803 | 0 | 83103197.428 | 112423844.8534 | 10000 | 23.0301 | 3608.455 | 4881.5978 | 73.5632 | 99.518
1 | 5200 | 707 | 0.04 | 15 | 15 | 7 | 1.3335e-11 | 5spot_SharedNeighbor | Water | Porous | Wet | R245fa | MinimizeLCOE_Brownfield | IgnoreSilica | 85.3347 | 60.349 | 7.4156 | 4 | 3281.822 | 4270.3033 | 66.9044 | 87.0559 | 213.4951 | 0 | 136.7215 | 9225847.4389 | 582795.5405 | 8704042.5149 | 5714171.0895 | 0 | 675107.5719 | 0 | 9711766.0207 | 25268023.0288 | 17245944.9231 | 77127698.1284 | 961560.8286 | 19257185.0261 | 19257185.0261 | 1478867.319 | 8584595.0803 | 0 | 97346443.9832 | 126667091.4086 | 13335.2143 | 29.6623 | 3281.822 | 4270.3033 | 66.9044 | 87.0559
1 | 5200 | 707 | 0.04 | 15 | 15 | 7 | 1.7783e-11 | 5spot_SharedNeighbor | Water | Porous | Wet | R245fa | MinimizeLCOE_Brownfield | IgnoreSilica | 108.2311 | 75.8784 | 9.3132 | 4 | 3039.2769 | 3826.3487 | 61.9598 | 78.0053 | 212.5815 | 0 | 132.3729 | 10862279.6143 | 684115.7651 | 10453919.4806 | 7229791.4493 | 0 | 797429.9309 | 0 | 11710739.1337 | 30468941.0229 | 20795678.3223 | 93002894.7191 | 961560.8286 | 19257185.0261 | 19257185.0261 | 1478867.319 | 8584595.0803 | 0 | 113221640.5738 | 142542287.9992 | 17782.7941 | 37.2528 | 3039.2769 | 3826.3487 | 61.9598 | 78.0053
1 | 5200 | 707 | 0.04 | 15 | 15 | 7 | 2.3714e-11 | 5spot_SharedNeighbor | Water | Porous | Wet | R245fa | MinimizeLCOE_Brownfield | IgnoreSilica | 134.4138 | 92.6284 | 11.3426 | 4 | 2866.0688 | 3512.3213 | 58.4287 | 71.6034 | 210.7986 | 0 | 105.4392 | 12524178.7454 | 786625.1055 | 12262526.4103 | 8946066.8196 | 0 | 936385.5644 | 0 | 13827755.2316 | 35976982.6501 | 24555029.9117 | 109815550.4386 | 961560.8286 | 19257185.0261 | 19257185.0261 | 1478867.319 | 8584595.0803 | 0 | 130034296.2934 | 159354943.7188 | 23713.7371 | 45.3703 | 2866.0688 | 3512.3213 | 58.4287 | 71.6034
1 | 5200 | 707 | 0.04 | 15 | 15 | 7 | 3.1623e-11 | 5spot_SharedNeighbor | Water | Porous | Wet | R245fa | MinimizeLCOE_Brownfield | IgnoreSilica | 161.0421 | 108.676 | 13.2699 | 4 | 2750.0247 | 3302.4128 | 56.063 | 67.3242 | 208.6697 | 0 | 115.3063 | 14038239.7956 | 879711.8568 | 13934505.0428 | 10672918.8807 | 0 | 1075752.6092 | 0 | 15834439.9922 | 41197964.7694 | 28118457.4886 | 125751990.4352 | 961560.8286 | 19257185.0261 | 19257185.0261 | 1478867.319 | 8584595.0803 | 0 | 145970736.2899 | 175291383.7154 | 31622.7766 | 53.0798 | 2750.0247 | 3302.4128 | 56.063 | 67.3242
1 | 5200 | 707 | 0.04 | 15 | 15 | 7 | 4.217e-11 | 5spot_SharedNeighbor | Water | Porous | Wet | R245fa | MinimizeLCOE_Brownfield | IgnoreSilica | 180.3723 | 119.6141 | 14.6569 | 4 | 2671.3571 | 3171.4744 | 54.4592 | 64.6548 | 206.9339 | 0 | 176.1276 | 15034097.016 | 940794.17 | 15045637.7363 | 11912670.4488 | 0 | 1104637.8521 | 0 | 17174756.517 | 44685193.4304 | 30498562.7051 | 136396349.8758 | 961560.8286 | 19257185.0261 | 19257185.0261 | 1478867.319 | 8584595.0803 | 0 | 156615095.7305 | 185935743.1559 | 42169.6503 | 58.6275 | 2671.3571 | 3171.4744 | 54.4592 | 64.6548
1 | 5200 | 707 | 0.04 | 15 | 15 | 7 | 5.6234e-11 | 5spot_SharedNeighbor | Water | Porous | Wet | R245fa | MinimizeLCOE_Brownfield | IgnoreSilica | 188.3512 | 123.9173 | 15.3473 | 4 | 2613.343 | 3090.9617 | 53.2765 | 63.0134 | 206.1565 | 0 | 198.9184 | 15418784.8778 | 964360.5393 | 15477128.4833 | 12419671.9673 | 0 | 989970.4826 | 0 | 17655267.3766 | 45935384.1207 | 31351843.5401 | 140212411.3877 | 961560.8286 | 19257185.0261 | 19257185.0261 | 1478867.319 | 8584595.0803 | 0 | 160431157.2425 | 189751804.6679 | 56234.1325 | 61.3892 | 2613.343 | 3090.9617 | 53.2765 | 63.0134
1 | 5200 | 707 | 0.04 | 15 | 15 | 7 | 7.4989e-11 | 5spot_SharedNeighbor | Water | Porous | Wet | R245fa | MinimizeLCOE_Brownfield | IgnoreSilica | 194.6723 | 127.2412 | 15.8954 | 4 | 2568.8905 | 3030.0401 | 52.3703 | 61.7715 | 205.5205 | 0 | 258.1349 | 15713355.7489 | 982395.657 | 15808365.2767 | 12819928.4909 | 0 | 883194.2681 | 0 | 18020823.3822 | 46886485.8614 | 32000990.0214 | 143115538.7066 | 961560.8286 | 19257185.0261 | 19257185.0261 | 1478867.319 | 8584595.0803 | 0 | 163334284.5613 | 192654931.9868 | 74989.4209 | 63.5816 | 2568.8905 | 3030.0401 | 52.3703 | 61.7715
1 | 5200 | 707 | 0.04 | 15 | 15 | 7 | 1e-10 | 5spot_SharedNeighbor | Water | Porous | Wet | R245fa | MinimizeLCOE_Brownfield | IgnoreSilica | 199.5218 | 129.7394 | 16.3196 | 4 | 2534.923 | 2984.0866 | 51.6778 | 60.8346 | 205.0206 | 0 | 291.4331 | 15933328.9613 | 995857.6329 | 16056178.5198 | 13126414.4886 | 0 | 786793.8069 | 0 | 18290443.6297 | 47587982.4386 | 32479775.8496 | 145256775.3274 | 961560.8286 | 19257185.0261 | 19257185.0261 | 1478867.319 | 8584595.0803 | 0 | 165475521.1821 | 194796168.6075 | 100000 | 65.2783 | 2534.923 | 2984.0866 | 51.6778 | 60.8346
1 | 5200 | 707 | 0.04 | 15 | 15 | 7 | 1.3335e-10 | 5spot_SharedNeighbor | Water | Porous | Wet | R245fa | MinimizeLCOE_Brownfield | IgnoreSilica | 203.2749 | 131.6393 | 16.6479 | 4 | 2509.0022 | 2949.3085 | 51.1494 | 60.1256 | 204.6271 | 0 | 377.587 | 16099828.2824 | 1006043.7883 | 16244007.8637 | 13362392.1196 | 0 | 703740.8382 | 0 | 18492245.028 | 48113028.2817 | 32838130.4261 | 146859416.628 | 961560.8286 | 19257185.0261 | 19257185.0261 | 1478867.319 | 8584595.0803 | 0 | 167078162.4828 | 196398809.9082 | 133352.1432 | 66.5915 | 2509.0022 | 2949.3085 | 51.1494 | 60.1256
1 | 5200 | 707 | 0.04 | 15 | 15 | 7 | 1.7783e-10 | 5spot_SharedNeighbor | Water | Porous | Wet | R245fa | MinimizeLCOE_Brownfield | IgnoreSilica | 205.9887 | 132.9954 | 16.8911 | 4 | 2489.2714 | 2923.2362 | 50.7472 | 59.5941 | 204.3384 | 0 | 363.1784 | 16218252.5837 | 1013287.0716 | 16377737.1585 | 13532844.4292 | 0 | 631764.1953 | 0 | 18631815.3209 | 48476161.5543 | 33085976.3463 | 147967838.6598 | 961560.8286 | 19257185.0261 | 19257185.0261 | 1478867.319 | 8584595.0803 | 0 | 168186584.5146 | 197507231.94 | 177827.941 | 67.5646 | 2489.2714 | 2923.2362 | 50.7472 | 59.5941
1 | 5200 | 707 | 0.04 | 15 | 15 | 7 | 2.3714e-10 | 5spot_SharedNeighbor | Water | Porous | Wet | R245fa | MinimizeLCOE_Brownfield | IgnoreSilica | 207.9501 | 133.966 | 17.0711 | 4 | 2474.2756 | 2903.6665 | 50.4415 | 59.1952 | 204.1275 | 0 | 378.4543 | 16302812.6715 | 1018458.2201 | 16473293.2547 | 13655970.6224 | 0 | 571163.2672 | 0 | 18728462.234 | 48727616.997 | 33257599.8529 | 148735377.1197 | 961560.8286 | 19257185.0261 | 19257185.0261 | 1478867.319 | 8584595.0803 | 0 | 168954122.9745 | 198274770.3999 | 237137.3706 | 68.2843 | 2474.2756 | 2903.6665 | 50.4415 | 59.1952
1 | 5200 | 707 | 0.04 | 15 | 15 | 7 | 3.1623e-10 | 5spot_SharedNeighbor | Water | Porous | Wet | R245fa | MinimizeLCOE_Brownfield | IgnoreSilica | 209.6085 | 134.781 | 17.2167 | 4 | 2462.8901 | 2888.6477 | 50.2093 | 58.889 | 203.9486 | 0 | 461.322 | 16373681.0267 | 1022791.5149 | 16553420.3148 | 13759821.2128 | 0 | 524343.2538 | 0 | 18811282.356 | 48943097.9658 | 33404670.0417 | 149393107.6866 | 961560.8286 | 19257185.0261 | 19257185.0261 | 1478867.319 | 8584595.0803 | 0 | 169611853.5413 | 198932500.9667 | 316227.766 | 68.867 | 2462.8901 | 2888.6477 | 50.2093 | 58.889
1 | 5200 | 707 | 0.04 | 15 | 15 | 7 | 4.217e-10 | 5spot_SharedNeighbor | Water | Porous | Wet | R245fa | MinimizeLCOE_Brownfield | IgnoreSilica | 210.6218 | 135.2745 | 17.3141 | 4 | 2454.2549 | 2877.6198 | 50.0333 | 58.6642 | 203.8381 | 0 | 454.6083 | 16416531.2115 | 1025411.3743 | 16601887.7396 | 13822890.5454 | 0 | 483740.2871 | 0 | 18856679.8516 | 49061212.9369 | 33485285.9366 | 149753639.8829 | 961560.8286 | 19257185.0261 | 19257185.0261 | 1478867.319 | 8584595.0803 | 0 | 169972385.7376 | 199293033.1631 | 421696.5034 | 69.2562 | 2454.2549 | 2877.6198 | 50.0333 | 58.6642
1 | 5200 | 707 | 0.04 | 15 | 15 | 7 | 5.6234e-10 | 5spot_SharedNeighbor | Water | Porous | Wet | R245fa | MinimizeLCOE_Brownfield | IgnoreSilica | 211.3166 | 135.6113 | 17.3838 | 4 | 2447.7195 | 2869.3858 | 49.9001 | 58.4963 | 203.7618 | 0 | 439.8153 | 16445751.6572 | 1027197.8061 | 16634946.8941 | 13866114.3281 | 0 | 450789.4384 | 0 | 18885672.0483 | 49136644.6857 | 33536769.6551 | 149983886.513 | 961560.8286 | 19257185.0261 | 19257185.0261 | 1478867.319 | 8584595.0803 | 0 | 170202632.3678 | 199523279.7932 | 562341.3252 | 69.5352 | 2447.7195 | 2869.3858 | 49.9001 | 58.4963
1 | 5200 | 707 | 0.04 | 15 | 15 | 7 | 7.4989e-10 | 5spot_SharedNeighbor | Water | Porous | Wet | R245fa | MinimizeLCOE_Brownfield | IgnoreSilica | 211.8035 | 135.8466 | 17.4344 | 4 | 2442.7797 | 2863.2217 | 49.7994 | 58.3706 | 203.7081 | 0 | 399.2747 | 16466152.9732 | 1028445.0177 | 16658032.2761 | 13896401.2135 | 0 | 424562.4729 | 0 | 18904701.6418 | 49186155.7844 | 33570561.9973 | 150135013.3767 | 961560.8286 | 19257185.0261 | 19257185.0261 | 1478867.319 | 8584595.0803 | 0 | 170353759.2314 | 199674406.6568 | 749894.2093 | 69.7377 | 2442.7797 | 2863.2217 | 49.7994 | 58.3706
1 | 5200 | 707 | 0.04 | 15 | 15 | 7 | 1e-09 | 5spot_SharedNeighbor | Water | Porous | Wet | R245fa | MinimizeLCOE_Brownfield | IgnoreSilica | 212.1371 | 136.0073 | 17.4708 | 4 | 2439.0505 | 2858.6179 | 49.7233 | 58.2768 | 203.6711 | 0 | 428.9929 | 16480082.1401 | 1029296.5378 | 16673795.8665 | 13917142.1257 | 0 | 403794.5501 | 0 | 18916603.3759 | 49217121.6551 | 33591696.8403 | 150229533.0914 | 961560.8286 | 19257185.0261 | 19257185.0261 | 1478867.319 | 8584595.0803 | 0 | 170448278.9462 | 199768926.3716 | 1000000 | 69.883 | 2439.0505 | 2858.6179 | 49.7233 | 58.2768
1 | 5200 | 707 | 0.04 | 15 | 15 | 7 | 1.3335e-09 | 5spot_SharedNeighbor | Water | Porous | Wet | R245fa | MinimizeLCOE_Brownfield | IgnoreSilica | 212.354 | 136.1115 | 17.4963 | 4 | 2436.2383 | 2855.1939 | 49.666 | 58.207 | 203.6469 | 0 | 430.6303 | 16489107.198 | 1029848.2487 | 16684010.2964 | 13930622.1807 | 0 | 387346.8131 | 0 | 18923164.5474 | 49234192.4775 | 33603348.0274 | 150281639.789 | 961560.8286 | 19257185.0261 | 19257185.0261 | 1478867.319 | 8584595.0803 | 0 | 170500385.6438 | 199821033.0692 | 1333521.4322 | 69.9851 | 2436.2383 | 2855.1939 | 49.666 | 58.207
1 | 5200 | 707 | 0.04 | 15 | 15 | 7 | 1.7783e-09 | 5spot_SharedNeighbor | Water | Porous | Wet | R245fa | MinimizeLCOE_Brownfield | IgnoreSilica | 210 | 134.9584 | 17.3804 | 4 | 2434.0044 | 2855.752 | 49.6205 | 58.2184 | 203.8964 | 0 | 411.9623 | 16389084.0677 | 1023733.2778 | 16570840.897 | 13783904.967 | 0 | 338793.7445 | 0 | 18761479.2121 | 48813520.4012 | 33316230.6914 | 148997587.2587 | 961560.8286 | 19257185.0261 | 19257185.0261 | 1478867.319 | 8584595.0803 | 0 | 169216333.1134 | 198536980.5388 | 1778279.41 | 69.5218 | 2434.0044 | 2855.752 | 49.6205 | 58.2184
1 | 5200 | 707 | 0.04 | 15 | 15 | 7 | 2.3714e-09 | 5spot_SharedNeighbor | Water | Porous | Wet | R245fa | MinimizeLCOE_Brownfield | IgnoreSilica | 212.128 | 135.9996 | 17.5035 | 4 | 2432.3082 | 2851.0908 | 49.5859 | 58.1233 | 203.6699 | 0 | 424.5885 | 16479418.3165 | 1029255.9572 | 16673044.5855 | 13916508.9432 | 0 | 356599.7909 | 0 | 18897382.7614 | 49167113.5589 | 33557565.2871 | 150076889.2007 | 961560.8286 | 19257185.0261 | 19257185.0261 | 1478867.319 | 8584595.0803 | 0 | 170295635.0554 | 199616282.4809 | 2371373.7057 | 70.014 | 2432.3082 | 2851.0908 | 49.5859 | 58.1233
1 | 5200 | 707 | 0.04 | 15 | 15 | 7 | 3.1623e-09 | 5spot_SharedNeighbor | Water | Porous | Wet | R245fa | MinimizeLCOE_Brownfield | IgnoreSilica | 213.1971 | 136.5192 | 17.5667 | 4 | 2431.1178 | 2848.3942 | 49.5616 | 58.0684 | 203.5553 | 0 | 420.1871 | 16524420.6018 | 1032006.9147 | 16723983.5587 | 13983094.8039 | 0 | 362782.4255 | 0 | 18964252.4388 | 49341094.7428 | 33676311.02 | 150607946.5063 | 961560.8286 | 19257185.0261 | 19257185.0261 | 1478867.319 | 8584595.0803 | 0 | 170826692.361 | 200147339.7865 | 3162277.6602 | 70.2667 | 2431.1178 | 2848.3942 | 49.5616 | 58.0684
1 | 5200 | 707 | 0.04 | 15 | 15 | 7 | 4.217e-09 | 5spot_SharedNeighbor | Water | Porous | Wet | R245fa | MinimizeLCOE_Brownfield | IgnoreSilica | 213.2554 | 136.547 | 17.5741 | 4 | 2430.2355 | 2847.3349 | 49.5436 | 58.0468 | 203.5486 | 0 | 428.7322 | 16526826.2247 | 1032153.963 | 16726706.9718 | 13986717.8655 | 0 | 357261.4507 | 0 | 18965569.9255 | 49344522.5729 | 33678650.5846 | 150618409.5587 | 961560.8286 | 19257185.0261 | 19257185.0261 | 1478867.319 | 8584595.0803 | 0 | 170837155.4134 | 200157802.8389 | 4216965.0343 | 70.2965 | 2430.2355 | 2847.3349 | 49.5436 | 58.0468
1 | 5200 | 707 | 0.04 | 15 | 15 | 7 | 5.6234e-09 | 5spot_SharedNeighbor | Water | Porous | Wet | R245fa | MinimizeLCOE_Brownfield | IgnoreSilica | 213.2897 | 136.5632 | 17.5792 | 4 | 2429.5728 | 2846.5516 | 49.5301 | 58.0308 | 203.5447 | 0 | 415.1619 | 16528231.0613 | 1032239.8361 | 16728297.4125 | 13988843.8555 | 0 | 352960.7929 | 0 | 18965923.4537 | 49345442.3808 | 33679278.3723 | 150621217.1651 | 961560.8286 | 19257185.0261 | 19257185.0261 | 1478867.319 | 8584595.0803 | 0 | 170839963.0199 | 200160610.4453 | 5623413.2519 | 70.3169 | 2429.5728 | 2846.5516 | 49.5301 | 58.0308
1 | 5200 | 707 | 0.04 | 15 | 15 | 7 | 7.4989e-09 | 5spot_SharedNeighbor | Water | Porous | Wet | R245fa | MinimizeLCOE_Brownfield | IgnoreSilica | 213.3091 | 136.5724 | 17.5827 | 4 | 2429.0752 | 2845.9716 | 49.52 | 58.019 | 203.5424 | 0 | 416.7741 | 16529021.8638 | 1032288.1752 | 16729192.7009 | 13990048.9647 | 0 | 349631.9095 | 0 | 18965771.6095 | 49345047.3131 | 33679008.7305 | 150620011.2672 | 961560.8286 | 19257185.0261 | 19257185.0261 | 1478867.319 | 8584595.0803 | 0 | 170838757.1219 | 200159404.5473 | 7498942.0933 | 70.3308 | 2429.0752 | 2845.9716 | 49.52 | 58.019
1 | 5200 | 707 | 0.04 | 15 | 15 | 7 | 1e-08 | 5spot_SharedNeighbor | Water | Porous | Wet | R245fa | MinimizeLCOE_Brownfield | IgnoreSilica | 213.3286 | 136.5816 | 17.5856 | 4 | 2428.7017 | 2845.5301 | 49.5124 | 58.01 | 203.5402 | 0 | 419.5558 | 16529819.1697 | 1032336.9117 | 16730095.3567 | 13991255.634 | 0 | 347192.008 | 0 | 18965972.6413 | 49345570.3566 | 33679365.7185 | 150621607.7965 | 961560.8286 | 19257185.0261 | 19257185.0261 | 1478867.319 | 8584595.0803 | 0 | 170840353.6512 | 200161001.0766 | 10000000 | 70.3423 | 2428.7017 | 2845.5301 | 49.5124 | 58.01
1 | 5300 | 707 | 0.04 | 15 | 15 | 7 | 1e-13 | 5spot_SharedNeighbor | Water | Porous | Wet | R245fa | MinimizeLCOE_Brownfield | IgnoreSilica | 0.95719 | 0.26439 | 0.017792 | 4 | 309472.9248 | 731503.7921 | 6309.0242 | 14912.6942 | 136.0138 | 0 | 50.2624 | 170291.9671 | 7625.0304 | 116229.0534 | 65279.191 | 0 | 58854.7765 | 0 | 163129.2072 | 424428.7347 | 289681.3325 | 1295519.2928 | 961560.8286 | 19768034.2612 | 19768034.2612 | 1478867.319 | 8788934.7744 | 0 | 22025114.3826 | 52060950.7373 | 100 | 0.07117 | 309472.9248 | 731503.7921 | 6309.0242 | 14912.6942
1 | 5300 | 707 | 0.04 | 15 | 15 | 7 | 1.3335e-13 | 5spot_SharedNeighbor | Water | Porous | Wet | R245fa | MinimizeLCOE_Brownfield | IgnoreSilica | 1.235 | 0.40889 | 0.034756 | 4 | 161770.0446 | 377815.8899 | 3297.9012 | 7702.2879 | 150.092 | 0 | 45.7666 | 244904.8113 | 12206.4859 | 163209.0182 | 83229.0206 | 0 | 64867.8986 | 0 | 221682.7215 | 576772.968 | 393659.4021 | 1760532.3262 | 961560.8286 | 19768034.2612 | 19768034.2612 | 1478867.319 | 8788934.7744 | 0 | 22490127.4161 | 52525963.7707 | 133.3521 | 0.13903 | 161770.0446 | 377815.8899 | 3297.9012 | 7702.2879
1 | 5300 | 707 | 0.04 | 15 | 15 | 7 | 1.7783e-13 | 5spot_SharedNeighbor | Water | Porous | Wet | R245fa | MinimizeLCOE_Brownfield | IgnoreSilica | 1.6 | 0.61722 | 0.061331 | 4 | 94194.4913 | 216627.2954 | 1920.2821 | 4416.2404 | 162.799 | 0 | 255.0832 | 343251.2064 | 19025.2029 | 224977.1141 | 108825.4984 | 0 | 71915.9459 | 0 | 299518.0374 | 779284.4937 | 531877.6797 | 2378675.1784 | 961560.8286 | 19768034.2612 | 19768034.2612 | 1478867.319 | 8788934.7744 | 0 | 23108270.2683 | 53144106.6229 | 177.8279 | 0.24533 | 94194.4913 | 216627.2954 | 1920.2821 | 4416.2404
1 | 5300 | 707 | 0.04 | 15 | 15 | 7 | 2.3714e-13 | 5spot_SharedNeighbor | Water | Porous | Wet | R245fa | MinimizeLCOE_Brownfield | IgnoreSilica | 2.0598 | 0.89652 | 0.099641 | 4 | 59908.096 | 135268.1075 | 1221.3076 | 2757.6233 | 173.481 | 0 | 332.4083 | 464748.1838 | 28610.446 | 301026.5825 | 142788.9882 | 0 | 79098.4204 | 0 | 396346.3221 | 1031211.8283 | 703823.2621 | 3147654.0333 | 961560.8286 | 19768034.2612 | 19768034.2612 | 1478867.319 | 8788934.7744 | 0 | 23877249.1232 | 53913085.4778 | 237.1374 | 0.39856 | 59908.096 | 135268.1075 | 1221.3076 | 2757.6233
1 | 5300 | 707 | 0.04 | 15 | 15 | 7 | 3.1623e-13 | 5spot_SharedNeighbor | Water | Porous | Wet | R245fa | MinimizeLCOE_Brownfield | IgnoreSilica | 2.6433 | 1.3003 | 0.15259 | 4 | 40719.4699 | 89930.1733 | 830.1215 | 1833.3482 | 182.3754 | 0 | 432.8264 | 613469.1263 | 39708.4982 | 404041.9172 | 186751.9607 | 0 | 87402.3639 | 0 | 519235.8079 | 1350945.0622 | 922047.7641 | 4123602.5005 | 961560.8286 | 19768034.2612 | 19768034.2612 | 1478867.319 | 8788934.7744 | 0 | 24853197.5904 | 54889033.945 | 316.2278 | 0.61035 | 40719.4699 | 89930.1733 | 830.1215 | 1833.3482
1 | 5300 | 707 | 0.04 | 15 | 15 | 7 | 4.217e-13 | 5spot_SharedNeighbor | Water | Porous | Wet | R245fa | MinimizeLCOE_Brownfield | IgnoreSilica | 3.4406 | 1.8845 | 0.22431 | 4 | 29082.2808 | 62557.3987 | 592.8816 | 1275.3172 | 190.1263 | 0 | 573.3343 | 795489.8507 | 51485.9078 | 543683.7132 | 241847.0197 | 0 | 99586.2979 | 0 | 675516.1878 | 1757554.5533 | 1199567.0968 | 5364730.6272 | 961560.8286 | 19768034.2612 | 19768034.2612 | 1478867.319 | 8788934.7744 | 0 | 26094325.7171 | 56130162.0717 | 421.6965 | 0.89726 | 29082.2808 | 62557.3987 | 592.8816 | 1275.3172
1 | 5300 | 707 | 0.04 | 15 | 15 | 7 | 5.6234e-13 | 5spot_SharedNeighbor | Water | Porous | Wet | R245fa | MinimizeLCOE_Brownfield | IgnoreSilica | 4.4527 | 2.6294 | 0.31623 | 4 | 21782.6369 | 45527.8626 | 444.0685 | 928.1471 | 196.2602 | 0 | 81.6448 | 1004887.0355 | 65005.3734 | 709697.1254 | 310809.6939 | 0 | 112753.0794 | 0 | 859229.3999 | 2235538.6464 | 1525801.0619 | 6823721.4158 | 961560.8286 | 19768034.2612 | 19768034.2612 | 1478867.319 | 8788934.7744 | 0 | 27553316.5057 | 57589152.8603 | 562.3413 | 1.2649 | 21782.6369 | 45527.8626 | 444.0685 | 928.1471
1 | 5300 | 707 | 0.04 | 15 | 15 | 7 | 7.4989e-13 | 5spot_SharedNeighbor | Water | Porous | Wet | R245fa | MinimizeLCOE_Brownfield | IgnoreSilica | 5.817 | 3.6358 | 0.44032 | 4 | 16687.3816 | 33740.9864 | 340.1948 | 687.8556 | 201.3177 | 0 | 62.9128 | 1262157.4686 | 81625.7614 | 919711.538 | 403058.6259 | 0 | 129868.1735 | 0 | 1090604.4113 | 2837528.9644 | 1936671.8236 | 8661226.7668 | 961560.8286 | 19768034.2612 | 19768034.2612 | 1478867.319 | 8788934.7744 | 0 | 29390821.8566 | 59426658.2113 | 749.8942 | 1.7613 | 16687.3816 | 33740.9864 | 340.1948 | 687.8556
1 | 5300 | 707 | 0.04 | 15 | 15 | 7 | 1e-12 | 5spot_SharedNeighbor | Water | Porous | Wet | R245fa | MinimizeLCOE_Brownfield | IgnoreSilica | 7.6005 | 4.9488 | 0.602 | 4 | 13135.4422 | 25608.8591 | 267.7838 | 522.0712 | 205.1486 | 0 | 83.7248 | 1567707.6625 | 101203.2605 | 1177014.7358 | 523307.7112 | 0 | 150139.4917 | 0 | 1372555.4161 | 3571107.6428 | 2437354.3451 | 10900390.2657 | 961560.8286 | 19768034.2612 | 19768034.2612 | 1478867.319 | 8788934.7744 | 0 | 31629985.3556 | 61665821.7102 | 1000 | 2.408 | 13135.4422 | 25608.8591 | 267.7838 | 522.0712
1 | 5300 | 707 | 0.04 | 15 | 15 | 7 | 1.3335e-12 | 5spot_SharedNeighbor | Water | Porous | Wet | R245fa | MinimizeLCOE_Brownfield | IgnoreSilica | 9.9757 | 6.7222 | 0.82089 | 4 | 10494.5834 | 19641.8854 | 213.9463 | 400.4264 | 208.5251 | 0 | 70.8688 | 1945513.1412 | 125401.8327 | 1503808.7913 | 683533.7329 | 0 | 174746.7648 | 0 | 1728871.6626 | 4498169.4257 | 3070093.0612 | 13730138.4124 | 961560.8286 | 19768034.2612 | 19768034.2612 | 1478867.319 | 8788934.7744 | 0 | 34459733.5023 | 64495569.8569 | 1333.5214 | 3.2836 | 10494.5834 | 19641.8854 | 213.9463 | 400.4264
1 | 5300 | 707 | 0.04 | 15 | 15 | 7 | 1.7783e-12 | 5spot_SharedNeighbor | Water | Porous | Wet | R245fa | MinimizeLCOE_Brownfield | IgnoreSilica | 13.0884 | 9.0362 | 1.107 | 4 | 8566.3026 | 15349.6534 | 174.6357 | 312.9234 | 210.9867 | 0 | 96.8843 | 2397388.9062 | 154253.7689 | 1905337.5822 | 893154.3679 | 0 | 203472.8139 | 0 | 2165906.9012 | 5635245.4683 | 3846170.8248 | 17200930.6332 | 961560.8286 | 19768034.2612 | 19768034.2612 | 1478867.319 | 8788934.7744 | 0 | 37930525.7231 | 67966362.0777 | 1778.2794 | 4.4279 | 8566.3026 | 15349.6534 | 174.6357 | 312.9234
1 | 5300 | 707 | 0.04 | 15 | 15 | 7 | 2.3714e-12 | 5spot_SharedNeighbor | Water | Porous | Wet | R245fa | MinimizeLCOE_Brownfield | IgnoreSilica | 17.1789 | 12.0792 | 1.4835 | 4 | 7116.9034 | 12178.6495 | 145.0877 | 248.2782 | 212.8896 | 0 | 90.2047 | 2943489.7336 | 189005.6084 | 2403346.5565 | 1168393.4374 | 0 | 237822.8849 | 0 | 2707402.7061 | 7044106.4767 | 4807747.4122 | 21501314.8158 | 961560.8286 | 19768034.2612 | 19768034.2612 | 1478867.319 | 8788934.7744 | 0 | 42230909.9057 | 72266746.2603 | 2371.3737 | 5.9339 | 7116.9034 | 12178.6495 | 145.0877 | 248.2782
1 | 5300 | 707 | 0.04 | 15 | 15 | 7 | 3.1623e-12 | 5spot_SharedNeighbor | Water | Porous | Wet | R245fa | MinimizeLCOE_Brownfield | IgnoreSilica | 22.589 | 16.1066 | 1.9819 | 4 | 6005.0157 | 9793.8002 | 122.4204 | 199.6599 | 214.3628 | 0 | 106.047 | 3608583.0754 | 231179.2691 | 3025428.6006 | 1532505.1742 | 0 | 279526.3493 | 0 | 3384116.7628 | 8804777.6389 | 6009441.6587 | 26875558.529 | 961560.8286 | 19768034.2612 | 19768034.2612 | 1478867.319 | 8788934.7744 | 0 | 47605153.6188 | 77640989.9735 | 3162.2777 | 7.9276 | 6005.0157 | 9793.8002 | 122.4204 | 199.6599
1 | 5300 | 707 | 0.04 | 15 | 15 | 7 | 4.217e-12 | 5spot_SharedNeighbor | Water | Porous | Wet | R245fa | MinimizeLCOE_Brownfield | IgnoreSilica | 29.7588 | 21.4456 | 2.6425 | 4 | 5141.2906 | 7982.8888 | 104.8122 | 162.742 | 215.4994 | 0 | 106.4716 | 4420642.2629 | 282477.1858 | 3804126.0455 | 2014964.3805 | 0 | 330664.9471 | 0 | 4232621.1805 | 11012412.0817 | 7516197.5282 | 33614105.6121 | 961560.8286 | 19768034.2612 | 19768034.2612 | 1478867.319 | 8788934.7744 | 0 | 54343700.702 | 84379537.0566 | 4216.965 | 10.5701 | 5141.2906 | 7982.8888 | 104.8122 | 162.742
1 | 5300 | 707 | 0.04 | 15 | 15 | 7 | 5.6234e-12 | 5spot_SharedNeighbor | Water | Porous | Wet | R245fa | MinimizeLCOE_Brownfield | IgnoreSilica | 39.1669 | 28.4528 | 3.5097 | 4 | 4467.6024 | 6607.0666 | 91.0781 | 134.694 | 216.3637 | 0 | 97.6433 | 5403211.3108 | 344298.2377 | 4769634.4436 | 2648125.6058 | 0 | 392180.5032 | 0 | 5287405.5394 | 13756744.6175 | 9389260.8743 | 41990861.1323 | 961560.8286 | 19768034.2612 | 19768034.2612 | 1478867.319 | 8788934.7744 | 0 | 62720456.2222 | 92756292.5768 | 5623.4133 | 14.039 | 4467.6024 | 6607.0666 | 91.0781 | 134.694
1 | 5300 | 707 | 0.04 | 15 | 15 | 7 | 7.4989e-12 | 5spot_SharedNeighbor | Water | Porous | Wet | R245fa | MinimizeLCOE_Brownfield | IgnoreSilica | 51.3905 | 37.5487 | 4.6355 | 4 | 3939.2622 | 5559.1324 | 80.3072 | 113.3304 | 216.9882 | 0 | 136.5506 | 6580854.1735 | 418084.2097 | 5954716.029 | 3470756.3032 | 0 | 465617.6554 | 0 | 6587111.0646 | 17138311.7878 | 11697249.9523 | 52312701.1754 | 961560.8286 | 19768034.2612 | 19768034.2612 | 1478867.319 | 8788934.7744 | 0 | 73042296.2652 | 103078132.6198 | 7498.9421 | 18.5421 | 3939.2622 | 5559.1324 | 80.3072 | 113.3304
1 | 5300 | 707 | 0.04 | 15 | 15 | 7 | 1e-11 | 5spot_SharedNeighbor | Water | Porous | Wet | R245fa | MinimizeLCOE_Brownfield | IgnoreSilica | 67.0131 | 49.1027 | 6.0646 | 4 | 3525.9988 | 4764.1691 | 71.8823 | 97.124 | 217.2986 | 0 | 123.5269 | 7965247.1054 | 504453.3776 | 7380220.9305 | 4520622.8422 | 0 | 552812.2369 | 0 | 8160109.0321 | 21230929.833 | 14490545.863 | 64804941.2208 | 961560.8286 | 19768034.2612 | 19768034.2612 | 1478867.319 | 8788934.7744 | 0 | 85534536.3107 | 115570372.6653 | 10000 | 24.2582 | 3525.9988 | 4764.1691 | 71.8823 | 97.124
1 | 5300 | 707 | 0.04 | 15 | 15 | 7 | 1.3335e-11 | 5spot_SharedNeighbor | Water | Porous | Wet | R245fa | MinimizeLCOE_Brownfield | IgnoreSilica | 86.3869 | 63.1741 | 7.801 | 4 | 3208.8872 | 4171.4472 | 65.4175 | 85.0406 | 217.0833 | 0 | 130.8659 | 9531667.3832 | 601761.5361 | 9028510.2371 | 5818741.5953 | 0 | 655223.4953 | 0 | 9998002.6563 | 26012752.0395 | 17754237.7756 | 79400896.7184 | 961560.8286 | 19768034.2612 | 19768034.2612 | 1478867.319 | 8788934.7744 | 0 | 100130491.8083 | 130166328.1629 | 13335.2143 | 31.2041 | 3208.8872 | 4171.4472 | 65.4175 | 85.0406
1 | 5300 | 707 | 0.04 | 15 | 15 | 7 | 1.7783e-11 | 5spot_SharedNeighbor | Water | Porous | Wet | R245fa | MinimizeLCOE_Brownfield | IgnoreSilica | 109.4226 | 79.2988 | 9.7809 | 4 | 2973.7241 | 3741.4425 | 60.6234 | 76.2744 | 216.1033 | 0 | 135.4312 | 11209427.8074 | 705559.2765 | 10829238.0935 | 7351855.3438 | 0 | 774147.8684 | 0 | 12039389.0719 | 31324020.7469 | 21379287.804 | 95612926.0125 | 961560.8286 | 19768034.2612 | 19768034.2612 | 1478867.319 | 8788934.7744 | 0 | 116342521.1024 | 146378357.457 | 17782.7941 | 39.1235 | 2973.7241 | 3741.4425 | 60.6234 | 76.2744
1 | 5300 | 707 | 0.04 | 15 | 15 | 7 | 2.3714e-11 | 5spot_SharedNeighbor | Water | Porous | Wet | R245fa | MinimizeLCOE_Brownfield | IgnoreSilica | 135.2615 | 96.3447 | 11.856 | 4 | 2808.2992 | 3441.6435 | 57.251 | 70.1626 | 214.2521 | 0 | 156.9906 | 12880977.6492 | 808586.5679 | 12654560.4241 | 9054833.8418 | 0 | 907943.0756 | 0 | 14159691.6078 | 36840613.0115 | 25144475.3792 | 112451681.557 | 961560.8286 | 19768034.2612 | 19768034.2612 | 1478867.319 | 8788934.7744 | 0 | 133181276.6469 | 163217113.0015 | 23713.7371 | 47.4242 | 2808.2992 | 3441.6435 | 57.251 | 70.1626
1 | 5300 | 707 | 0.04 | 15 | 15 | 7 | 3.1623e-11 | 5spot_SharedNeighbor | Water | Porous | Wet | R245fa | MinimizeLCOE_Brownfield | IgnoreSilica | 162.3721 | 113.2268 | 13.8942 | 4 | 2693.1131 | 3233.5514 | 54.9028 | 65.9203 | 212.0215 | 0 | 157.7978 | 14455842.4492 | 905339.5369 | 14399392.3627 | 10824487.3602 | 0 | 1047001.4928 | 0 | 16236504.6487 | 42244054.5308 | 28832435.2458 | 128945057.6269 | 961560.8286 | 19768034.2612 | 19768034.2612 | 1478867.319 | 8788934.7744 | 0 | 149674652.7168 | 179710489.0714 | 31622.7766 | 55.5768 | 2693.1131 | 3233.5514 | 54.9028 | 65.9203
1 | 5300 | 707 | 0.04 | 15 | 15 | 7 | 4.217e-11 | 5spot_SharedNeighbor | Water | Porous | Wet | R245fa | MinimizeLCOE_Brownfield | IgnoreSilica | 182.4381 | 124.9325 | 15.3703 | 4 | 2617.3472 | 3105.8839 | 53.3582 | 63.3176 | 210.1543 | 0 | 111.7255 | 15508987.6644 | 969884.1774 | 15578483.5533 | 12119430.2223 | 0 | 1085289.6222 | 0 | 17652209.3435 | 45927427.7457 | 31346413.1507 | 140188125.4795 | 961560.8286 | 19768034.2612 | 19768034.2612 | 1478867.319 | 8788934.7744 | 0 | 160917720.5693 | 190953556.9239 | 42169.6503 | 61.4812 | 2617.3472 | 3105.8839 | 53.3582 | 63.3176
1 | 5300 | 707 | 0.04 | 15 | 15 | 7 | 5.6234e-11 | 5spot_SharedNeighbor | Water | Porous | Wet | R245fa | MinimizeLCOE_Brownfield | IgnoreSilica | 190.2855 | 129.2737 | 16.0638 | 4 | 2563.5026 | 3030.9494 | 52.2605 | 61.79 | 209.3452 | 0 | 141.7512 | 15892414.9168 | 993354.1433 | 16010056.8935 | 12621929.57 | 0 | 971324.1818 | 0 | 18130741.0851 | 47172469.177 | 32196179.5106 | 143988469.4782 | 961560.8286 | 19768034.2612 | 19768034.2612 | 1478867.319 | 8788934.7744 | 0 | 164718064.568 | 194753900.9227 | 56234.1325 | 64.2551 | 2563.5026 | 3030.9494 | 52.2605 | 61.79
1 | 5300 | 707 | 0.04 | 15 | 15 | 7 | 7.4989e-11 | 5spot_SharedNeighbor | Water | Porous | Wet | R245fa | MinimizeLCOE_Brownfield | IgnoreSilica | 196.6527 | 132.7021 | 16.6217 | 4 | 2522.1203 | 2973.8765 | 51.4168 | 60.6265 | 208.666 | 0 | 183.8508 | 16192674.902 | 1011722.7634 | 16348844.4826 | 13027563.0455 | 0 | 867096.0602 | 0 | 18504681.4889 | 48145385.4021 | 32860214.8257 | 146958182.9704 | 961560.8286 | 19768034.2612 | 19768034.2612 | 1478867.319 | 8788934.7744 | 0 | 167687778.0602 | 197723614.4148 | 74989.4209 | 66.4868 | 2522.1203 | 2973.8765 | 51.4168 | 60.6265
1 | 5300 | 707 | 0.04 | 15 | 15 | 7 | 1e-10 | 5spot_SharedNeighbor | Water | Porous | Wet | R245fa | MinimizeLCOE_Brownfield | IgnoreSilica | 200 | 134.463 | 16.9678 | 4 | 2490.4459 | 2932.9889 | 50.7711 | 59.7929 | 208.2963 | 0 | 204.8013 | 16346041.1638 | 1021101.5164 | 16522164.7315 | 13239647.1563 | 0 | 752007.3749 | 0 | 18673575.1577 | 48584812.0834 | 33160132.565 | 148299481.7489 | 961560.8286 | 19768034.2612 | 19768034.2612 | 1478867.319 | 8788934.7744 | 0 | 169029076.8388 | 199064913.1934 | 100000 | 67.871 | 2490.4459 | 2932.9889 | 50.7711 | 59.7929
1 | 5300 | 707 | 0.04 | 15 | 15 | 7 | 1.3335e-10 | 5spot_SharedNeighbor | Water | Porous | Wet | R245fa | MinimizeLCOE_Brownfield | IgnoreSilica | 209.1 | 139.215 | 17.5975 | 4 | 2465.7952 | 2892.5008 | 50.2686 | 58.9675 | 207.3252 | 0 | 329.9052 | 16757143.3691 | 1046229.878 | 16987656.0403 | 13816029.8413 | 0 | 739210.1733 | 0 | 19245045.0278 | 50071659.4608 | 34174936.4517 | 152837910.2425 | 961560.8286 | 19768034.2612 | 19768034.2612 | 1478867.319 | 8788934.7744 | 0 | 173567505.3324 | 203603341.687 | 133352.1432 | 70.3901 | 2465.7952 | 2892.5008 | 50.2686 | 58.9675
1 | 5300 | 707 | 0.04 | 15 | 15 | 7 | 1.7783e-10 | 5spot_SharedNeighbor | Water | Porous | Wet | R245fa | MinimizeLCOE_Brownfield | IgnoreSilica | 208.9977 | 139.151 | 17.6916 | 4 | 2447.1144 | 2871.5509 | 49.8877 | 58.5404 | 207.3282 | 0 | 359.5656 | 16751636.6195 | 1045893.3923 | 16981412.1544 | 13809357.9075 | 0 | 630736.0125 | 0 | 19195424.0736 | 49942555.9165 | 34086820.6299 | 152443836.706 | 961560.8286 | 19768034.2612 | 19768034.2612 | 1478867.319 | 8788934.7744 | 0 | 173173431.7958 | 203209268.1505 | 177827.941 | 70.7664 | 2447.1144 | 2871.5509 | 49.8877 | 58.5404
1 | 5300 | 707 | 0.04 | 15 | 15 | 7 | 2.3714e-10 | 5spot_SharedNeighbor | Water | Porous | Wet | R245fa | MinimizeLCOE_Brownfield | IgnoreSilica | 210.9339 | 140.1312 | 17.8725 | 4 | 2433.0388 | 2853.1784 | 49.6008 | 58.1659 | 207.1102 | 0 | 409.0021 | 16835950.1823 | 1051044.981 | 17077037.2916 | 13931604.3356 | 0 | 570340.0643 | 0 | 19291730.9734 | 50193126.7146 | 34257840.3484 | 153208674.8912 | 961560.8286 | 19768034.2612 | 19768034.2612 | 1478867.319 | 8788934.7744 | 0 | 173938269.9811 | 203974106.3357 | 237137.3706 | 71.4901 | 2433.0388 | 2853.1784 | 49.6008 | 58.1659
1 | 5300 | 707 | 0.04 | 15 | 15 | 7 | 3.1623e-10 | 5spot_SharedNeighbor | Water | Porous | Wet | R245fa | MinimizeLCOE_Brownfield | IgnoreSilica | 212.5586 | 140.9478 | 18.0184 | 4 | 2422.352 | 2839.0915 | 49.3829 | 57.8787 | 206.9265 | 0 | 414.5023 | 16906071.9151 | 1055328.9122 | 17156607.7625 | 14033905.1027 | 0 | 523573.8453 | 0 | 19373440.1398 | 50405717.2047 | 34402937.7261 | 153857582.6084 | 961560.8286 | 19768034.2612 | 19768034.2612 | 1478867.319 | 8788934.7744 | 0 | 174587177.6983 | 204623014.0529 | 316227.766 | 72.0734 | 2422.352 | 2839.0915 | 49.3829 | 57.8787
1 | 5300 | 707 | 0.04 | 15 | 15 | 7 | 4.217e-10 | 5spot_SharedNeighbor | Water | Porous | Wet | R245fa | MinimizeLCOE_Brownfield | IgnoreSilica | 213.5527 | 141.4432 | 18.1158 | 4 | 2414.2484 | 2828.7471 | 49.2177 | 57.6678 | 206.813 | 0 | 420.4918 | 16948547.7 | 1057923.6417 | 17204825.1669 | 14096215.2871 | 0 | 483110.977 | 0 | 19418342.8813 | 50522544.9274 | 34482675.0474 | 154214185.6287 | 961560.8286 | 19768034.2612 | 19768034.2612 | 1478867.319 | 8788934.7744 | 0 | 174943780.7185 | 204979617.0732 | 421696.5034 | 72.463 | 2414.2484 | 2828.7471 | 49.2177 | 57.6678
1 | 5300 | 707 | 0.04 | 15 | 15 | 7 | 5.6234e-10 | 5spot_SharedNeighbor | Water | Porous | Wet | R245fa | MinimizeLCOE_Brownfield | IgnoreSilica | 214.2371 | 141.7826 | 18.1857 | 4 | 2408.1154 | 2821.0201 | 49.0927 | 57.5103 | 206.7343 | 0 | 406.9287 | 16977634.2921 | 1059700.3603 | 17237851.3685 | 14139099.5053 | 0 | 450343.5236 | 0 | 19447205.3294 | 50597639.0968 | 34533928.3611 | 154443401.837 | 961560.8286 | 19768034.2612 | 19768034.2612 | 1478867.319 | 8788934.7744 | 0 | 175172996.9269 | 205208833.2815 | 562341.3252 | 72.7428 | 2408.1154 | 2821.0201 | 49.0927 | 57.5103
1 | 5300 | 707 | 0.04 | 15 | 15 | 7 | 7.4989e-10 | 5spot_SharedNeighbor | Water | Porous | Wet | R245fa | MinimizeLCOE_Brownfield | IgnoreSilica | 214.7124 | 142.0176 | 18.2362 | 4 | 2403.4798 | 2815.2414 | 48.9982 | 57.3925 | 206.6794 | 0 | 397.6002 | 16997751.7665 | 1060929.1633 | 17260697.3693 | 14168871.4543 | 0 | 424218.7075 | 0 | 19465862.6997 | 50646181.7472 | 34567059.7174 | 154591572.6251 | 961560.8286 | 19768034.2612 | 19768034.2612 | 1478867.319 | 8788934.7744 | 0 | 175321167.715 | 205357004.0696 | 749894.2093 | 72.9447 | 2403.4798 | 2815.2414 | 48.9982 | 57.3925
1 | 5300 | 707 | 0.04 | 15 | 15 | 7 | 1e-09 | 5spot_SharedNeighbor | Water | Porous | Wet | R245fa | MinimizeLCOE_Brownfield | IgnoreSilica | 215.0413 | 142.1797 | 18.2726 | 4 | 2399.9803 | 2810.9212 | 48.9268 | 57.3044 | 206.6412 | 0 | 395.7899 | 17011630.5363 | 1061776.8746 | 17276460.2887 | 14189471.9556 | 0 | 403592.6273 | 0 | 19477743.5902 | 50677093.387 | 34588157.5468 | 154685926.8064 | 961560.8286 | 19768034.2612 | 19768034.2612 | 1478867.319 | 8788934.7744 | 0 | 175415521.8963 | 205451358.2509 | 1000000 | 73.0904 | 2399.9803 | 2810.9212 | 48.9268 | 57.3044
1 | 5300 | 707 | 0.04 | 15 | 15 | 7 | 1.3335e-09 | 5spot_SharedNeighbor | Water | Porous | Wet | R245fa | MinimizeLCOE_Brownfield | IgnoreSilica | 215.2628 | 142.2886 | 18.2986 | 4 | 2397.3414 | 2807.6992 | 48.873 | 57.2387 | 206.6153 | 0 | 423.933 | 17020947.9051 | 1062345.9663 | 17287043.375 | 14203340.3944 | 0 | 387366.8975 | 0 | 19484807.3699 | 50695471.8929 | 34600701.2547 | 154742025.0556 | 961560.8286 | 19768034.2612 | 19768034.2612 | 1478867.319 | 8788934.7744 | 0 | 175471620.1455 | 205507456.5001 | 1333521.4322 | 73.1943 | 2397.3414 | 2807.6992 | 48.873 | 57.2387
1 | 5300 | 707 | 0.04 | 15 | 15 | 7 | 1.7783e-09 | 5spot_SharedNeighbor | Water | Porous | Wet | R245fa | MinimizeLCOE_Brownfield | IgnoreSilica | 214.669 | 141.9911 | 18.2772 | 4 | 2395.1564 | 2805.993 | 48.8285 | 57.204 | 206.6809 | 0 | 462.4046 | 16995486.5484 | 1060790.8026 | 17258124.768 | 14166058.3147 | 0 | 362991.6572 | 0 | 19438946.3154 | 50576150.8366 | 34519262.182 | 154377811.4249 | 961560.8286 | 19768034.2612 | 19768034.2612 | 1478867.319 | 8788934.7744 | 0 | 175107406.5148 | 205143242.8694 | 1778279.41 | 73.109 | 2395.1564 | 2805.993 | 48.8285 | 57.204
1 | 5300 | 707 | 0.04 | 15 | 15 | 7 | 2.3714e-09 | 5spot_SharedNeighbor | Water | Porous | Wet | R245fa | MinimizeLCOE_Brownfield | IgnoreSilica | 216.0354 | 142.6716 | 18.3602 | 4 | 2393.6662 | 2802.646 | 48.7981 | 57.1357 | 206.5277 | 0 | 390.7603 | 17053710.4009 | 1064346.9862 | 17324261.6721 | 14251781.304 | 0 | 370688.4551 | 0 | 19525267.6391 | 50800741.2139 | 34672549.7293 | 155063347.4007 | 961560.8286 | 19768034.2612 | 19768034.2612 | 1478867.319 | 8788934.7744 | 0 | 175792942.4906 | 205828778.8452 | 2371373.7057 | 73.4409 | 2393.6662 | 2802.646 | 48.7981 | 57.1357
1 | 5300 | 707 | 0.04 | 15 | 15 | 7 | 3.1623e-09 | 5spot_SharedNeighbor | Water | Porous | Wet | R245fa | MinimizeLCOE_Brownfield | IgnoreSilica | 216.113 | 142.7094 | 18.3702 | 4 | 2392.5652 | 2801.3227 | 48.7757 | 57.1088 | 206.5185 | 0 | 387.2338 | 17056944.1022 | 1064544.4838 | 17327935.6041 | 14256636.4252 | 0 | 363471.9097 | 0 | 19527117.6848 | 50805554.6532 | 34675835.0005 | 155078039.8636 | 961560.8286 | 19768034.2612 | 19768034.2612 | 1478867.319 | 8788934.7744 | 0 | 175807634.9534 | 205843471.3081 | 3162277.6602 | 73.4808 | 2392.5652 | 2801.3227 | 48.7757 | 57.1088
1 | 5300 | 707 | 0.04 | 15 | 15 | 7 | 4.217e-09 | 5spot_SharedNeighbor | Water | Porous | Wet | R245fa | MinimizeLCOE_Brownfield | IgnoreSilica | 216.1667 | 142.7355 | 18.3774 | 4 | 2391.7377 | 2800.3341 | 48.7588 | 57.0886 | 206.5121 | 0 | 372.9245 | 17059177.2022 | 1064680.8693 | 17330472.7603 | 14259995.3815 | 0 | 357947.3764 | 0 | 19528186.7 | 50808336.0116 | 34677733.3348 | 155086529.6364 | 961560.8286 | 19768034.2612 | 19768034.2612 | 1478867.319 | 8788934.7744 | 0 | 175816124.7263 | 205851961.0809 | 4216965.0343 | 73.5098 | 2391.7377 | 2800.3341 | 48.7588 | 57.0886
1 | 5300 | 707 | 0.04 | 15 | 15 | 7 | 5.6234e-09 | 5spot_SharedNeighbor | Water | Porous | Wet | R245fa | MinimizeLCOE_Brownfield | IgnoreSilica | 216.2009 | 142.7521 | 18.3825 | 4 | 2391.1162 | 2799.5992 | 48.7461 | 57.0736 | 206.508 | 0 | 380.5573 | 17060595.7827 | 1064767.5082 | 17332084.5125 | 14262136.8862 | 0 | 353691.6309 | 0 | 19528577.765 | 50809353.4824 | 34678427.7796 | 155089635.3475 | 961560.8286 | 19768034.2612 | 19768034.2612 | 1478867.319 | 8788934.7744 | 0 | 175819230.4374 | 205855066.792 | 5623413.2519 | 73.5302 | 2391.1162 | 2799.5992 | 48.7461 | 57.0736
1 | 5300 | 707 | 0.04 | 15 | 15 | 7 | 7.4989e-09 | 5spot_SharedNeighbor | Water | Porous | Wet | R245fa | MinimizeLCOE_Brownfield | IgnoreSilica | 216.2197 | 142.7611 | 18.386 | 4 | 2390.6495 | 2799.056 | 48.7366 | 57.0625 | 206.5057 | 0 | 458.5145 | 17061366.0652 | 1064814.5526 | 17332959.6926 | 14263309.654 | 0 | 350387.2336 | 0 | 19528406.5072 | 50808907.9048 | 34678123.6637 | 155088275.2738 | 961560.8286 | 19768034.2612 | 19768034.2612 | 1478867.319 | 8788934.7744 | 0 | 175817870.3636 | 205853706.7183 | 7498942.0933 | 73.544 | 2390.6495 | 2799.056 | 48.7366 | 57.0625
1 | 5300 | 707 | 0.04 | 15 | 15 | 7 | 1e-08 | 5spot_SharedNeighbor | Water | Porous | Wet | R245fa | MinimizeLCOE_Brownfield | IgnoreSilica | 216.2392 | 142.7706 | 18.3889 | 4 | 2390.2992 | 2798.6417 | 48.7295 | 57.0541 | 206.5033 | 0 | 461.6977 | 17062171.1821 | 1064863.7245 | 17333874.4557 | 14264525.132 | 0 | 347973.238 | 0 | 19528629.0156 | 50809486.826 | 34678518.7893 | 155090042.3634 | 961560.8286 | 19768034.2612 | 19768034.2612 | 1478867.319 | 8788934.7744 | 0 | 175819637.4532 | 205855473.8078 | 10000000 | 73.5555 | 2390.2992 | 2798.6417 | 48.7295 | 57.0541
1 | 5400 | 707 | 0.04 | 15 | 15 | 7 | 1e-13 | 5spot_SharedNeighbor | Water | Porous | Wet | R245fa | MinimizeLCOE_Brownfield | IgnoreSilica | 0.97664 | 0.27849 | 0.019714 | 4 | 286445.2354 | 676511.4837 | 5839.5736 | 13791.6016 | 138.4069 | 0 | 53.235 | 178453.9615 | 8132.5212 | 120968.1201 | 66883.0145 | 0 | 58766.3266 | 0 | 168949.5381 | 439572.0419 | 300016.9509 | 1341742.4748 | 961560.8286 | 20284743.5872 | 20284743.5872 | 1478867.319 | 8995618.5048 | 0 | 22588046.8906 | 53347276.3017 | 100 | 0.078856 | 286445.2354 | 676511.4837 | 5839.5736 | 13791.6016
1 | 5400 | 707 | 0.04 | 15 | 15 | 7 | 1.3335e-13 | 5spot_SharedNeighbor | Water | Porous | Wet | R245fa | MinimizeLCOE_Brownfield | IgnoreSilica | 1.2739 | 0.43906 | 0.038941 | 4 | 148312.8902 | 345786.6311 | 3023.5589 | 7049.3282 | 153.3107 | 0 | 53.7892 | 260840.2952 | 13347.6004 | 172396.2965 | 86898.0972 | 0 | 65581.2729 | 0 | 233634.7893 | 607869.7967 | 414883.6267 | 1855451.7749 | 961560.8286 | 20284743.5872 | 20284743.5872 | 1478867.319 | 8995618.5048 | 0 | 23101756.1908 | 53860985.6018 | 133.3521 | 0.15576 | 148312.8902 | 345786.6311 | 3023.5589 | 7049.3282
1 | 5400 | 707 | 0.04 | 15 | 15 | 7 | 1.7783e-13 | 5spot_SharedNeighbor | Water | Porous | Wet | R245fa | MinimizeLCOE_Brownfield | IgnoreSilica | 1.632 | 0.64976 | 0.066646 | 4 | 88961.5659 | 204345.18 | 1813.6019 | 4165.8529 | 165.6388 | 0 | 254.0236 | 359556.2749 | 20419.3328 | 233990.1384 | 111833.6799 | 0 | 71447.0742 | 0 | 310926.1351 | 808966.0238 | 552135.9338 | 2469274.5928 | 961560.8286 | 20284743.5872 | 20284743.5872 | 1478867.319 | 8995618.5048 | 0 | 23715579.0087 | 54474808.4197 | 177.8279 | 0.26658 | 88961.5659 | 204345.18 | 1813.6019 | 4165.8529
1 | 5400 | 707 | 0.04 | 15 | 15 | 7 | 2.3714e-13 | 5spot_SharedNeighbor | Water | Porous | Wet | R245fa | MinimizeLCOE_Brownfield | IgnoreSilica | 2.1182 | 0.95549 | 0.10969 | 4 | 55971.1036 | 126077.9159 | 1141.0467 | 2570.2688 | 176.8162 | 0 | 337.8898 | 492809.1158 | 31553.3776 | 315971.7948 | 149327.4224 | 0 | 79320.7878 | 0 | 416903.1743 | 1084696.541 | 740327.6775 | 3310909.8911 | 961560.8286 | 20284743.5872 | 20284743.5872 | 1478867.319 | 8995618.5048 | 0 | 24557214.3069 | 55316443.718 | 237.1374 | 0.43875 | 55971.1036 | 126077.9159 | 1141.0467 | 2570.2688
1 | 5400 | 707 | 0.04 | 15 | 15 | 7 | 3.1623e-13 | 5spot_SharedNeighbor | Water | Porous | Wet | R245fa | MinimizeLCOE_Brownfield | IgnoreSilica | 2.7211 | 1.4071 | 0.16622 | 4 | 38487.578 | 84749.2134 | 784.6213 | 1727.7273 | 185.8326 | 0 | 439.7595 | 648281.0646 | 41962.8418 | 430361.8556 | 193827.9317 | 0 | 88091.5647 | 0 | 546984.8508 | 1423142.3797 | 971323.9168 | 4343976.4056 | 961560.8286 | 20284743.5872 | 20284743.5872 | 1478867.319 | 8995618.5048 | 0 | 25590280.8215 | 56349510.2325 | 316.2278 | 0.6649 | 38487.578 | 84749.2134 | 784.6213 | 1727.7273
1 | 5400 | 707 | 0.04 | 15 | 15 | 7 | 4.217e-13 | 5spot_SharedNeighbor | Water | Porous | Wet | R245fa | MinimizeLCOE_Brownfield | IgnoreSilica | 3.5184 | 2.0096 | 0.24069 | 4 | 27879.3851 | 59827.8423 | 568.359 | 1219.6715 | 193.467 | 0 | 575.5254 | 832143.2339 | 53854.6053 | 572362.8472 | 248977.1157 | 0 | 99203.7237 | 0 | 704551.1951 | 1833097.6862 | 1251126.8372 | 5595317.2443 | 961560.8286 | 20284743.5872 | 20284743.5872 | 1478867.319 | 8995618.5048 | 0 | 26841621.6602 | 57600851.0712 | 421.6965 | 0.96278 | 27879.3851 | 59827.8423 | 568.359 | 1219.6715
1 | 5400 | 707 | 0.04 | 15 | 15 | 7 | 5.6234e-13 | 5spot_SharedNeighbor | Water | Porous | Wet | R245fa | MinimizeLCOE_Brownfield | IgnoreSilica | 4.5842 | 2.8191 | 0.34063 | 4 | 20842.3206 | 43417.604 | 424.8989 | 885.1266 | 199.8216 | 0 | 89.0967 | 1055261.4421 | 68253.2622 | 750364.159 | 321805.3176 | 0 | 113371.8032 | 0 | 900531.8338 | 2342999.107 | 1599145.0343 | 7151731.9591 | 961560.8286 | 20284743.5872 | 20284743.5872 | 1478867.319 | 8995618.5048 | 0 | 28398036.375 | 59157265.786 | 562.3413 | 1.3625 | 20842.3206 | 43417.604 | 424.8989 | 885.1266
1 | 5400 | 707 | 0.04 | 15 | 15 | 7 | 7.4989e-13 | 5spot_SharedNeighbor | Water | Porous | Wet | R245fa | MinimizeLCOE_Brownfield | IgnoreSilica | 5.9654 | 3.8716 | 0.47091 | 4 | 16074.9409 | 32404.5317 | 327.7094 | 660.6102 | 204.8373 | 0 | 89.766 | 1318914.5166 | 85225.6998 | 967157.9595 | 415671.7125 | 0 | 129566.7281 | 0 | 1137449.2804 | 2959409.7048 | 2019857.9333 | 9033253.535 | 961560.8286 | 20284743.5872 | 20284743.5872 | 1478867.319 | 8995618.5048 | 0 | 30279557.9509 | 61038787.3619 | 749.8942 | 1.8836 | 16074.9409 | 32404.5317 | 327.7094 | 660.6102
1 | 5400 | 707 | 0.04 | 15 | 15 | 7 | 1e-12 | 5spot_SharedNeighbor | Water | Porous | Wet | R245fa | MinimizeLCOE_Brownfield | IgnoreSilica | 7.7831 | 5.2513 | 0.64164 | 4 | 12697.8413 | 24682.4261 | 258.8627 | 503.1846 | 208.652 | 0 | 74.1659 | 1634641.4396 | 105495.8381 | 1234241.0384 | 538712.9423 | 0 | 149361.5124 | 0 | 1428356.5806 | 3716290.8264 | 2536444.8512 | 11343545.0289 | 961560.8286 | 20284743.5872 | 20284743.5872 | 1478867.319 | 8995618.5048 | 0 | 32589849.4448 | 63349078.8558 | 1000 | 2.5666 | 12697.8413 | 24682.4261 | 258.8627 | 503.1846
1 | 5400 | 707 | 0.04 | 15 | 15 | 7 | 1.3335e-12 | 5spot_SharedNeighbor | Water | Porous | Wet | R245fa | MinimizeLCOE_Brownfield | IgnoreSilica | 10.1601 | 7.0863 | 0.86978 | 4 | 10192.5242 | 19033.6496 | 207.7884 | 388.0267 | 212.0422 | 0 | 88.5606 | 2019298.6422 | 130119.4426 | 1568635.7813 | 699911.8042 | 0 | 171451.0505 | 0 | 1789872.5211 | 4656881.1466 | 3178417.0719 | 14214587.4606 | 961560.8286 | 20284743.5872 | 20284743.5872 | 1478867.319 | 8995618.5048 | 0 | 35460891.8764 | 66220121.2875 | 1333.5214 | 3.4791 | 10192.5242 | 19033.6496 | 207.7884 | 388.0267
1 | 5400 | 707 | 0.04 | 15 | 15 | 7 | 1.7783e-12 | 5spot_SharedNeighbor | Water | Porous | Wet | R245fa | MinimizeLCOE_Brownfield | IgnoreSilica | 13.3079 | 9.5034 | 1.17 | 4 | 8338.4054 | 14910.849 | 169.9897 | 303.9778 | 214.5262 | 0 | 98.7521 | 2484336.2732 | 159794.9013 | 1983757.8496 | 912972.229 | 0 | 198958.8111 | 0 | 2238529.825 | 5824195.4191 | 3975133.0488 | 17777678.3569 | 961560.8286 | 20284743.5872 | 20284743.5872 | 1478867.319 | 8995618.5048 | 0 | 39023982.7728 | 69783212.1838 | 1778.2794 | 4.68 | 8338.4054 | 14910.849 | 169.9897 | 303.9778
1 | 5400 | 707 | 0.04 | 15 | 15 | 7 | 2.3714e-12 | 5spot_SharedNeighbor | Water | Porous | Wet | R245fa | MinimizeLCOE_Brownfield | IgnoreSilica | 17.4541 | 12.6903 | 1.5662 | 4 | 6935.9001 | 11845.7861 | 141.3977 | 241.4924 | 216.4552 | 0 | 108.3548 | 3048095.9352 | 195649.1204 | 2500131.9117 | 1193626.3847 | 0 | 231882.5163 | 0 | 2796060.4887 | 7274775.8407 | 4965183.9929 | 22205406.1907 | 961560.8286 | 20284743.5872 | 20284743.5872 | 1478867.319 | 8995618.5048 | 0 | 43451710.6065 | 74210940.0176 | 2371.3737 | 6.2648 | 6935.9001 | 11845.7861 | 141.3977 | 241.4924
1 | 5400 | 707 | 0.04 | 15 | 15 | 7 | 3.1623e-12 | 5spot_SharedNeighbor | Water | Porous | Wet | R245fa | MinimizeLCOE_Brownfield | IgnoreSilica | 22.9595 | 16.9242 | 2.0925 | 4 | 5855.1591 | 9530.1481 | 119.3653 | 194.285 | 217.9547 | 0 | 95.9988 | 3737440.8875 | 239332.8196 | 3147681.3486 | 1566198.2715 | 0 | 272349.8352 | 0 | 3495571.2334 | 9094759.309 | 6207360.107 | 27760693.8119 | 961560.8286 | 20284743.5872 | 20284743.5872 | 1478867.319 | 8995618.5048 | 0 | 49006998.2278 | 79766227.6388 | 3162.2777 | 8.3699 | 5855.1591 | 9530.1481 | 119.3653 | 194.285
1 | 5400 | 707 | 0.04 | 15 | 15 | 7 | 4.217e-12 | 5spot_SharedNeighbor | Water | Porous | Wet | R245fa | MinimizeLCOE_Brownfield | IgnoreSilica | 30.2138 | 22.5054 | 2.7865 | 4 | 5018.1972 | 7777.9009 | 102.3027 | 158.563 | 219.1056 | 0 | 99.0828 | 4574554.769 | 292178.0213 | 3953793.1529 | 2057172.7536 | 0 | 321172.0988 | 0 | 4367559.6103 | 11363494.1963 | 7755818.2854 | 34685742.8875 | 961560.8286 | 20284743.5872 | 20284743.5872 | 1478867.319 | 8995618.5048 | 0 | 55932047.3034 | 86691276.7144 | 4216.965 | 11.1458 | 5018.1972 | 7777.9009 | 102.3027 | 158.563
1 | 5400 | 707 | 0.04 | 15 | 15 | 7 | 5.6234e-12 | 5spot_SharedNeighbor | Water | Porous | Wet | R245fa | MinimizeLCOE_Brownfield | IgnoreSilica | 39.7394 | 29.8354 | 3.698 | 4 | 4363.6843 | 6443.1344 | 88.9596 | 131.352 | 219.9824 | 0 | 106.9903 | 5588446.7022 | 355925.4008 | 4954158.2537 | 2701912.0282 | 0 | 380111.0011 | 0 | 5452415.8205 | 14186067.5207 | 9682282.5774 | 43301319.3044 | 961560.8286 | 20284743.5872 | 20284743.5872 | 1478867.319 | 8995618.5048 | 0 | 64547623.7203 | 95306853.1313 | 5623.4133 | 14.792 | 4363.6843 | 6443.1344 | 88.9596 | 131.352
1 | 5400 | 707 | 0.04 | 15 | 15 | 7 | 7.4989e-12 | 5spot_SharedNeighbor | Water | Porous | Wet | R245fa | MinimizeLCOE_Brownfield | IgnoreSilica | 52.1358 | 39.3632 | 4.8827 | 4 | 3849.2319 | 5424.1432 | 78.4718 | 110.5785 | 220.6132 | 0 | 109.9715 | 6805515.0031 | 432126.0698 | 6183826.3692 | 3540505.7603 | 0 | 450921.9755 | 0 | 6791029.1194 | 17668864.737 | 12059363.2419 | 53932152.2761 | 961560.8286 | 20284743.5872 | 20284743.5872 | 1478867.319 | 8995618.5048 | 0 | 75178456.692 | 105937686.103 | 7498.9421 | 19.5308 | 3849.2319 | 5424.1432 | 78.4718 | 110.5785
1 | 5400 | 707 | 0.04 | 15 | 15 | 7 | 1e-11 | 5spot_SharedNeighbor | Water | Porous | Wet | R245fa | MinimizeLCOE_Brownfield | IgnoreSilica | 67.9365 | 51.4295 | 6.3821 | 4 | 3447.4483 | 4652.3526 | 70.2809 | 94.8445 | 220.9118 | 0 | 90.1828 | 8232244.4153 | 521069.2536 | 7658688.517 | 4608294.8568 | 0 | 534732.7297 | 0 | 8406461.6112 | 21871888.71 | 14928013.467 | 66761393.5606 | 961560.8286 | 20284743.5872 | 20284743.5872 | 1478867.319 | 8995618.5048 | 0 | 88007697.9765 | 118766927.3875 | 10000 | 25.5284 | 3447.4483 | 4652.3526 | 70.2809 | 94.8445
1 | 5400 | 707 | 0.04 | 15 | 15 | 7 | 1.3335e-11 | 5spot_SharedNeighbor | Water | Porous | Wet | R245fa | MinimizeLCOE_Brownfield | IgnoreSilica | 87.5079 | 66.0952 | 8.2001 | 4 | 3139.3256 | 4077.0933 | 63.9994 | 83.1171 | 220.6567 | 0 | 121.0999 | 9843834.1122 | 621106.0081 | 9360961.1757 | 5926645.8279 | 0 | 633761.6162 | 0 | 10290660.4086 | 26774187.4786 | 18273933.1087 | 81725089.736 | 961560.8286 | 20284743.5872 | 20284743.5872 | 1478867.319 | 8995618.5048 | 0 | 102971394.1519 | 133730623.5629 | 13335.2143 | 32.8005 | 3139.3256 | 4077.0933 | 63.9994 | 83.1171
1 | 5400 | 707 | 0.04 | 15 | 15 | 7 | 1.7783e-11 | 5spot_SharedNeighbor | Water | Porous | Wet | R245fa | MinimizeLCOE_Brownfield | IgnoreSilica | 110.6937 | 82.8249 | 10.2635 | 4 | 2911.3983 | 3660.6337 | 59.3528 | 74.627 | 219.6055 | 0 | 138.9194 | 11562912.1043 | 727377.1352 | 11212784.8617 | 7478581.4607 | 0 | 749261.8338 | 0 | 12375057.7843 | 32197361.8815 | 21975361.0737 | 98278698.1352 | 961560.8286 | 20284743.5872 | 20284743.5872 | 1478867.319 | 8995618.5048 | 0 | 119525002.5511 | 150284231.9621 | 17782.7941 | 41.0542 | 2911.3983 | 3660.6337 | 59.3528 | 74.627
1 | 5400 | 707 | 0.04 | 15 | 15 | 7 | 2.3714e-11 | 5spot_SharedNeighbor | Water | Porous | Wet | R245fa | MinimizeLCOE_Brownfield | IgnoreSilica | 136.5916 | 100.4161 | 12.4148 | 4 | 2751.4233 | 3370.8305 | 56.0915 | 68.7189 | 217.6601 | 0 | 147.1727 | 13267444.4915 | 832356.5111 | 13080594.2259 | 9194332.5569 | 0 | 879892.6827 | 0 | 14529301.9826 | 37802263.389 | 25800821.5218 | 115387007.3614 | 961560.8286 | 20284743.5872 | 20284743.5872 | 1478867.319 | 8995618.5048 | 0 | 136633311.7773 | 167392541.1883 | 23713.7371 | 49.6591 | 2751.4233 | 3370.8305 | 56.0915 | 68.7189
1 | 5400 | 707 | 0.04 | 15 | 15 | 7 | 3.1623e-11 | 5spot_SharedNeighbor | Water | Porous | Wet | R245fa | MinimizeLCOE_Brownfield | IgnoreSilica | 163.6562 | 117.7828 | 14.5217 | 4 | 2639.7499 | 3169.2892 | 53.8149 | 64.6102 | 215.3577 | 0 | 160.5779 | 14869214.0056 | 930688.3973 | 14861075.3999 | 10970295.1608 | 0 | 1015620.6559 | 0 | 16632288.5116 | 43273802.9557 | 29535259.705 | 132088244.7918 | 961560.8286 | 20284743.5872 | 20284743.5872 | 1478867.319 | 8995618.5048 | 0 | 153334549.2077 | 184093778.6187 | 31622.7766 | 58.0868 | 2639.7499 | 3169.2892 | 53.8149 | 64.6102
1 | 5400 | 707 | 0.04 | 15 | 15 | 7 | 4.217e-11 | 5spot_SharedNeighbor | Water | Porous | Wet | R245fa | MinimizeLCOE_Brownfield | IgnoreSilica | 186.8498 | 131.627 | 16.2194 | 4 | 2567.6646 | 3041.7754 | 52.3453 | 62.0107 | 213.085 | 0 | 131.1643 | 16098751.2698 | 1005977.9076 | 16242792.1682 | 12474558.2709 | 0 | 1102701.7827 | 0 | 18300664.7457 | 47614575.6858 | 32497926.2873 | 145337948.118 | 961560.8286 | 20284743.5872 | 20284743.5872 | 1478867.319 | 8995618.5048 | 0 | 166584252.5338 | 197343481.9449 | 42169.6503 | 64.8777 | 2567.6646 | 3041.7754 | 52.3453 | 62.0107
1 | 5400 | 707 | 0.04 | 15 | 15 | 7 | 5.6234e-11 | 5spot_SharedNeighbor | Water | Porous | Wet | R245fa | MinimizeLCOE_Brownfield | IgnoreSilica | 194.7024 | 136.061 | 16.9288 | 4 | 2516.5381 | 2970.7831 | 51.303 | 60.5634 | 212.2437 | 0 | 201.435 | 16484734.6902 | 1029580.9539 | 16679061.4766 | 12979600.2479 | 0 | 986211.7662 | 0 | 18782083.7625 | 48867129.215 | 33352819.8083 | 149161221.9207 | 961560.8286 | 20284743.5872 | 20284743.5872 | 1478867.319 | 8995618.5048 | 0 | 170407526.3365 | 201166755.7476 | 56234.1325 | 67.7151 | 2516.5381 | 2970.7831 | 51.303 | 60.5634
1 | 5400 | 707 | 0.04 | 15 | 15 | 7 | 7.4989e-11 | 5spot_SharedNeighbor | Water | Porous | Wet | R245fa | MinimizeLCOE_Brownfield | IgnoreSilica | 200.938 | 139.4913 | 17.4908 | 4 | 2477.3928 | 2917.0424 | 50.505 | 59.4679 | 211.5549 | 0 | 418.0595 | 16780923.092 | 1047682.8855 | 17014621.5852 | 13379078.4299 | 0 | 879156.5102 | 0 | 19149570.3761 | 49823254.0016 | 34005394.6216 | 152079681.5021 | 961560.8286 | 20284743.5872 | 20284743.5872 | 1478867.319 | 8995618.5048 | 0 | 173325985.9179 | 204085215.329 | 74989.4209 | 69.9631 | 2477.3928 | 2917.0424 | 50.505 | 59.4679
1 | 5400 | 707 | 0.04 | 15 | 15 | 7 | 1e-10 | 5spot_SharedNeighbor | Water | Porous | Wet | R245fa | MinimizeLCOE_Brownfield | IgnoreSilica | 207.5 | 143.0644 | 18.0316 | 4 | 2446.8248 | 2873.288 | 49.8818 | 58.5759 | 210.8488 | 0 | 244.6619 | 17087279.3842 | 1066397.1554 | 17362404.4992 | 13798617.1926 | 0 | 805258.2192 | 0 | 19546783.0157 | 50856719.8104 | 34710756.2717 | 155234215.5483 | 961560.8286 | 20284743.5872 | 20284743.5872 | 1478867.319 | 8995618.5048 | 0 | 176480519.9642 | 207239749.3752 | 100000 | 72.1263 | 2446.8248 | 2873.288 | 49.8818 | 58.5759
1 | 5400 | 707 | 0.04 | 15 | 15 | 7 | 1.3335e-10 | 5spot_SharedNeighbor | Water | Porous | Wet | R245fa | MinimizeLCOE_Brownfield | IgnoreSilica | 208.7077 | 143.6877 | 18.2254 | 4 | 2424.1427 | 2846.0715 | 49.4194 | 58.021 | 210.6999 | 0 | 265.3257 | 17140502.2645 | 1069647.4295 | 17422896.4074 | 13874909.0467 | 0 | 690482.1124 | 0 | 19577390.5316 | 50936354.2883 | 34765108.4392 | 155477290.5196 | 961560.8286 | 20284743.5872 | 20284743.5872 | 1478867.319 | 8995618.5048 | 0 | 176723594.9355 | 207482824.3465 | 133352.1432 | 72.9015 | 2424.1427 | 2846.0715 | 49.4194 | 58.021
1 | 5400 | 707 | 0.04 | 15 | 15 | 7 | 1.7783e-10 | 5spot_SharedNeighbor | Water | Porous | Wet | R245fa | MinimizeLCOE_Brownfield | IgnoreSilica | 211.4092 | 145.0937 | 18.4728 | 4 | 2406.9439 | 2823.2213 | 49.0688 | 57.5552 | 210.3808 | 0 | 333.958 | 17260313.9905 | 1076963.2241 | 17559149.0249 | 14045919.8788 | 0 | 620403.3484 | 0 | 19719472.292 | 51306021.8838 | 35017414.169 | 156605657.8114 | 961560.8286 | 20284743.5872 | 20284743.5872 | 1478867.319 | 8995618.5048 | 0 | 177851962.2273 | 208611191.6383 | 177827.941 | 73.8912 | 2406.9439 | 2823.2213 | 49.0688 | 57.5552
1 | 5400 | 707 | 0.04 | 15 | 15 | 7 | 2.3714e-10 | 5spot_SharedNeighbor | Water | Porous | Wet | R245fa | MinimizeLCOE_Brownfield | IgnoreSilica | 213.4017 | 146.1199 | 18.6577 | 4 | 2393.8535 | 2806.0053 | 48.8019 | 57.2042 | 210.1429 | 0 | 346.5104 | 17347560.6507 | 1082289.7024 | 17658434.9933 | 14171981.759 | 0 | 561844.1395 | 0 | 19820623.3855 | 51569196.2802 | 35197036.1023 | 157408967.0129 | 961560.8286 | 20284743.5872 | 20284743.5872 | 1478867.319 | 8995618.5048 | 0 | 178655271.4288 | 209414500.8398 | 237137.3706 | 74.6308 | 2393.8535 | 2806.0053 | 48.8019 | 57.2042
1 | 5400 | 707 | 0.04 | 15 | 15 | 7 | 3.1623e-10 | 5spot_SharedNeighbor | Water | Porous | Wet | R245fa | MinimizeLCOE_Brownfield | IgnoreSilica | 214.8413 | 146.8554 | 18.794 | 4 | 2383.9071 | 2793.0698 | 48.5992 | 56.9405 | 209.9695 | 0 | 351.5803 | 17409980.5471 | 1086100.0395 | 17729502.8351 | 14263014.179 | 0 | 513481.4277 | 0 | 19890810.8211 | 51751809.5901 | 35321673.4386 | 157966372.8783 | 961560.8286 | 20284743.5872 | 20284743.5872 | 1478867.319 | 8995618.5048 | 0 | 179212677.2941 | 209971906.7052 | 316227.766 | 75.176 | 2383.9071 | 2793.0698 | 48.5992 | 56.9405
1 | 5400 | 707 | 0.04 | 15 | 15 | 7 | 4.217e-10 | 5spot_SharedNeighbor | Water | Porous | Wet | R245fa | MinimizeLCOE_Brownfield | IgnoreSilica | 215.8649 | 147.3752 | 18.8935 | 4 | 2376.3618 | 2783.3701 | 48.4454 | 56.7428 | 209.8453 | 0 | 349.0476 | 17454043.5664 | 1088789.5823 | 17779687.83 | 14327725.5492 | 0 | 474008.9664 | 0 | 19938459.6428 | 51875782.05 | 35406287.1899 | 158344784.3769 | 961560.8286 | 20284743.5872 | 20284743.5872 | 1478867.319 | 8995618.5048 | 0 | 179591088.7928 | 210350318.2038 | 421696.5034 | 75.574 | 2376.3618 | 2783.3701 | 48.4454 | 56.7428
1 | 5400 | 707 | 0.04 | 15 | 15 | 7 | 5.6234e-10 | 5spot_SharedNeighbor | Water | Porous | Wet | R245fa | MinimizeLCOE_Brownfield | IgnoreSilica | 216.5876 | 147.7404 | 18.9658 | 4 | 2370.6471 | 2776.1038 | 48.3288 | 56.5946 | 209.7571 | 0 | 423.554 | 17484975.6958 | 1090677.5241 | 17814926.0924 | 14373393.6676 | 0 | 442196.6836 | 0 | 19970406.1687 | 51958900.3575 | 35463017.1426 | 158598493.3323 | 961560.8286 | 20284743.5872 | 20284743.5872 | 1478867.319 | 8995618.5048 | 0 | 179844797.7481 | 210604027.1592 | 562341.3252 | 75.8632 | 2370.6471 | 2776.1038 | 48.3288 | 56.5946
1 | 5400 | 707 | 0.04 | 15 | 15 | 7 | 7.4989e-10 | 5spot_SharedNeighbor | Water | Porous | Wet | R245fa | MinimizeLCOE_Brownfield | IgnoreSilica | 217.1017 | 147.9993 | 19.0186 | 4 | 2366.3251 | 2770.6565 | 48.2407 | 56.4836 | 209.694 | 0 | 422.101 | 17506893.9491 | 1092015.2491 | 17839899.8841 | 14405880.6295 | 0 | 416930.1737 | 0 | 19992031.7553 | 52015165.6977 | 35501419.3934 | 158770236.7317 | 961560.8286 | 20284743.5872 | 20284743.5872 | 1478867.319 | 8995618.5048 | 0 | 180016541.1476 | 210775770.5586 | 749894.2093 | 76.0743 | 2366.3251 | 2770.6565 | 48.2407 | 56.4836
1 | 5400 | 707 | 0.04 | 15 | 15 | 7 | 1e-09 | 5spot_SharedNeighbor | Water | Porous | Wet | R245fa | MinimizeLCOE_Brownfield | IgnoreSilica | 217.4501 | 148.1741 | 19.0561 | 4 | 2363.0609 | 2766.5952 | 48.1742 | 56.4008 | 209.6511 | 0 | 425.5523 | 17521689.1891 | 1092918.2132 | 17856759.6604 | 14427887.6448 | 0 | 396823.2407 | 0 | 20005470.3998 | 52050130.2941 | 35525283.4489 | 158876962.0911 | 961560.8286 | 20284743.5872 | 20284743.5872 | 1478867.319 | 8995618.5048 | 0 | 180123266.507 | 210882495.918 | 1000000 | 76.2246 | 2363.0609 | 2766.5952 | 48.1742 | 56.4008
1 | 5400 | 707 | 0.04 | 15 | 15 | 7 | 1.3335e-09 | 5spot_SharedNeighbor | Water | Porous | Wet | R245fa | MinimizeLCOE_Brownfield | IgnoreSilica | 217.6935 | 148.296 | 19.0833 | 4 | 2360.5986 | 2763.5578 | 48.124 | 56.3389 | 209.6209 | 0 | 413.5584 | 17531997.1272 | 1093547.3018 | 17868506.9211 | 14443259.0739 | 0 | 381090.1516 | 0 | 20014176.2245 | 52072781.0641 | 35540743.0649 | 158946100.9291 | 961560.8286 | 20284743.5872 | 20284743.5872 | 1478867.319 | 8995618.5048 | 0 | 180192405.345 | 210951634.756 | 1333521.4322 | 76.3334 | 2360.5986 | 2763.5578 | 48.124 | 56.3389
1 | 5400 | 707 | 0.04 | 15 | 15 | 7 | 1.7783e-09 | 5spot_SharedNeighbor | Water | Porous | Wet | R245fa | MinimizeLCOE_Brownfield | IgnoreSilica | 218.3346 | 148.6203 | 19.1305 | 4 | 2358.5687 | 2760.5337 | 48.0826 | 56.2772 | 209.5441 | 0 | 408.6537 | 17559414.6197 | 1095220.5294 | 17899756.5667 | 14483808.7128 | 0 | 373951.464 | 0 | 20050739.2381 | 52167910.5254 | 35605670.877 | 159236472.5332 | 961560.8286 | 20284743.5872 | 20284743.5872 | 1478867.319 | 8995618.5048 | 0 | 180482776.9491 | 211242006.3601 | 1778279.41 | 76.5222 | 2358.5687 | 2760.5337 | 48.0826 | 56.2772
1 | 5400 | 707 | 0.04 | 15 | 15 | 7 | 2.3714e-09 | 5spot_SharedNeighbor | Water | Porous | Wet | R245fa | MinimizeLCOE_Brownfield | IgnoreSilica | 218.4512 | 148.6782 | 19.1446 | 4 | 2357.2024 | 2758.8729 | 48.0548 | 56.2434 | 209.5295 | 0 | 408.0434 | 17564313.9854 | 1095519.5191 | 17905341.2969 | 14491173.2898 | 0 | 364737.9254 | 0 | 20054223.5465 | 52176975.9811 | 35611858.2367 | 159264143.781 | 961560.8286 | 20284743.5872 | 20284743.5872 | 1478867.319 | 8995618.5048 | 0 | 180510448.1968 | 211269677.6079 | 2371373.7057 | 76.5783 | 2357.2024 | 2758.8729 | 48.0548 | 56.2434
1 | 5400 | 707 | 0.04 | 15 | 15 | 7 | 3.1623e-09 | 5spot_SharedNeighbor | Water | Porous | Wet | R245fa | MinimizeLCOE_Brownfield | IgnoreSilica | 218.5413 | 148.7229 | 19.1552 | 4 | 2356.1748 | 2757.6218 | 48.0338 | 56.2179 | 209.5182 | 0 | 414.1343 | 17568092.8809 | 1095750.1292 | 17909648.9359 | 14496854.291 | 0 | 357777.4829 | 0 | 20056968.2507 | 52184117.1385 | 35616732.2234 | 159285941.3326 | 961560.8286 | 20284743.5872 | 20284743.5872 | 1478867.319 | 8995618.5048 | 0 | 180532245.7484 | 211291475.1595 | 3162277.6602 | 76.6209 | 2356.1748 | 2757.6218 | 48.0338 | 56.2179
1 | 5400 | 707 | 0.04 | 15 | 15 | 7 | 4.217e-09 | 5spot_SharedNeighbor | Water | Porous | Wet | R245fa | MinimizeLCOE_Brownfield | IgnoreSilica | 218.6 | 148.752 | 19.1627 | 4 | 2355.4026 | 2756.6923 | 48.0181 | 56.1989 | 209.5107 | 0 | 412.5839 | 17570551.0165 | 1095900.1382 | 17912451.0701 | 14500560.5081 | 0 | 352387.7914 | 0 | 20058421.7045 | 52187898.727 | 35619313.2352 | 159297484.1909 | 961560.8286 | 20284743.5872 | 20284743.5872 | 1478867.319 | 8995618.5048 | 0 | 180543788.6068 | 211303018.0178 | 4216965.0343 | 76.6509 | 2355.4026 | 2756.6923 | 48.0181 | 56.1989
1 | 5400 | 707 | 0.04 | 15 | 15 | 7 | 5.6234e-09 | 5spot_SharedNeighbor | Water | Porous | Wet | R245fa | MinimizeLCOE_Brownfield | IgnoreSilica | 218.6487 | 148.7762 | 19.1686 | 4 | 2354.8224 | 2755.9888 | 48.0062 | 56.1846 | 209.5046 | 0 | 407.4072 | 17572591.8627 | 1096024.6814 | 17914777.5518 | 14503632.9143 | 0 | 348380.4949 | 0 | 20059808.927 | 52191507.9954 | 35621776.6351 | 159308501.0626 | 961560.8286 | 20284743.5872 | 20284743.5872 | 1478867.319 | 8995618.5048 | 0 | 180554805.4785 | 211314034.8895 | 5623413.2519 | 76.6745 | 2354.8224 | 2755.9888 | 48.0062 | 56.1846
1 | 5400 | 707 | 0.04 | 15 | 15 | 7 | 7.4989e-09 | 5spot_SharedNeighbor | Water | Porous | Wet | R245fa | MinimizeLCOE_Brownfield | IgnoreSilica | 218.6681 | 148.7857 | 19.1721 | 4 | 2354.3868 | 2755.4809 | 47.9974 | 56.1742 | 209.502 | 0 | 408.177 | 17573392.6499 | 1096073.5496 | 17915690.4249 | 14504857.3933 | 0 | 345123.3459 | 0 | 20059703.5718 | 52191233.8828 | 35621589.5476 | 159307664.3656 | 961560.8286 | 20284743.5872 | 20284743.5872 | 1478867.319 | 8995618.5048 | 0 | 180553968.7815 | 211313198.1925 | 7498942.0933 | 76.6883 | 2354.3868 | 2755.4809 | 47.9974 | 56.1742
1 | 5400 | 707 | 0.04 | 15 | 15 | 7 | 1e-08 | 5spot_SharedNeighbor | Water | Porous | Wet | R245fa | MinimizeLCOE_Brownfield | IgnoreSilica | 218.6876 | 148.7952 | 19.1749 | 4 | 2354.0598 | 2755.0939 | 47.9907 | 56.1663 | 209.4995 | 0 | 406.9669 | 17574200.9953 | 1096122.8789 | 17916611.9189 | 14506083.3978 | 0 | 342737.8641 | 0 | 20059945.2515 | 52191862.6839 | 35622018.7173 | 159309583.7078 | 961560.8286 | 20284743.5872 | 20284743.5872 | 1478867.319 | 8995618.5048 | 0 | 180555888.1237 | 211315117.5347 | 10000000 | 76.6998 | 2354.0598 | 2755.0939 | 47.9907 | 56.1663
1 | 5500 | 707 | 0.04 | 15 | 15 | 7 | 1e-13 | 5spot_SharedNeighbor | Water | Porous | Wet | R245fa | MinimizeLCOE_Brownfield | IgnoreSilica | 1.0155 | 0.30343 | 0.022692 | 4 | 255545.5136 | 602477.9311 | 5209.6409 | 12282.3275 | 141.9557 | 0 | 60.9883 | 192403.2567 | 9006.0582 | 129249.5986 | 69886.5455 | 0 | 60128.4108 | 0 | 179662.8092 | 467445.7757 | 319041.347 | 1426823.8017 | 961560.8286 | 20807313.0041 | 20807313.0041 | 1478867.319 | 9204646.2715 | 0 | 23195697.6344 | 54686524.2291 | 100 | 0.090769 | 255545.5136 | 602477.9311 | 5209.6409 | 12282.3275
1 | 5500 | 707 | 0.04 | 15 | 15 | 7 | 1.3335e-13 | 5spot_SharedNeighbor | Water | Porous | Wet | R245fa | MinimizeLCOE_Brownfield | IgnoreSilica | 1.3128 | 0.4702 | 0.04335 | 4 | 136789.6589 | 318395.5846 | 2788.6422 | 6490.9247 | 156.5191 | 0 | 61.2738 | 277063.1437 | 14546.9519 | 181729.6547 | 90284.7559 | 0 | 66199.1158 | 0 | 245631.2126 | 639082.0293 | 436186.6168 | 1950723.4807 | 961560.8286 | 20807313.0041 | 20807313.0041 | 1478867.319 | 9204646.2715 | 0 | 23719597.3134 | 55210423.9081 | 133.3521 | 0.1734 | 136789.6589 | 318395.5846 | 2788.6422 | 6490.9247
1 | 5500 | 707 | 0.04 | 15 | 15 | 7 | 1.7783e-13 | 5spot_SharedNeighbor | Water | Porous | Wet | R245fa | MinimizeLCOE_Brownfield | IgnoreSilica | 1.6903 | 0.7011 | 0.074491 | 4 | 81848.7234 | 187535.554 | 1668.5969 | 3823.1659 | 169.2172 | 0 | 263.9198 | 384651.1857 | 22618.3324 | 248044.6827 | 117806.8252 | 0 | 72487.7815 | 0 | 329787.4349 | 858039.2569 | 585629.4238 | 2619064.9232 | 961560.8286 | 20807313.0041 | 20807313.0041 | 1478867.319 | 9204646.2715 | 0 | 24387938.7559 | 55878765.3505 | 177.8279 | 0.29796 | 81848.7234 | 187535.554 | 1668.5969 | 3823.1659
1 | 5500 | 707 | 0.04 | 15 | 15 | 7 | 2.3714e-13 | 5spot_SharedNeighbor | Water | Porous | Wet | R245fa | MinimizeLCOE_Brownfield | IgnoreSilica | 2.1571 | 1.02 | 0.11893 | 4 | 53039.2194 | 119237.592 | 1081.2762 | 2430.8196 | 179.7877 | 0 | 343.2046 | 517625.688 | 33483.5343 | 332720.3111 | 155311.1348 | 0 | 78653.4192 | 0 | 435939.6941 | 1134225.6604 | 774132.3192 | 3462091.761 | 961560.8286 | 20807313.0041 | 20807313.0041 | 1478867.319 | 9204646.2715 | 0 | 25230965.5938 | 56721792.1884 | 237.1374 | 0.4757 | 53039.2194 | 119237.592 | 1081.2762 | 2430.8196
1 | 5500 | 707 | 0.04 | 15 | 15 | 7 | 3.1623e-13 | 5spot_SharedNeighbor | Water | Porous | Wet | R245fa | MinimizeLCOE_Brownfield | IgnoreSilica | 2.7989 | 1.5162 | 0.18024 | 4 | 36523.8196 | 80201.9993 | 744.5875 | 1635.0262 | 189.281 | 0 | 449.646 | 683095.6774 | 44216.4631 | 456876.1285 | 200743.1527 | 0 | 88582.3824 | 0 | 574670.3836 | 1495174.4571 | 1020487.2897 | 4563845.9347 | 961560.8286 | 20807313.0041 | 20807313.0041 | 1478867.319 | 9204646.2715 | 0 | 26332719.7674 | 57823546.3621 | 316.2278 | 0.72097 | 36523.8196 | 80201.9993 | 744.5875 | 1635.0262
1 | 5500 | 707 | 0.04 | 15 | 15 | 7 | 4.217e-13 | 5spot_SharedNeighbor | Water | Porous | Wet | R245fa | MinimizeLCOE_Brownfield | IgnoreSilica | 3.6157 | 2.1523 | 0.25915 | 4 | 26650.8414 | 57029.9403 | 543.3134 | 1162.6325 | 196.9496 | 0 | 586.3422 | 873171.0405 | 56504.8646 | 604665.0311 | 257323.4388 | 0 | 99449.4384 | 0 | 737534.3872 | 1918913.1864 | 1309697.6794 | 5857259.0664 | 961560.8286 | 20807313.0041 | 20807313.0041 | 1478867.319 | 9204646.2715 | 0 | 27626132.8991 | 59116959.4938 | 421.6965 | 1.0366 | 26650.8414 | 57029.9403 | 543.3134 | 1162.6325
1 | 5500 | 707 | 0.04 | 15 | 15 | 7 | 5.6234e-13 | 5spot_SharedNeighbor | Water | Porous | Wet | R245fa | MinimizeLCOE_Brownfield | IgnoreSilica | 4.689 | 2.9929 | 0.36351 | 4 | 20088.6051 | 41746.1056 | 409.5334 | 851.0508 | 203.2512 | 0 | 84.2249 | 1100563.4158 | 71172.6772 | 787155.4851 | 330892.9848 | 0 | 112575.8364 | 0 | 936920.5557 | 2437675.0972 | 1663763.343 | 7440719.3953 | 961560.8286 | 20807313.0041 | 20807313.0041 | 1478867.319 | 9204646.2715 | 0 | 29209593.228 | 60700419.8227 | 562.3413 | 1.454 | 20088.6051 | 41746.1056 | 409.5334 | 851.0508
1 | 5500 | 707 | 0.04 | 15 | 15 | 7 | 7.4989e-13 | 5spot_SharedNeighbor | Water | Porous | Wet | R245fa | MinimizeLCOE_Brownfield | IgnoreSilica | 6.1117 | 4.1109 | 0.50226 | 4 | 15516.4089 | 31191.0988 | 316.323 | 635.8727 | 208.343 | 0 | 54.6094 | 1375765.2857 | 88879.8235 | 1014693.0285 | 427960.0848 | 0 | 128927.8968 | 0 | 1184128.1866 | 3080858.6433 | 2102749.3294 | 9403962.2787 | 961560.8286 | 20807313.0041 | 20807313.0041 | 1478867.319 | 9204646.2715 | 0 | 31172836.1114 | 62663662.7061 | 749.8942 | 2.009 | 15516.4089 | 31191.0988 | 316.323 | 635.8727
1 | 5500 | 707 | 0.04 | 15 | 15 | 7 | 1e-12 | 5spot_SharedNeighbor | Water | Porous | Wet | R245fa | MinimizeLCOE_Brownfield | IgnoreSilica | 7.9365 | 5.5385 | 0.68006 | 4 | 12321.8851 | 23898.4583 | 251.1983 | 487.2024 | 212.0999 | 0 | 58.4838 | 1697139.7716 | 109501.7892 | 1287947.4433 | 552048.5152 | 0 | 146841.1279 | 0 | 1479456.6724 | 3849242.7834 | 2627187.2937 | 11749365.3968 | 961560.8286 | 20807313.0041 | 20807313.0041 | 1478867.319 | 9204646.2715 | 0 | 33518239.2295 | 65009065.8242 | 1000 | 2.7202 | 12321.8851 | 23898.4583 | 251.1983 | 487.2024
1 | 5500 | 707 | 0.04 | 15 | 15 | 7 | 1.3335e-12 | 5spot_SharedNeighbor | Water | Porous | Wet | R245fa | MinimizeLCOE_Brownfield | IgnoreSilica | 10.3453 | 7.4591 | 0.91993 | 4 | 9911.4258 | 18469.3769 | 202.0578 | 376.5232 | 215.5534 | 0 | 93.6287 | 2093690.2698 | 134873.18 | 1634299.7741 | 716246.9195 | 0 | 167790.3005 | 0 | 1851291.1731 | 4816679.8805 | 3287482.9913 | 14702354.4889 | 961560.8286 | 20807313.0041 | 20807313.0041 | 1478867.319 | 9204646.2715 | 0 | 36471228.3216 | 67962054.9162 | 1333.5214 | 3.6797 | 9911.4258 | 18469.3769 | 202.0578 | 376.5232
1 | 5500 | 707 | 0.04 | 15 | 15 | 7 | 1.7783e-12 | 5spot_SharedNeighbor | Water | Porous | Wet | R245fa | MinimizeLCOE_Brownfield | IgnoreSilica | 13.5396 | 9.9905 | 1.2358 | 4 | 8120.2242 | 14490.6909 | 165.5418 | 295.4123 | 218.0657 | 0 | 100.415 | 2573676.5435 | 165485.2299 | 2064694.8803 | 933647.3726 | 0 | 194023.7129 | 0 | 2313295.8183 | 6018721.197 | 4107900.8893 | 18371445.6438 | 961560.8286 | 20807313.0041 | 20807313.0041 | 1478867.319 | 9204646.2715 | 0 | 40140319.4766 | 71631146.0712 | 1778.2794 | 4.9433 | 8120.2242 | 14490.6909 | 165.5418 | 295.4123
1 | 5500 | 707 | 0.04 | 15 | 15 | 7 | 2.3714e-12 | 5spot_SharedNeighbor | Water | Porous | Wet | R245fa | MinimizeLCOE_Brownfield | IgnoreSilica | 17.7442 | 13.3262 | 1.6524 | 4 | 6762.5683 | 11526.9998 | 137.8641 | 234.9935 | 220.018 | 0 | 103.9749 | 3155413.9989 | 202460.6902 | 2599854.2143 | 1219834.0375 | 0 | 225373.2839 | 0 | 2887145.1277 | 7511759.3874 | 5126930.1331 | 22928770.8731 | 961560.8286 | 20807313.0041 | 20807313.0041 | 1478867.319 | 9204646.2715 | 0 | 44697644.7058 | 76188471.3005 | 2371.3737 | 6.6096 | 6762.5683 | 11526.9998 | 137.8641 | 234.9935
1 | 5500 | 707 | 0.04 | 15 | 15 | 7 | 3.1623e-12 | 5spot_SharedNeighbor | Water | Porous | Wet | R245fa | MinimizeLCOE_Brownfield | IgnoreSilica | 23.3273 | 17.7579 | 2.2058 | 4 | 5714.0832 | 9283.178 | 116.4893 | 189.2501 | 221.5376 | 0 | 107.5045 | 3867005.3653 | 247525.7461 | 3271125.334 | 1599731.8456 | 0 | 263969.9417 | 0 | 3607249.7108 | 9385323.7988 | 6405676.3418 | 28647608.0841 | 961560.8286 | 20807313.0041 | 20807313.0041 | 1478867.319 | 9204646.2715 | 0 | 50416481.9168 | 81907308.5115 | 3162.2777 | 8.8232 | 5714.0832 | 9283.178 | 116.4893 | 189.2501
1 | 5500 | 707 | 0.04 | 15 | 15 | 7 | 4.217e-12 | 5spot_SharedNeighbor | Water | Porous | Wet | R245fa | MinimizeLCOE_Brownfield | IgnoreSilica | 30.6937 | 23.6077 | 2.9364 | 4 | 4900.1433 | 7581.1904 | 99.896 | 154.5528 | 222.706 | 0 | 113.2299 | 4732454.4932 | 302123.3736 | 4107971.3874 | 2101062.8255 | 0 | 310764.5693 | 0 | 4506206.8931 | 11724225.9858 | 8002025.144 | 35786834.672 | 961560.8286 | 20807313.0041 | 20807313.0041 | 1478867.319 | 9204646.2715 | 0 | 57555708.5047 | 89046535.0994 | 4216.965 | 11.7457 | 4900.1433 | 7581.1904 | 99.896 | 154.5528
1 | 5500 | 707 | 0.04 | 15 | 15 | 7 | 5.6234e-12 | 5spot_SharedNeighbor | Water | Porous | Wet | R245fa | MinimizeLCOE_Brownfield | IgnoreSilica | 40.3648 | 31.2886 | 3.8959 | 4 | 4263.1827 | 6283.9698 | 86.9107 | 128.1072 | 223.5954 | 0 | 113.4856 | 5780540.3461 | 367974.4371 | 5146287.7547 | 2759159.3183 | 0 | 367266.9547 | 0 | 5624279.2362 | 14633220.8744 | 9987473.9294 | 44666202.8509 | 961560.8286 | 20807313.0041 | 20807313.0041 | 1478867.319 | 9204646.2715 | 0 | 66435076.6836 | 97925903.2783 | 5623.4133 | 15.5834 | 4263.1827 | 6283.9698 | 86.9107 | 128.1072
1 | 5500 | 707 | 0.04 | 15 | 15 | 7 | 7.4989e-12 | 5spot_SharedNeighbor | Water | Porous | Wet | R245fa | MinimizeLCOE_Brownfield | IgnoreSilica | 52.9252 | 41.252 | 5.1403 | 4 | 3762.844 | 5294.3974 | 76.7107 | 107.9335 | 224.2297 | 0 | 122.1728 | 7036273.4255 | 446538.2945 | 6420088.1559 | 3613694.4316 | 0 | 434899.8914 | 0 | 7001082.7375 | 18215381.1635 | 12432371.9328 | 55600330.0327 | 961560.8286 | 20807313.0041 | 20807313.0041 | 1478867.319 | 9204646.2715 | 0 | 77369203.8654 | 108860030.4601 | 7498.9421 | 20.5614 | 3762.844 | 5294.3974 | 76.7107 | 107.9335
1 | 5500 | 707 | 0.04 | 15 | 15 | 7 | 1e-11 | 5spot_SharedNeighbor | Water | Porous | Wet | R245fa | MinimizeLCOE_Brownfield | IgnoreSilica | 68.9085 | 53.8425 | 6.712 | 4 | 3372.2484 | 4545.1852 | 68.7478 | 92.6597 | 224.5137 | 0 | 121.178 | 8505547.2839 | 538064.5228 | 7944829.6527 | 4699711.7831 | 0 | 514980.9101 | 0 | 8659222.3195 | 22529520.2246 | 15376860.4886 | 68768737.1852 | 961560.8286 | 20807313.0041 | 20807313.0041 | 1478867.319 | 9204646.2715 | 0 | 90537611.018 | 122028437.6126 | 10000 | 26.8478 | 3372.2484 | 4545.1852 | 68.7478 | 92.6597
1 | 5500 | 707 | 0.04 | 15 | 15 | 7 | 1.3335e-11 | 5spot_SharedNeighbor | Water | Porous | Wet | R245fa | MinimizeLCOE_Brownfield | IgnoreSilica | 88.6721 | 69.1058 | 8.6124 | 4 | 3072.9649 | 3987.0748 | 62.6465 | 81.2819 | 224.215 | 0 | 121.4167 | 10161522.4716 | 640777.353 | 9700549.9648 | 6038077.9544 | 0 | 610192.1429 | 0 | 10588936.7558 | 27550241.349 | 18803605.8215 | 84093903.813 | 961560.8286 | 20807313.0041 | 20807313.0041 | 1478867.319 | 9204646.2715 | 0 | 105862777.6458 | 137353604.2404 | 13335.2143 | 34.4497 | 3072.9649 | 3987.0748 | 62.6465 | 81.2819
1 | 5500 | 707 | 0.04 | 15 | 15 | 7 | 1.7783e-11 | 5spot_SharedNeighbor | Water | Porous | Wet | R245fa | MinimizeLCOE_Brownfield | IgnoreSilica | 112.0043 | 86.4369 | 10.7593 | 4 | 2852.0702 | 3583.7803 | 58.1433 | 73.0602 | 223.0896 | 0 | 125.0403 | 11920633.1119 | 749439.4291 | 11602303.5725 | 7607621.7504 | 0 | 721956.9608 | 0 | 12714762.3816 | 33081203.5605 | 22578601.1808 | 100976521.9475 | 961560.8286 | 20807313.0041 | 20807313.0041 | 1478867.319 | 9204646.2715 | 0 | 122745395.7802 | 154236222.3749 | 17782.7941 | 43.0373 | 2852.0702 | 3583.7803 | 58.1433 | 73.0602
1 | 5500 | 707 | 0.04 | 15 | 15 | 7 | 2.3714e-11 | 5spot_SharedNeighbor | Water | Porous | Wet | R245fa | MinimizeLCOE_Brownfield | IgnoreSilica | 137.9559 | 104.5623 | 12.9855 | 4 | 2697.4162 | 3303.6868 | 54.9905 | 67.3501 | 221.0479 | 0 | 119.5965 | 13656505.394 | 856267.9304 | 13510921.0635 | 9335035.0154 | 0 | 849296.5393 | 0 | 14901130.1176 | 38769683.924 | 26461105.9154 | 118339945.8996 | 961560.8286 | 20807313.0041 | 20807313.0041 | 1478867.319 | 9204646.2715 | 0 | 140108819.7324 | 171599646.327 | 23713.7371 | 51.9419 | 2697.4162 | 3303.6868 | 54.9905 | 67.3501
1 | 5500 | 707 | 0.04 | 15 | 15 | 7 | 3.1623e-11 | 5spot_SharedNeighbor | Water | Porous | Wet | R245fa | MinimizeLCOE_Brownfield | IgnoreSilica | 165.0058 | 122.4264 | 15.1624 | 4 | 2589.1613 | 3108.3866 | 52.7836 | 63.3687 | 218.672 | 0 | 152.0372 | 15285933.1906 | 956223.695 | 15327973.9509 | 11119592.4931 | 0 | 982132.7906 | 0 | 17032023.8869 | 44313832.4052 | 30245101.1747 | 135262813.5869 | 961560.8286 | 20807313.0041 | 20807313.0041 | 1478867.319 | 9204646.2715 | 0 | 157031687.4197 | 188522514.0143 | 31622.7766 | 60.6496 | 2589.1613 | 3108.3866 | 52.7836 | 63.3687
1 | 5500 | 707 | 0.04 | 15 | 15 | 7 | 4.217e-11 | 5spot_SharedNeighbor | Water | Porous | Wet | R245fa | MinimizeLCOE_Brownfield | IgnoreSilica | 190.1601 | 137.8116 | 17.0278 | 4 | 2519.7275 | 2982.0712 | 51.3681 | 60.7936 | 216.1051 | 0 | 167.0645 | 16636152.4166 | 1038836.1282 | 16850522.6198 | 12758690.7836 | 0 | 1098344.0321 | 0 | 18869192.9324 | 49093769.4063 | 33507506.3959 | 149853014.7149 | 961560.8286 | 20807313.0041 | 20807313.0041 | 1478867.319 | 9204646.2715 | 0 | 171621888.5477 | 203112715.1423 | 42169.6503 | 68.1113 | 2519.7275 | 2982.0712 | 51.3681 | 60.7936
1 | 5500 | 707 | 0.04 | 15 | 15 | 7 | 5.6234e-11 | 5spot_SharedNeighbor | Water | Porous | Wet | R245fa | MinimizeLCOE_Brownfield | IgnoreSilica | 197.9427 | 142.2929 | 17.7435 | 4 | 2471.8178 | 2915.5137 | 50.3913 | 59.4367 | 215.2327 | 0 | 191.7216 | 17021316.0955 | 1062368.4547 | 17287461.5956 | 13260911.0147 | 0 | 981464.8444 | 0 | 19349273.5819 | 50342840.7782 | 34360023.2731 | 153665659.638 | 961560.8286 | 20807313.0041 | 20807313.0041 | 1478867.319 | 9204646.2715 | 0 | 175434533.4707 | 206925360.0654 | 56234.1325 | 70.9739 | 2471.8178 | 2915.5137 | 50.3913 | 59.4367
1 | 5500 | 707 | 0.04 | 15 | 15 | 7 | 7.4989e-11 | 5spot_SharedNeighbor | Water | Porous | Wet | R245fa | MinimizeLCOE_Brownfield | IgnoreSilica | 204.1124 | 145.7528 | 18.3089 | 4 | 2435.1592 | 2865.1519 | 49.644 | 58.41 | 214.5203 | 0 | 207.2735 | 17316373.625 | 1080385.7934 | 17622937.9476 | 13657580.6316 | 0 | 874531.6446 | 0 | 19715205.7604 | 51294921.2439 | 35009837.7542 | 156571774.4007 | 961560.8286 | 20807313.0041 | 20807313.0041 | 1478867.319 | 9204646.2715 | 0 | 178340648.2335 | 209831474.8281 | 74989.4209 | 73.2357 | 2435.1592 | 2865.1519 | 49.644 | 58.41
1 | 5500 | 707 | 0.04 | 15 | 15 | 7 | 1e-10 | 5spot_SharedNeighbor | Water | Porous | Wet | R245fa | MinimizeLCOE_Brownfield | IgnoreSilica | 208.8982 | 148.3794 | 18.7476 | 4 | 2407.1705 | 2827.1008 | 49.0734 | 57.6343 | 213.9551 | 0 | 242.217 | 17539054.0907 | 1093977.9792 | 17876549.7138 | 13964516.2648 | 0 | 779785.724 | 0 | 19989014.6712 | 52007315.8639 | 35496061.7206 | 158746276.0281 | 961560.8286 | 20807313.0041 | 20807313.0041 | 1478867.319 | 9204646.2715 | 0 | 180515149.8608 | 212005976.4555 | 100000 | 74.9906 | 2407.1705 | 2827.1008 | 49.0734 | 57.6343
1 | 5500 | 707 | 0.04 | 15 | 15 | 7 | 1.3335e-10 | 5spot_SharedNeighbor | Water | Porous | Wet | R245fa | MinimizeLCOE_Brownfield | IgnoreSilica | 212.4861 | 150.3126 | 19.0794 | 4 | 2385.821 | 2798.4487 | 48.6382 | 57.0502 | 213.5242 | 0 | 270.0885 | 17702234.9031 | 1103935.3787 | 18062627.5012 | 14193300.6022 | 0 | 697204.4769 | 0 | 20186128.1162 | 52520164.6142 | 35846091.5307 | 160311687.1232 | 961560.8286 | 20807313.0041 | 20807313.0041 | 1478867.319 | 9204646.2715 | 0 | 182080560.9559 | 213571387.5506 | 133352.1432 | 76.3178 | 2385.821 | 2798.4487 | 48.6382 | 57.0502
1 | 5500 | 707 | 0.04 | 15 | 15 | 7 | 1.7783e-10 | 5spot_SharedNeighbor | Water | Porous | Wet | R245fa | MinimizeLCOE_Brownfield | IgnoreSilica | 215.0996 | 151.7022 | 19.3257 | 4 | 2369.5775 | 2776.9476 | 48.307 | 56.6118 | 213.206 | 0 | 353.084 | 17819175.8059 | 1111069.6464 | 18196095.9712 | 14359840.7268 | 0 | 626432.8606 | 0 | 20323919.8543 | 52878670.4516 | 36090779.1312 | 161405984.448 | 961560.8286 | 20807313.0041 | 20807313.0041 | 1478867.319 | 9204646.2715 | 0 | 183174858.2807 | 214665684.8754 | 177827.941 | 77.3028 | 2369.5775 | 2776.9476 | 48.307 | 56.6118
1 | 5500 | 707 | 0.04 | 15 | 15 | 7 | 2.3714e-10 | 5spot_SharedNeighbor | Water | Porous | Wet | R245fa | MinimizeLCOE_Brownfield | IgnoreSilica | 217.0829 | 152.7465 | 19.5127 | 4 | 2357.2357 | 2760.7006 | 48.0554 | 56.2806 | 212.9624 | 0 | 364.0781 | 17906857.1737 | 1116418.0242 | 18296234.2355 | 14486136.4146 | 0 | 568386.8782 | 0 | 20425872.7633 | 53143931.0074 | 36271824.9111 | 162215661.4081 | 961560.8286 | 20807313.0041 | 20807313.0041 | 1478867.319 | 9204646.2715 | 0 | 183984535.2408 | 215475361.8355 | 237137.3706 | 78.051 | 2357.2357 | 2760.7006 | 48.0554 | 56.2806
1 | 5500 | 707 | 0.04 | 15 | 15 | 7 | 3.1623e-10 | 5spot_SharedNeighbor | Water | Porous | Wet | R245fa | MinimizeLCOE_Brownfield | IgnoreSilica | 218.4855 | 153.4788 | 19.6487 | 4 | 2347.869 | 2748.542 | 47.8645 | 56.0327 | 212.7887 | 0 | 414.2166 | 17968240.6673 | 1120161.8609 | 18366371.3064 | 14575268.7301 | 0 | 520213.4511 | 0 | 20494599.8461 | 53322744.7792 | 36393868.9846 | 162761469.6256 | 961560.8286 | 20807313.0041 | 20807313.0041 | 1478867.319 | 9204646.2715 | 0 | 184530343.4584 | 216021170.053 | 316227.766 | 78.5948 | 2347.869 | 2748.542 | 47.8645 | 56.0327
1 | 5500 | 707 | 0.04 | 15 | 15 | 7 | 4.217e-10 | 5spot_SharedNeighbor | Water | Porous | Wet | R245fa | MinimizeLCOE_Brownfield | IgnoreSilica | 219.4723 | 153.9909 | 19.7473 | 4 | 2340.7718 | 2739.4448 | 47.7198 | 55.8473 | 212.6657 | 0 | 455.2299 | 18011123.1926 | 1122777.0984 | 18415385.0676 | 14637962.6124 | 0 | 480896.5267 | 0 | 20540576.3541 | 53442366.2217 | 36475513.0771 | 163126600.1506 | 961560.8286 | 20807313.0041 | 20807313.0041 | 1478867.319 | 9204646.2715 | 0 | 184895473.9833 | 216386300.578 | 421696.5034 | 78.9891 | 2340.7718 | 2739.4448 | 47.7198 | 55.8473
1 | 5500 | 707 | 0.04 | 15 | 15 | 7 | 5.6234e-10 | 5spot_SharedNeighbor | Water | Porous | Wet | R245fa | MinimizeLCOE_Brownfield | IgnoreSilica | 220.1614 | 154.3469 | 19.8185 | 4 | 2335.4014 | 2732.6426 | 47.6103 | 55.7086 | 212.5793 | 0 | 442.168 | 18040902.6319 | 1124593.1296 | 18449430.0141 | 14681725.7413 | 0 | 449210.1593 | 0 | 20570886.0537 | 53521225.8428 | 36529336.3889 | 163367309.9615 | 961560.8286 | 20807313.0041 | 20807313.0041 | 1478867.319 | 9204646.2715 | 0 | 185136183.7942 | 216627010.3888 | 562341.3252 | 79.2738 | 2335.4014 | 2732.6426 | 47.6103 | 55.7086
1 | 5500 | 707 | 0.04 | 15 | 15 | 7 | 7.4989e-10 | 5spot_SharedNeighbor | Water | Porous | Wet | R245fa | MinimizeLCOE_Brownfield | IgnoreSilica | 220.6366 | 154.5915 | 19.8695 | 4 | 2331.343 | 2727.5626 | 47.5276 | 55.6051 | 212.5193 | 0 | 436.424 | 18061355.0071 | 1125840.3234 | 18472815.5773 | 14711905.0197 | 0 | 423911.0865 | 0 | 20590372.5355 | 53571925.6711 | 36563940.0635 | 163522065.284 | 961560.8286 | 20807313.0041 | 20807313.0041 | 1478867.319 | 9204646.2715 | 0 | 185290939.1168 | 216781765.7114 | 749894.2093 | 79.4782 | 2331.343 | 2727.5626 | 47.5276 | 55.6051
1 | 5500 | 707 | 0.04 | 15 | 15 | 7 | 1e-09 | 5spot_SharedNeighbor | Water | Porous | Wet | R245fa | MinimizeLCOE_Brownfield | IgnoreSilica | 220.9728 | 154.764 | 19.9068 | 4 | 2328.2796 | 2723.7588 | 47.4651 | 55.5275 | 212.4768 | 0 | 438.4904 | 18075776.9743 | 1126719.7574 | 18489307.6674 | 14733248.3191 | 0 | 404043.7839 | 0 | 20603347.6358 | 53605684.2206 | 36586980.9672 | 163625109.3257 | 961560.8286 | 20807313.0041 | 20807313.0041 | 1478867.319 | 9204646.2715 | 0 | 185393983.1584 | 216884809.753 | 1000000 | 79.627 | 2328.2796 | 2723.7588 | 47.4651 | 55.5275
1 | 5500 | 707 | 0.04 | 15 | 15 | 7 | 1.3335e-09 | 5spot_SharedNeighbor | Water | Porous | Wet | R245fa | MinimizeLCOE_Brownfield | IgnoreSilica | 220.805 | 154.6751 | 19.9115 | 4 | 2325.8023 | 2721.1875 | 47.4146 | 55.4751 | 212.4961 | 0 | 409.1293 | 18068347.893 | 1126266.7435 | 18480812.0342 | 14722549.0206 | 0 | 381636.3828 | 0 | 20584048.7089 | 53555472.3716 | 36552710.3485 | 163471843.5031 | 961560.8286 | 20807313.0041 | 20807313.0041 | 1478867.319 | 9204646.2715 | 0 | 185240717.3358 | 216731543.9305 | 1333521.4322 | 79.6459 | 2325.8023 | 2721.1875 | 47.4146 | 55.4751
1 | 5500 | 707 | 0.04 | 15 | 15 | 7 | 1.7783e-09 | 5spot_SharedNeighbor | Water | Porous | Wet | R245fa | MinimizeLCOE_Brownfield | IgnoreSilica | 221.8546 | 155.2193 | 19.9819 | 4 | 2324.0882 | 2718.0798 | 47.3797 | 55.4117 | 212.3675 | 0 | 409.5579 | 18113809.2354 | 1129038.8261 | 18532806.1496 | 14789293.8512 | 0 | 381979.4428 | 0 | 20649301.7269 | 53725247.3393 | 36668585.2525 | 163990061.8237 | 961560.8286 | 20807313.0041 | 20807313.0041 | 1478867.319 | 9204646.2715 | 0 | 185758935.6565 | 217249762.2511 | 1778279.41 | 79.9277 | 2324.0882 | 2718.0798 | 47.3797 | 55.4117
1 | 5500 | 707 | 0.04 | 15 | 15 | 7 | 2.3714e-09 | 5spot_SharedNeighbor | Water | Porous | Wet | R245fa | MinimizeLCOE_Brownfield | IgnoreSilica | 221.9861 | 155.2862 | 19.9969 | 4 | 2322.8081 | 2716.5048 | 47.3536 | 55.3796 | 212.3507 | 0 | 411.9097 | 18119402.6759 | 1129379.8824 | 18539204.3783 | 14797639.0858 | 0 | 373178.6955 | 0 | 20653933.84 | 53737299.1473 | 36676810.8591 | 164026848.5645 | 961560.8286 | 20807313.0041 | 20807313.0041 | 1478867.319 | 9204646.2715 | 0 | 185795722.3972 | 217286548.9919 | 2371373.7057 | 79.9875 | 2322.8081 | 2716.5048 | 47.3536 | 55.3796
1 | 5500 | 707 | 0.04 | 15 | 15 | 7 | 3.1623e-09 | 5spot_SharedNeighbor | Water | Porous | Wet | R245fa | MinimizeLCOE_Brownfield | IgnoreSilica | 222.0593 | 155.3233 | 20.0067 | 4 | 2321.8457 | 2715.3502 | 47.334 | 55.3561 | 212.3411 | 0 | 407.7151 | 18122492.912 | 1129568.3063 | 18542739.335 | 14802277.9412 | 0 | 366150.0989 | 0 | 20655659.1514 | 53741788.0537 | 36679874.63 | 164040550.4286 | 961560.8286 | 20807313.0041 | 20807313.0041 | 1478867.319 | 9204646.2715 | 0 | 185809424.2613 | 217300250.8559 | 3162277.6602 | 80.0266 | 2321.8457 | 2715.3502 | 47.334 | 55.3561
1 | 5500 | 707 | 0.04 | 15 | 15 | 7 | 4.217e-09 | 5spot_SharedNeighbor | Water | Porous | Wet | R245fa | MinimizeLCOE_Brownfield | IgnoreSilica | 222.1176 | 155.3528 | 20.0142 | 4 | 2321.1225 | 2714.479 | 47.3192 | 55.3383 | 212.3336 | 0 | 414.4256 | 18124959.975 | 1129718.7322 | 18545561.4854 | 14805977.9575 | 0 | 360880.4452 | 0 | 20657168.4522 | 53745714.9447 | 36682554.8138 | 164052536.806 | 961560.8286 | 20807313.0041 | 20807313.0041 | 1478867.319 | 9204646.2715 | 0 | 185821410.6388 | 217312237.2334 | 4216965.0343 | 80.0567 | 2321.1225 | 2714.479 | 47.3192 | 55.3383
1 | 5500 | 707 | 0.04 | 15 | 15 | 7 | 5.6234e-09 | 5spot_SharedNeighbor | Water | Porous | Wet | R245fa | MinimizeLCOE_Brownfield | IgnoreSilica | 222.1519 | 155.37 | 20.0193 | 4 | 2320.5793 | 2713.8357 | 47.3081 | 55.3252 | 212.329 | 0 | 399.7104 | 18126399.1209 | 1129806.482 | 18547207.7893 | 14808149.1472 | 0 | 356770.0292 | 0 | 20657649.7017 | 53746967.0573 | 36683409.4064 | 164056358.734 | 961560.8286 | 20807313.0041 | 20807313.0041 | 1478867.319 | 9204646.2715 | 0 | 185825232.5667 | 217316059.1614 | 5623413.2519 | 80.0771 | 2320.5793 | 2713.8357 | 47.3081 | 55.3252
1 | 5500 | 707 | 0.04 | 15 | 15 | 7 | 7.4989e-09 | 5spot_SharedNeighbor | Water | Porous | Wet | R245fa | MinimizeLCOE_Brownfield | IgnoreSilica | 222.1862 | 155.3874 | 20.0236 | 4 | 2320.1715 | 2713.3431 | 47.2998 | 55.3152 | 212.3246 | 0 | 406.9304 | 18127848.7822 | 1129894.8727 | 18548866.137 | 14810322.4276 | 0 | 353790.7623 | 0 | 20658581.9629 | 53749392.6097 | 36685064.8957 | 164063762.4503 | 961560.8286 | 20807313.0041 | 20807313.0041 | 1478867.319 | 9204646.2715 | 0 | 185832636.283 | 217323462.8777 | 7498942.0933 | 80.0944 | 2320.1715 | 2713.3431 | 47.2998 | 55.3152
1 | 5500 | 707 | 0.04 | 15 | 15 | 7 | 1e-08 | 5spot_SharedNeighbor | Water | Porous | Wet | R245fa | MinimizeLCOE_Brownfield | IgnoreSilica | 222.2102 | 155.3996 | 20.0267 | 4 | 2319.8654 | 2712.9753 | 47.2936 | 55.3077 | 212.3215 | 0 | 411.9122 | 18128865.7593 | 1129956.8811 | 18550029.5222 | 14811849.294 | 0 | 351525.2399 | 0 | 20659168.4116 | 53750918.4289 | 36686106.2987 | 164068419.8357 | 961560.8286 | 20807313.0041 | 20807313.0041 | 1478867.319 | 9204646.2715 | 0 | 185837293.6684 | 217328120.2631 | 10000000 | 80.1069 | 2319.8654 | 2712.9753 | 47.2936 | 55.3077
1 | 5600 | 707 | 0.04 | 15 | 15 | 7 | 1e-13 | 5spot_SharedNeighbor | Water | Porous | Wet | R245fa | MinimizeLCOE_Brownfield | IgnoreSilica | 1.0452 | 0.32451 | 0.025452 | 4 | 233712.4805 | 550297.4159 | 4764.545 | 11218.5572 | 144.9431 | 0 | 46.3189 | 204195.8491 | 9777.3522 | 136113.4134 | 72327.6548 | 0 | 60694.8404 | 0 | 188412.5528 | 490210.8138 | 334578.9532 | 1496311.4296 | 961560.8286 | 21335742.5118 | 21335742.5118 | 1478867.319 | 9416018.0746 | 0 | 23793614.7701 | 56024242.6756 | 100 | 0.10181 | 233712.4805 | 550297.4159 | 4764.545 | 11218.5572
1 | 5600 | 707 | 0.04 | 15 | 15 | 7 | 1.3335e-13 | 5spot_SharedNeighbor | Water | Porous | Wet | R245fa | MinimizeLCOE_Brownfield | IgnoreSilica | 1.3445 | 0.49854 | 0.047652 | 4 | 127662.2392 | 296755.8629 | 2602.5674 | 6049.7697 | 159.4274 | 0 | 66.2409 | 291940.2235 | 15706.7338 | 190072.839 | 93452.5337 | 0 | 66237.1105 | 0 | 256389.6818 | 667073.3593 | 455291.2747 | 2036163.7563 | 961560.8286 | 21335742.5118 | 21335742.5118 | 1478867.319 | 9416018.0746 | 0 | 24333467.0968 | 56564095.0023 | 133.3521 | 0.19061 | 127662.2392 | 296755.8629 | 2602.5674 | 6049.7697
1 | 5600 | 707 | 0.04 | 15 | 15 | 7 | 1.7783e-13 | 5spot_SharedNeighbor | Water | Porous | Wet | R245fa | MinimizeLCOE_Brownfield | IgnoreSilica | 1.7292 | 0.74201 | 0.081483 | 4 | 76811.3915 | 175699.0655 | 1565.9041 | 3581.8631 | 172.2474 | 0 | 280.6268 | 405390.1023 | 24639.2164 | 258965.9114 | 122761.5123 | 0 | 72240.6881 | 0 | 344758.9979 | 896992.1928 | 612215.603 | 2737964.2243 | 961560.8286 | 21335742.5118 | 21335742.5118 | 1478867.319 | 9416018.0746 | 0 | 25035267.5648 | 57265895.4703 | 177.8279 | 0.32593 | 76811.3915 | 175699.0655 | 1565.9041 | 3581.8631
1 | 5600 | 707 | 0.04 | 15 | 15 | 7 | 2.3714e-13 | 5spot_SharedNeighbor | Water | Porous | Wet | R245fa | MinimizeLCOE_Brownfield | IgnoreSilica | 2.2349 | 1.1173 | 0.13117 | 4 | 49506.3522 | 110934.7358 | 1009.254 | 2261.5546 | 183.4662 | 0 | 370.0055 | 551713.5178 | 35707.1391 | 357855.9514 | 162231.9861 | 0 | 79994.6508 | 0 | 463126.2656 | 1204959.543 | 822409.6475 | 3677998.7014 | 961560.8286 | 21335742.5118 | 21335742.5118 | 1478867.319 | 9416018.0746 | 0 | 25975302.0418 | 58205929.9473 | 237.1374 | 0.52469 | 49506.3522 | 110934.7358 | 1009.254 | 2261.5546
1 | 5600 | 707 | 0.04 | 15 | 15 | 7 | 3.1623e-13 | 5spot_SharedNeighbor | Water | Porous | Wet | R245fa | MinimizeLCOE_Brownfield | IgnoreSilica | 2.8766 | 1.6281 | 0.19467 | 4 | 34777.5401 | 76168.0305 | 708.9872 | 1552.7883 | 192.7212 | 0 | 482.329 | 717995.3799 | 46474.697 | 483639.0958 | 207569.1676 | 0 | 88865.3698 | 0 | 602372.0469 | 1567248.5026 | 1069679.3068 | 4783843.5665 | 961560.8286 | 21335742.5118 | 21335742.5118 | 1478867.319 | 9416018.0746 | 0 | 27081146.907 | 59311774.8124 | 316.2278 | 0.7787 | 34777.5401 | 76168.0305 | 708.9872 | 1552.7883
1 | 5600 | 707 | 0.04 | 15 | 15 | 7 | 4.217e-13 | 5spot_SharedNeighbor | Water | Porous | Wet | R245fa | MinimizeLCOE_Brownfield | IgnoreSilica | 3.717 | 2.3019 | 0.27852 | 4 | 25513.5173 | 54444.274 | 520.1276 | 1109.9202 | 200.4544 | 0 | 64.9918 | 915292.5258 | 59224.543 | 638039.0904 | 265829.1275 | 0 | 99596.5729 | 0 | 771412.9252 | 2007058.1928 | 1369858.4575 | 6126311.4351 | 961560.8286 | 21335742.5118 | 21335742.5118 | 1478867.319 | 9416018.0746 | 0 | 28423614.7756 | 60654242.681 | 421.6965 | 1.1141 | 25513.5173 | 54444.274 | 520.1276 | 1109.9202
1 | 5600 | 707 | 0.04 | 15 | 15 | 7 | 5.6234e-13 | 5spot_SharedNeighbor | Water | Porous | Wet | R245fa | MinimizeLCOE_Brownfield | IgnoreSilica | 4.8205 | 3.1923 | 0.38943 | 4 | 19302.6757 | 39993.3281 | 393.5112 | 815.3181 | 206.7963 | 0 | 93.3781 | 1151579.6024 | 74458.7443 | 828825.8267 | 341717.4775 | 0 | 112486.2629 | 0 | 978536.4864 | 2545951.2121 | 1737664.0163 | 7771219.6286 | 961560.8286 | 21335742.5118 | 21335742.5118 | 1478867.319 | 9416018.0746 | 0 | 30068522.9691 | 62299150.8746 | 562.3413 | 1.5577 | 19302.6757 | 39993.3281 | 393.5112 | 815.3181
1 | 5600 | 707 | 0.04 | 15 | 15 | 7 | 7.4989e-13 | 5spot_SharedNeighbor | Water | Porous | Wet | R245fa | MinimizeLCOE_Brownfield | IgnoreSilica | 6.2432 | 4.3443 | 0.53338 | 4 | 15022.9518 | 30129.8081 | 306.2632 | 614.2369 | 211.8002 | 0 | 83.3774 | 1430291.3592 | 92382.7433 | 1060524.2069 | 439194.361 | 0 | 126950.2107 | 0 | 1228243.7236 | 3195638.2215 | 2181088.75 | 9754313.5762 | 961560.8286 | 21335742.5118 | 21335742.5118 | 1478867.319 | 9416018.0746 | 0 | 32051616.9167 | 64282244.8221 | 749.8942 | 2.1335 | 15022.9518 | 30129.8081 | 306.2632 | 614.2369
1 | 5600 | 707 | 0.04 | 15 | 15 | 7 | 1e-12 | 5spot_SharedNeighbor | Water | Porous | Wet | R245fa | MinimizeLCOE_Brownfield | IgnoreSilica | 8.0802 | 5.8243 | 0.71857 | 4 | 11982.6874 | 23196.1463 | 244.2833 | 472.8848 | 215.5234 | 0 | 73.8989 | 1758406.4948 | 113426.8023 | 1340841.7971 | 564669.1639 | 0 | 143646.5464 | 0 | 1529186.4138 | 3978629.3693 | 2715496.2972 | 12144302.8848 | 961560.8286 | 21335742.5118 | 21335742.5118 | 1478867.319 | 9416018.0746 | 0 | 34441606.2253 | 66672234.1308 | 1000 | 2.8743 | 11982.6874 | 23196.1463 | 244.2833 | 472.8848
1 | 5600 | 707 | 0.04 | 15 | 15 | 7 | 1.3335e-12 | 5spot_SharedNeighbor | Water | Porous | Wet | R245fa | MinimizeLCOE_Brownfield | IgnoreSilica | 10.5279 | 7.8384 | 0.97125 | 4 | 9649.1851 | 17945.3691 | 196.7117 | 365.8406 | 219.0548 | 0 | 112.4938 | 2168299.8431 | 139638.2522 | 1700453.0406 | 732448.4878 | 0 | 163416.9015 | 0 | 1912660.0448 | 4976349.0962 | 3396460.5119 | 15189726.1781 | 961560.8286 | 21335742.5118 | 21335742.5118 | 1478867.319 | 9416018.0746 | 0 | 37487029.5186 | 69717657.4241 | 1333.5214 | 3.885 | 9649.1851 | 17945.3691 | 196.7117 | 365.8406
1 | 5600 | 707 | 0.04 | 15 | 15 | 7 | 1.7783e-12 | 5spot_SharedNeighbor | Water | Porous | Wet | R245fa | MinimizeLCOE_Brownfield | IgnoreSilica | 13.7754 | 10.4923 | 1.3038 | 4 | 7913.3453 | 14093.305 | 161.3242 | 287.3111 | 221.6 | 0 | 88.5984 | 2664394.8446 | 171259.9797 | 2147240.1767 | 954636.3489 | 0 | 188389.5682 | 0 | 2389109.1581 | 6215971.9556 | 4242528.5851 | 18973530.6169 | 961560.8286 | 21335742.5118 | 21335742.5118 | 1478867.319 | 9416018.0746 | 0 | 41270833.9574 | 73501461.8629 | 1778.2794 | 5.2153 | 7913.3453 | 14093.305 | 161.3242 | 287.3111
1 | 5600 | 707 | 0.04 | 15 | 15 | 7 | 2.3714e-12 | 5spot_SharedNeighbor | Water | Porous | Wet | R245fa | MinimizeLCOE_Brownfield | IgnoreSilica | 18.0459 | 13.986 | 1.7421 | 4 | 6596.5791 | 11221.9616 | 134.4802 | 228.7749 | 223.5768 | 0 | 103.5844 | 3265231.8078 | 209426.6478 | 2702333.6603 | 1246819.0379 | 0 | 218131.1931 | 0 | 2980357.5153 | 7754278.8994 | 5292454.6833 | 23669033.445 | 961560.8286 | 21335742.5118 | 21335742.5118 | 1478867.319 | 9416018.0746 | 0 | 45966336.7854 | 78196964.6909 | 2371.3737 | 6.9682 | 6596.5791 | 11221.9616 | 134.4802 | 228.7749
1 | 5600 | 707 | 0.04 | 15 | 15 | 7 | 3.1623e-12 | 5spot_SharedNeighbor | Water | Porous | Wet | R245fa | MinimizeLCOE_Brownfield | IgnoreSilica | 23.717 | 18.6285 | 2.3243 | 4 | 5578.0299 | 9044.7221 | 113.7157 | 184.3889 | 225.1163 | 0 | 78.2154 | 4000468.3963 | 255959.7318 | 3398812.488 | 1634827.2443 | 0 | 254811.9723 | 0 | 3722503.1347 | 9685189.5662 | 6610340.8897 | 29562913.4233 | 961560.8286 | 21335742.5118 | 21335742.5118 | 1478867.319 | 9416018.0746 | 0 | 51860216.7638 | 84090844.6692 | 3162.2777 | 9.2972 | 5578.0299 | 9044.7221 | 113.7157 | 184.3889
1 | 5600 | 707 | 0.04 | 15 | 15 | 7 | 4.217e-12 | 5spot_SharedNeighbor | Water | Porous | Wet | R245fa | MinimizeLCOE_Brownfield | IgnoreSilica | 31.2079 | 24.7639 | 3.0938 | 4 | 4785.8788 | 7390.2904 | 97.5666 | 150.6611 | 226.3015 | 0 | 112.4917 | 4895832.601 | 312406.7218 | 4268153.5186 | 2147542.2989 | 0 | 299481.6885 | 0 | 4650132.5632 | 12098691.0562 | 8257605.2491 | 36929845.6973 | 961560.8286 | 21335742.5118 | 21335742.5118 | 1478867.319 | 9416018.0746 | 0 | 59227149.0378 | 91457776.9433 | 4216.965 | 12.3754 | 4785.8788 | 7390.2904 | 97.5666 | 150.6611
1 | 5600 | 707 | 0.04 | 15 | 15 | 7 | 5.6234e-12 | 5spot_SharedNeighbor | Water | Porous | Wet | R245fa | MinimizeLCOE_Brownfield | IgnoreSilica | 41.0226 | 32.8032 | 4.1024 | 4 | 4166.42 | 6130.54 | 84.9381 | 124.9794 | 227.2012 | 0 | 123.9923 | 5978046.3013 | 380354.0415 | 5344626.5408 | 2819102.1913 | 0 | 353119.7238 | 0 | 5801347.0315 | 15093914.956 | 10301907.1064 | 46072417.8926 | 961560.8286 | 21335742.5118 | 21335742.5118 | 1478867.319 | 9416018.0746 | 0 | 68369721.2331 | 100600349.1385 | 5623.4133 | 16.4097 | 4166.42 | 6130.54 | 84.9381 | 124.9794
1 | 5600 | 707 | 0.04 | 15 | 15 | 7 | 7.4989e-12 | 5spot_SharedNeighbor | Water | Porous | Wet | R245fa | MinimizeLCOE_Brownfield | IgnoreSilica | 53.7365 | 43.2024 | 5.4072 | 4 | 3680.1543 | 5170.328 | 75.0249 | 105.4041 | 227.8366 | 0 | 95.4483 | 7271423.369 | 461213.8736 | 6661789.122 | 3688833.8838 | 0 | 416974.03 | 0 | 7215091.3686 | 18772187.7222 | 12812403.8503 | 57299917.2195 | 961560.8286 | 21335742.5118 | 21335742.5118 | 1478867.319 | 9416018.0746 | 0 | 79597220.56 | 111827848.4654 | 7498.9421 | 21.6288 | 3680.1543 | 5170.328 | 75.0249 | 105.4041
1 | 5600 | 707 | 0.04 | 15 | 15 | 7 | 1e-11 | 5spot_SharedNeighbor | Water | Porous | Wet | R245fa | MinimizeLCOE_Brownfield | IgnoreSilica | 69.922 | 56.3503 | 7.0554 | 4 | 3300.1791 | 4442.236 | 67.2786 | 90.561 | 228.1036 | 0 | 139.5647 | 8785947.8471 | 555487.824 | 8239520.6274 | 4797217.8434 | 0 | 493347.9658 | 0 | 8919893.622 | 23207733.4827 | 15839754.9732 | 70838904.1857 | 961560.8286 | 21335742.5118 | 21335742.5118 | 1478867.319 | 9416018.0746 | 0 | 93136207.5262 | 125366835.4316 | 10000 | 28.2216 | 3300.1791 | 4442.236 | 67.2786 | 90.561
1 | 5600 | 707 | 0.04 | 15 | 15 | 7 | 1.3335e-11 | 5spot_SharedNeighbor | Water | Porous | Wet | R245fa | MinimizeLCOE_Brownfield | IgnoreSilica | 89.8831 | 72.2146 | 9.0392 | 4 | 3009.3995 | 3900.8167 | 61.3507 | 79.5234 | 227.7576 | 0 | 138.5696 | 10485491.0718 | 660822.0861 | 10048119.9076 | 6153246.4179 | 0 | 584291.7969 | 0 | 10893468.7993 | 28342571.2581 | 19344387.2653 | 86512398.603 | 961560.8286 | 21335742.5118 | 21335742.5118 | 1478867.319 | 9416018.0746 | 0 | 108809701.9435 | 141040329.849 | 13335.2143 | 36.1566 | 3009.3995 | 3900.8167 | 61.3507 | 79.5234
1 | 5600 | 707 | 0.04 | 15 | 15 | 7 | 1.7783e-11 | 5spot_SharedNeighbor | Water | Porous | Wet | R245fa | MinimizeLCOE_Brownfield | IgnoreSilica | 113.381 | 90.1632 | 11.2716 | 4 | 2795.3018 | 3510.1632 | 56.986 | 71.5594 | 226.5528 | 0 | 131.0965 | 12285274.8936 | 771911.3281 | 12000741.5565 | 7741677.1813 | 0 | 692384.5756 | 0 | 13061875.9187 | 33984321.7813 | 23194997.9237 | 103733185.1587 | 961560.8286 | 21335742.5118 | 21335742.5118 | 1478867.319 | 9416018.0746 | 0 | 126030488.4992 | 158261116.4047 | 17782.7941 | 45.0865 | 2795.3018 | 3510.1632 | 56.986 | 71.5594
1 | 5600 | 707 | 0.04 | 15 | 15 | 7 | 2.3714e-11 | 5spot_SharedNeighbor | Water | Porous | Wet | R245fa | MinimizeLCOE_Brownfield | IgnoreSilica | 139.4032 | 108.8421 | 13.5753 | 4 | 2645.6081 | 3239.1601 | 53.9343 | 66.0347 | 224.4266 | 0 | 140.2117 | 14053572.1272 | 880653.1297 | 13951545.9137 | 9481751.0007 | 0 | 816407.481 | 0 | 15281732.5644 | 39759933.4182 | 27136971.5429 | 121362567.1778 | 961560.8286 | 21335742.5118 | 21335742.5118 | 1478867.319 | 9416018.0746 | 0 | 143659870.5182 | 175890498.4237 | 23713.7371 | 54.3013 | 2645.6081 | 3239.1601 | 53.9343 | 66.0347
1 | 5600 | 707 | 0.04 | 15 | 15 | 7 | 3.1623e-11 | 5spot_SharedNeighbor | Water | Porous | Wet | R245fa | MinimizeLCOE_Brownfield | IgnoreSilica | 166.4064 | 127.1574 | 15.8167 | 4 | 2541.0409 | 3050.4811 | 51.8026 | 62.1882 | 221.9645 | 0 | 167.1837 | 15705957.5972 | 981942.8159 | 15800037.5967 | 11272049.8445 | 0 | 946105.2227 | 0 | 17435376.3 | 45363272.6452 | 30961365.7024 | 138466107.7245 | 961560.8286 | 21335742.5118 | 21335742.5118 | 1478867.319 | 9416018.0746 | 0 | 160763411.065 | 192994038.9704 | 31622.7766 | 63.2668 | 2541.0409 | 3050.4811 | 51.8026 | 62.1882
1 | 5600 | 707 | 0.04 | 15 | 15 | 7 | 4.217e-11 | 5spot_SharedNeighbor | Water | Porous | Wet | R245fa | MinimizeLCOE_Brownfield | IgnoreSilica | 192.4259 | 143.4653 | 17.7895 | 4 | 2474.0424 | 2926.988 | 50.4367 | 59.6706 | 219.2083 | 0 | 155.2652 | 17121523.241 | 1068488.4289 | 17401322.8525 | 12974544.1855 | 0 | 1074927.2065 | 0 | 19359914.3066 | 50370525.7613 | 34378918.8429 | 153750164.8251 | 961560.8286 | 21335742.5118 | 21335742.5118 | 1478867.319 | 9416018.0746 | 0 | 176047468.1656 | 208278096.0711 | 42169.6503 | 71.1578 | 2474.0424 | 2926.988 | 50.4367 | 59.6706
1 | 5600 | 707 | 0.04 | 15 | 15 | 7 | 5.6234e-11 | 5spot_SharedNeighbor | Water | Porous | Wet | R245fa | MinimizeLCOE_Brownfield | IgnoreSilica | 201.1681 | 148.6056 | 18.5721 | 4 | 2429.2175 | 2863.0763 | 49.5229 | 58.3677 | 218.1902 | 0 | 186.4441 | 17558175.9302 | 1095144.9365 | 17898344.6265 | 13540910.3408 | 0 | 973658.2806 | 0 | 19915831.3047 | 51816907.7562 | 35366104.2746 | 158165077.4501 | 961560.8286 | 21335742.5118 | 21335742.5118 | 1478867.319 | 9416018.0746 | 0 | 180462380.7906 | 212693008.696 | 56234.1325 | 74.2883 | 2429.2175 | 2863.0763 | 49.5229 | 58.3677
1 | 5600 | 707 | 0.04 | 15 | 15 | 7 | 7.4989e-11 | 5spot_SharedNeighbor | Water | Porous | Wet | R245fa | MinimizeLCOE_Brownfield | IgnoreSilica | 207.2038 | 152.0525 | 19.1358 | 4 | 2394.9696 | 2816.0481 | 48.8247 | 57.4089 | 217.4624 | 0 | 248.0026 | 17848603.1233 | 1112864.7305 | 18229697.8673 | 13930773.0832 | 0 | 866361.2142 | 0 | 20275437.0072 | 52752528.0289 | 36004684.3357 | 161020949.3904 | 961560.8286 | 21335742.5118 | 21335742.5118 | 1478867.319 | 9416018.0746 | 0 | 183318252.7309 | 215548880.6364 | 74989.4209 | 76.543 | 2394.9696 | 2816.0481 | 48.8247 | 57.4089
1 | 5600 | 707 | 0.04 | 15 | 15 | 7 | 1e-10 | 5spot_SharedNeighbor | Water | Porous | Wet | R245fa | MinimizeLCOE_Brownfield | IgnoreSilica | 212.0387 | 154.754 | 19.5815 | 4 | 2368.8332 | 2780.3266 | 48.2919 | 56.6807 | 216.8669 | 0 | 289.796 | 18074938.7952 | 1126668.6468 | 18488349.136 | 14242174.9777 | 0 | 773884.1353 | 0 | 20555346.1195 | 53480794.1218 | 36501740.9085 | 163243896.8409 | 961560.8286 | 21335742.5118 | 21335742.5118 | 1478867.319 | 9416018.0746 | 0 | 185541200.1814 | 217771828.0869 | 100000 | 78.326 | 2368.8332 | 2780.3266 | 48.2919 | 56.6807
1 | 5600 | 707 | 0.04 | 15 | 15 | 7 | 1.3335e-10 | 5spot_SharedNeighbor | Water | Porous | Wet | R245fa | MinimizeLCOE_Brownfield | IgnoreSilica | 215.5996 | 156.7054 | 19.9143 | 4 | 2348.8957 | 2753.5127 | 47.8854 | 56.1341 | 216.4208 | 0 | 311.5243 | 18237743.6187 | 1136594.9681 | 18674624.2057 | 14469916.8169 | 0 | 692452.3366 | 0 | 20752419.4589 | 53993538.5256 | 36851699.5 | 164808989.4305 | 961560.8286 | 21335742.5118 | 21335742.5118 | 1478867.319 | 9416018.0746 | 0 | 187106292.771 | 219336920.6765 | 133352.1432 | 79.6571 | 2348.8957 | 2753.5127 | 47.8854 | 56.1341
1 | 5600 | 707 | 0.04 | 15 | 15 | 7 | 1.7783e-10 | 5spot_SharedNeighbor | Water | Porous | Wet | R245fa | MinimizeLCOE_Brownfield | IgnoreSilica | 218.2324 | 158.129 | 20.1633 | 4 | 2333.7311 | 2733.352 | 47.5763 | 55.7231 | 216.0867 | 0 | 334.436 | 18356155.9673 | 1143813.121 | 18810224.5445 | 14638191.7141 | 0 | 623307.443 | 0 | 20892960.1881 | 54359196.6739 | 37101268.6998 | 165925118.3517 | 961560.8286 | 21335742.5118 | 21335742.5118 | 1478867.319 | 9416018.0746 | 0 | 188222421.6922 | 220453049.5977 | 177827.941 | 80.653 | 2333.7311 | 2733.352 | 47.5763 | 55.7231
1 | 5600 | 707 | 0.04 | 15 | 15 | 7 | 2.3714e-10 | 5spot_SharedNeighbor | Water | Porous | Wet | R245fa | MinimizeLCOE_Brownfield | IgnoreSilica | 220.2003 | 159.1821 | 20.3504 | 4 | 2322.2103 | 2718.1553 | 47.3414 | 55.4133 | 215.8346 | 0 | 398.6433 | 18443551.2917 | 1149139.7242 | 18910368.6621 | 14763783.3962 | 0 | 566264.4158 | 0 | 20994911.9211 | 54624454.1702 | 37282312.3915 | 166734785.973 | 961560.8286 | 21335742.5118 | 21335742.5118 | 1478867.319 | 9416018.0746 | 0 | 189032089.3134 | 221262717.2189 | 237137.3706 | 81.4018 | 2322.2103 | 2718.1553 | 47.3414 | 55.4133
1 | 5600 | 707 | 0.04 | 15 | 15 | 7 | 3.1623e-10 | 5spot_SharedNeighbor | Water | Porous | Wet | R245fa | MinimizeLCOE_Brownfield | IgnoreSilica | 221.577 | 159.9126 | 20.4855 | 4 | 2313.4701 | 2706.8039 | 47.1632 | 55.1819 | 215.6568 | 0 | 419.8683 | 18504089.6958 | 1152829.0346 | 18979769.3515 | 14851565.6843 | 0 | 518780.1091 | 0 | 21062743.2114 | 54800937.2733 | 37402765.7357 | 167273480.0958 | 961560.8286 | 21335742.5118 | 21335742.5118 | 1478867.319 | 9416018.0746 | 0 | 189570783.4362 | 221801411.3417 | 316227.766 | 81.9422 | 2313.4701 | 2706.8039 | 47.1632 | 55.1819
1 | 5600 | 707 | 0.04 | 15 | 15 | 7 | 4.217e-10 | 5spot_SharedNeighbor | Water | Porous | Wet | R245fa | MinimizeLCOE_Brownfield | IgnoreSilica | 222.5781 | 160.4409 | 20.5853 | 4 | 2306.8491 | 2698.2764 | 47.0282 | 55.008 | 215.5267 | 0 | 396.211 | 18547811.495 | 1155493.3066 | 19029907.4865 | 14915383.8647 | 0 | 480515.9512 | 0 | 21110353.7206 | 54924810.0519 | 37487311.4524 | 167651587.329 | 961560.8286 | 21335742.5118 | 21335742.5118 | 1478867.319 | 9416018.0746 | 0 | 189948890.6694 | 222179518.5749 | 421696.5034 | 82.3413 | 2306.8491 | 2698.2764 | 47.0282 | 55.008
1 | 5600 | 707 | 0.04 | 15 | 15 | 7 | 5.6234e-10 | 5spot_SharedNeighbor | Water | Porous | Wet | R245fa | MinimizeLCOE_Brownfield | IgnoreSilica | 223.2749 | 160.8067 | 20.6571 | 4 | 2301.84 | 2691.9064 | 46.9261 | 54.8782 | 215.4356 | 0 | 413.5224 | 18578070.8323 | 1157337.1163 | 19064615.261 | 14959790.1686 | 0 | 449645.7029 | 0 | 21141689.0416 | 55006338.1296 | 37542956.0407 | 167900442.293 | 961560.8286 | 21335742.5118 | 21335742.5118 | 1478867.319 | 9416018.0746 | 0 | 190197745.6335 | 222428373.5389 | 562341.3252 | 82.6286 | 2301.84 | 2691.9064 | 46.9261 | 54.8782
1 | 5600 | 707 | 0.04 | 15 | 15 | 7 | 7.4989e-10 | 5spot_SharedNeighbor | Water | Porous | Wet | R245fa | MinimizeLCOE_Brownfield | IgnoreSilica | 223.7696 | 161.0656 | 20.7095 | 4 | 2298.0553 | 2687.1363 | 46.849 | 54.7809 | 215.3706 | 0 | 402.8414 | 18599467.5295 | 1158640.8438 | 19089161.3238 | 14991312.7829 | 0 | 425189.1167 | 0 | 21162870.9227 | 55061449.0392 | 37580570.3689 | 168068661.9275 | 961560.8286 | 21335742.5118 | 21335742.5118 | 1478867.319 | 9416018.0746 | 0 | 190365965.2679 | 222596593.1734 | 749894.2093 | 82.8379 | 2298.0553 | 2687.1363 | 46.849 | 54.7809
1 | 5600 | 707 | 0.04 | 15 | 15 | 7 | 1e-09 | 5spot_SharedNeighbor | Water | Porous | Wet | R245fa | MinimizeLCOE_Brownfield | IgnoreSilica | 224.123 | 161.25 | 20.7477 | 4 | 2295.1992 | 2683.5627 | 46.7907 | 54.7081 | 215.3241 | 0 | 393.1255 | 18614705.8388 | 1159569.3077 | 19106644.4814 | 15013828.8264 | 0 | 406023.7435 | 0 | 21177301.1572 | 55098993.5493 | 37606195.2685 | 168183262.1729 | 961560.8286 | 21335742.5118 | 21335742.5118 | 1478867.319 | 9416018.0746 | 0 | 190480565.5133 | 222711193.4188 | 1000000 | 82.9909 | 2295.1992 | 2683.5627 | 46.7907 | 54.7081
1 | 5600 | 707 | 0.04 | 15 | 15 | 7 | 1.3335e-09 | 5spot_SharedNeighbor | Water | Porous | Wet | R245fa | MinimizeLCOE_Brownfield | IgnoreSilica | 224.8413 | 161.6281 | 20.804 | 4 | 2292.9029 | 2680.2164 | 46.7439 | 54.6398 | 215.232 | 0 | 413.6449 | 18645932.0399 | 1161471.842 | 19142475.8193 | 15059652.6837 | 0 | 396284.7015 | 0 | 21218268.6637 | 55205582.5977 | 37678944.4842 | 168508612.8321 | 961560.8286 | 21335742.5118 | 21335742.5118 | 1478867.319 | 9416018.0746 | 0 | 190805916.1726 | 223036544.0781 | 1333521.4322 | 83.2159 | 2292.9029 | 2680.2164 | 46.7439 | 54.6398
1 | 5600 | 707 | 0.04 | 15 | 15 | 7 | 1.7783e-09 | 5spot_SharedNeighbor | Water | Porous | Wet | R245fa | MinimizeLCOE_Brownfield | IgnoreSilica | 225.007 | 161.7138 | 20.8234 | 4 | 2291.3177 | 2678.2706 | 46.7116 | 54.6002 | 215.2098 | 0 | 378.9395 | 18653007.3877 | 1161902.9131 | 19150595.5519 | 15070206.1037 | 0 | 384885.5916 | 0 | 21224033.0437 | 55220580.332 | 37689180.7461 | 168554391.6699 | 961560.8286 | 21335742.5118 | 21335742.5118 | 1478867.319 | 9416018.0746 | 0 | 190851695.0104 | 223082322.9159 | 1778279.41 | 83.2934 | 2291.3177 | 2678.2706 | 46.7116 | 54.6002
1 | 5600 | 707 | 0.04 | 15 | 15 | 7 | 2.3714e-09 | 5spot_SharedNeighbor | Water | Porous | Wet | R245fa | MinimizeLCOE_Brownfield | IgnoreSilica | 225.1339 | 161.7793 | 20.8381 | 4 | 2290.1252 | 2676.8052 | 46.6873 | 54.5703 | 215.1928 | 0 | 354.986 | 18658420.9764 | 1162232.7371 | 19156808.468 | 15078283.7245 | 0 | 376247.8616 | 0 | 21228477.5694 | 55232144.076 | 37697073.2389 | 168589688.6519 | 961560.8286 | 21335742.5118 | 21335742.5118 | 1478867.319 | 9416018.0746 | 0 | 190886991.9924 | 223117619.8978 | 2371373.7057 | 83.3522 | 2290.1252 | 2676.8052 | 46.6873 | 54.5703
1 | 5600 | 707 | 0.04 | 15 | 15 | 7 | 3.1623e-09 | 5spot_SharedNeighbor | Water | Porous | Wet | R245fa | MinimizeLCOE_Brownfield | IgnoreSilica | 225.2071 | 161.8169 | 20.8478 | 4 | 2289.2288 | 2675.7282 | 46.669 | 54.5483 | 215.1829 | 0 | 347.037 | 18661521.8083 | 1162421.6548 | 19160367.2352 | 15082937.9023 | 0 | 369394.4572 | 0 | 21230290.7925 | 55236861.7107 | 37700293.1216 | 168604088.6826 | 961560.8286 | 21335742.5118 | 21335742.5118 | 1478867.319 | 9416018.0746 | 0 | 190901392.0231 | 223132019.9286 | 3162277.6602 | 83.3911 | 2289.2288 | 2675.7282 | 46.669 | 54.5483
1 | 5600 | 707 | 0.04 | 15 | 15 | 7 | 4.217e-09 | 5spot_SharedNeighbor | Water | Porous | Wet | R245fa | MinimizeLCOE_Brownfield | IgnoreSilica | 225.2823 | 161.8558 | 20.8563 | 4 | 2288.5552 | 2674.8972 | 46.6553 | 54.5314 | 215.1729 | 0 | 383.0257 | 18664730.1516 | 1162617.1216 | 19164049.461 | 15087725.4883 | 0 | 364491.624 | 0 | 21233009.4002 | 55243934.9702 | 37705120.7665 | 168625678.9835 | 961560.8286 | 21335742.5118 | 21335742.5118 | 1478867.319 | 9416018.0746 | 0 | 190922982.3239 | 223153610.2294 | 4216965.0343 | 83.4251 | 2288.5552 | 2674.8972 | 46.6553 | 54.5314
1 | 5600 | 707 | 0.04 | 15 | 15 | 7 | 5.6234e-09 | 5spot_SharedNeighbor | Water | Porous | Wet | R245fa | MinimizeLCOE_Brownfield | IgnoreSilica | 222.8 | 160.5409 | 20.7128 | 4 | 2288.0228 | 2677.0417 | 46.6444 | 54.5751 | 215.4866 | 0 | 702.9032 | 18556086.314 | 1155997.5292 | 19039398.1593 | 14929257.4047 | 0 | 324469.3182 | 0 | 21062031.4029 | 54799085.2936 | 37401501.7215 | 167267827.1433 | 961560.8286 | 21335742.5118 | 21335742.5118 | 1478867.319 | 9416018.0746 | 0 | 189565130.4837 | 221795758.3892 | 5623413.2519 | 82.8511 | 2288.0228 | 2677.0417 | 46.6444 | 54.5751
1 | 5600 | 707 | 0.04 | 15 | 15 | 7 | 7.4989e-09 | 5spot_SharedNeighbor | Water | Porous | Wet | R245fa | MinimizeLCOE_Brownfield | IgnoreSilica | 223.3699 | 160.8437 | 20.7494 | 4 | 2287.5618 | 2675.8945 | 46.635 | 54.5517 | 215.4146 | 0 | 335.544 | 18581127.9594 | 1157523.3934 | 19068122.1704 | 14965639.5632 | 0 | 328584.1376 | 0 | 21099388.9173 | 54896281.8832 | 37467840.391 | 167564508.4155 | 961560.8286 | 21335742.5118 | 21335742.5118 | 1478867.319 | 9416018.0746 | 0 | 189861811.756 | 222092439.6614 | 7498942.0933 | 82.9975 | 2287.5618 | 2675.8945 | 46.635 | 54.5517
1 | 5600 | 707 | 0.04 | 15 | 15 | 7 | 1e-08 | 5spot_SharedNeighbor | Water | Porous | Wet | R245fa | MinimizeLCOE_Brownfield | IgnoreSilica | 225.3897 | 161.9111 | 20.8697 | 4 | 2287.3845 | 2673.4787 | 46.6314 | 54.5025 | 215.1584 | 0 | 370.3946 | 18669292.6867 | 1162895.0904 | 19169286.0193 | 15094561.9916 | 0 | 355582.6295 | 0 | 21236131.1828 | 55252057.2083 | 37710664.3609 | 168650471.1695 | 961560.8286 | 21335742.5118 | 21335742.5118 | 1478867.319 | 9416018.0746 | 0 | 190947774.51 | 223178402.4154 | 10000000 | 83.4787 | 2287.3845 | 2673.4787 | 46.6314 | 54.5025
1 | 5700 | 707 | 0.04 | 15 | 15 | 7 | 1e-13 | 5spot_SharedNeighbor | Water | Porous | Wet | R245fa | MinimizeLCOE_Brownfield | IgnoreSilica | 1.0692 | 0.34322 | 0.028078 | 4 | 217137.7978 | 510767.7758 | 4426.6477 | 10412.692 | 147.607 | 0 | 53.2277 | 214655.317 | 10486.6292 | 142112.2558 | 74335.957 | 0 | 60767.799 | 0 | 195919.6036 | 509742.6199 | 347909.8123 | 1555929.9937 | 961560.8286 | 21870032.1104 | 21870032.1104 | 1478867.319 | 9629733.914 | 0 | 24387522.9328 | 57366156.2763 | 100 | 0.11231 | 217137.7978 | 510767.7758 | 4426.6477 | 10412.692
1 | 5700 | 707 | 0.04 | 15 | 15 | 7 | 1.3335e-13 | 5spot_SharedNeighbor | Water | Porous | Wet | R245fa | MinimizeLCOE_Brownfield | IgnoreSilica | 1.3834 | 0.53256 | 0.052751 | 4 | 118340.5545 | 274634.3659 | 2412.5323 | 5598.793 | 162.6228 | 0 | 71.5606 | 309535.0161 | 17120.1233 | 199953.8316 | 97249.0117 | 0 | 66672.4891 | 0 | 269306.884 | 700681.2698 | 478229.3642 | 2138747.9898 | 961560.8286 | 21870032.1104 | 21870032.1104 | 1478867.319 | 9629733.914 | 0 | 24970340.9289 | 57948974.2724 | 133.3521 | 0.211 | 118340.5545 | 274634.3659 | 2412.5323 | 5598.793
1 | 5700 | 707 | 0.04 | 15 | 15 | 7 | 1.7783e-13 | 5spot_SharedNeighbor | Water | Porous | Wet | R245fa | MinimizeLCOE_Brownfield | IgnoreSilica | 1.7681 | 0.78488 | 0.088877 | 4 | 72267.7702 | 165032.6146 | 1473.2762 | 3364.4131 | 175.2766 | 0 | 281.4682 | 426839.4238 | 26826.3154 | 270276.2861 | 127615.9594 | 0 | 71895.2944 | 0 | 360146.7788 | 937028.0423 | 639540.8929 | 2860168.9931 | 961560.8286 | 21870032.1104 | 21870032.1104 | 1478867.319 | 9629733.914 | 0 | 25691761.9322 | 58670395.2757 | 177.8279 | 0.35551 | 72267.7702 | 165032.6146 | 1473.2762 | 3364.4131
1 | 5700 | 707 | 0.04 | 15 | 15 | 7 | 2.3714e-13 | 5spot_SharedNeighbor | Water | Porous | Wet | R245fa | MinimizeLCOE_Brownfield | IgnoreSilica | 2.2932 | 1.2014 | 0.14207 | 4 | 46961.9111 | 104993.7892 | 957.3821 | 2140.4404 | 186.782 | 0 | 363.7331 | 580457.7979 | 37569.9303 | 379270.1167 | 167616.2818 | 0 | 80107.1368 | 0 | 485558.2927 | 1263323.076 | 862243.9581 | 3856146.5902 | 961560.8286 | 21870032.1104 | 21870032.1104 | 1478867.319 | 9629733.914 | 0 | 26687739.5293 | 59666372.8728 | 237.1374 | 0.56828 | 46961.9111 | 104993.7892 | 957.3821 | 2140.4404
1 | 5700 | 707 | 0.04 | 15 | 15 | 7 | 3.1623e-13 | 5spot_SharedNeighbor | Water | Porous | Wet | R245fa | MinimizeLCOE_Brownfield | IgnoreSilica | 2.9544 | 1.7425 | 0.20952 | 4 | 33213.8966 | 72564.7837 | 677.1102 | 1479.3313 | 196.1534 | 0 | 477.1987 | 752984.4346 | 48737.8179 | 510647.0702 | 214277.8742 | 0 | 88925.5485 | 0 | 630073.3707 | 1639321.6646 | 1118870.7208 | 5003838.5014 | 961560.8286 | 21870032.1104 | 21870032.1104 | 1478867.319 | 9629733.914 | 0 | 27835431.4404 | 60814064.7839 | 316.2278 | 0.83807 | 33213.8966 | 72564.7837 | 677.1102 | 1479.3313
1 | 5700 | 707 | 0.04 | 15 | 15 | 7 | 4.217e-13 | 5spot_SharedNeighbor | Water | Porous | Wet | R245fa | MinimizeLCOE_Brownfield | IgnoreSilica | 3.807 | 2.4459 | 0.29745 | 4 | 24549.7502 | 52267.447 | 500.4799 | 1065.5426 | 203.8692 | 0 | 79.5603 | 955126.3761 | 61795.3845 | 669788.8904 | 273510.0923 | 0 | 98959.6919 | 0 | 803080.3697 | 2089450.3876 | 1426092.8235 | 6377804.0161 | 961560.8286 | 21870032.1104 | 21870032.1104 | 1478867.319 | 9629733.914 | 0 | 29209396.9552 | 62188030.2987 | 421.6965 | 1.1898 | 24549.7502 | 52267.447 | 500.4799 | 1065.5426
1 | 5700 | 707 | 0.04 | 15 | 15 | 7 | 5.6234e-13 | 5spot_SharedNeighbor | Water | Porous | Wet | R245fa | MinimizeLCOE_Brownfield | IgnoreSilica | 4.9428 | 3.3893 | 0.41544 | 4 | 18607.0344 | 38452.7953 | 379.3296 | 783.9122 | 210.291 | 0 | 57.4143 | 1201107.0065 | 77647.3312 | 869512.1348 | 351856.3615 | 0 | 111413.469 | 0 | 1018499.1582 | 2649925.8866 | 1808628.8682 | 8088590.2159 | 961560.8286 | 21870032.1104 | 21870032.1104 | 1478867.319 | 9629733.914 | 0 | 30920183.155 | 63898816.4985 | 562.3413 | 1.6617 | 18607.0344 | 38452.7953 | 379.3296 | 783.9122
1 | 5700 | 707 | 0.04 | 15 | 15 | 7 | 7.4989e-13 | 5spot_SharedNeighbor | Water | Porous | Wet | R245fa | MinimizeLCOE_Brownfield | IgnoreSilica | 6.3675 | 4.5772 | 0.56464 | 4 | 14579.2943 | 29180.9893 | 297.2186 | 594.8939 | 215.2307 | 0 | 87.3483 | 1483864.8576 | 95822.7994 | 1105775.2658 | 449881.7902 | 0 | 124461.7245 | 0 | 1271324.5106 | 3307725.5922 | 2257590.6836 | 10096447.2239 | 961560.8286 | 21870032.1104 | 21870032.1104 | 1478867.319 | 9629733.914 | 0 | 32928040.163 | 65906673.5065 | 749.8942 | 2.2585 | 14579.2943 | 29180.9893 | 297.2186 | 594.8939
1 | 5700 | 707 | 0.04 | 15 | 15 | 7 | 1e-12 | 5spot_SharedNeighbor | Water | Porous | Wet | R245fa | MinimizeLCOE_Brownfield | IgnoreSilica | 8.2311 | 6.1224 | 0.75879 | 4 | 11657.5238 | 22523.0146 | 237.6544 | 459.1621 | 218.9469 | 0 | 85.1959 | 1821393.4713 | 117460.0032 | 1395467.155 | 577814.1903 | 0 | 140163.7556 | 0 | 1580396.4444 | 4111867.3644 | 2806433.9666 | 12550996.3508 | 961560.8286 | 21870032.1104 | 21870032.1104 | 1478867.319 | 9629733.914 | 0 | 35382589.2899 | 68361222.6334 | 1000 | 3.0352 | 11657.5238 | 22523.0146 | 237.6544 | 459.1621
1 | 5700 | 707 | 0.04 | 15 | 15 | 7 | 1.3335e-12 | 5spot_SharedNeighbor | Water | Porous | Wet | R245fa | MinimizeLCOE_Brownfield | IgnoreSilica | 10.7326 | 8.2451 | 1.0261 | 4 | 9389.4697 | 17424.0709 | 191.417 | 355.2133 | 222.5716 | 0 | 111.5924 | 2247157.5458 | 144671.877 | 1770685.6041 | 750184.1661 | 0 | 158955.7321 | 0 | 1977945.4208 | 5146208.2526 | 3512392.8764 | 15708201.475 | 961560.8286 | 21870032.1104 | 21870032.1104 | 1478867.319 | 9629733.914 | 0 | 38539794.414 | 71518427.7575 | 1333.5214 | 4.1046 | 9389.4697 | 17424.0709 | 191.417 | 355.2133
1 | 5700 | 707 | 0.04 | 15 | 15 | 7 | 1.7783e-12 | 5spot_SharedNeighbor | Water | Porous | Wet | R245fa | MinimizeLCOE_Brownfield | IgnoreSilica | 14.0311 | 11.0229 | 1.3758 | 4 | 7711.2742 | 13704.1151 | 157.2048 | 279.3769 | 225.1385 | 0 | 95.4938 | 2758978.5861 | 177277.2739 | 2233676.396 | 977040.8548 | 0 | 182372.2954 | 0 | 2468444.7085 | 6422386.7838 | 4383410.9468 | 19603587.8453 | 961560.8286 | 21870032.1104 | 21870032.1104 | 1478867.319 | 9629733.914 | 0 | 42435180.7843 | 75413814.1278 | 1778.2794 | 5.503 | 7711.2742 | 13704.1151 | 157.2048 | 279.3769
1 | 5700 | 707 | 0.04 | 15 | 15 | 7 | 2.3714e-12 | 5spot_SharedNeighbor | Water | Porous | Wet | R245fa | MinimizeLCOE_Brownfield | IgnoreSilica | 18.3775 | 14.6873 | 1.8373 | 4 | 6433.573 | 10921.0269 | 131.1571 | 222.6399 | 227.1377 | 0 | 77.6031 | 3380347.12 | 216724.1039 | 2810213.2995 | 1276085.9398 | 0 | 210466.2691 | 0 | 3078596.3256 | 8009876.1322 | 5466905.0467 | 24449214.2366 | 961560.8286 | 21870032.1104 | 21870032.1104 | 1478867.319 | 9629733.914 | 0 | 47280807.1757 | 80259440.5192 | 2371.3737 | 7.3491 | 6433.573 | 10921.0269 | 131.1571 | 222.6399
1 | 5700 | 707 | 0.04 | 15 | 15 | 7 | 3.1623e-12 | 5spot_SharedNeighbor | Water | Porous | Wet | R245fa | MinimizeLCOE_Brownfield | IgnoreSilica | 24.1043 | 19.5368 | 2.4481 | 4 | 5448.218 | 8815.9474 | 111.0693 | 179.725 | 228.6856 | 0 | 92.0745 | 4137808.7655 | 264633.0893 | 3530751.9338 | 1676066.55 | 0 | 244731.6579 | 0 | 3843056.8786 | 9998845.6788 | 6824417.6315 | 30520312.1855 | 961560.8286 | 21870032.1104 | 21870032.1104 | 1478867.319 | 9629733.914 | 0 | 53351905.1245 | 86330538.4681 | 3162.2777 | 9.7925 | 5448.218 | 8815.9474 | 111.0693 | 179.725
1 | 5700 | 707 | 0.04 | 15 | 15 | 7 | 4.217e-12 | 5spot_SharedNeighbor | Water | Porous | Wet | R245fa | MinimizeLCOE_Brownfield | IgnoreSilica | 31.7265 | 25.9556 | 3.2567 | 4 | 4676.8102 | 7208.4091 | 95.3431 | 146.9532 | 229.8881 | 0 | 108.7212 | 5061962.1765 | 322856.0693 | 4431694.7978 | 2195548.0649 | 0 | 286666.5848 | 0 | 4796503.8004 | 12479518.9904 | 8517528.1394 | 38092278.6234 | 961560.8286 | 21870032.1104 | 21870032.1104 | 1478867.319 | 9629733.914 | 0 | 60923871.5625 | 93902504.906 | 4216.965 | 13.0268 | 4676.8102 | 7208.4091 | 95.3431 | 146.9532
1 | 5700 | 707 | 0.04 | 15 | 15 | 7 | 5.6234e-12 | 5spot_SharedNeighbor | Water | Porous | Wet | R245fa | MinimizeLCOE_Brownfield | IgnoreSilica | 41.6754 | 34.3553 | 4.3151 | 4 | 4074.3904 | 5985.0605 | 83.062 | 122.0136 | 230.7967 | 0 | 97.2449 | 6177773.996 | 392863.9387 | 5545991.864 | 2880475.9478 | 0 | 336924.2904 | 0 | 5980271.7144 | 15559440.2785 | 10619637.7046 | 47493379.7344 | 961560.8286 | 21870032.1104 | 21870032.1104 | 1478867.319 | 9629733.914 | 0 | 70324972.6735 | 103303606.017 | 5623.4133 | 17.2602 | 4074.3904 | 5985.0605 | 83.062 | 122.0136
1 | 5700 | 707 | 0.04 | 15 | 15 | 7 | 7.4989e-12 | 5spot_SharedNeighbor | Water | Porous | Wet | R245fa | MinimizeLCOE_Brownfield | IgnoreSilica | 54.5944 | 45.245 | 5.687 | 4 | 3600.2415 | 5049.9884 | 73.3958 | 102.9508 | 231.4342 | 0 | 91.3785 | 7514492.2778 | 476372.3768 | 6912599.634 | 3769642.6049 | 0 | 397396.3846 | 0 | 7437496.2784 | 19350839.6762 | 13207345.699 | 59066184.9317 | 961560.8286 | 21870032.1104 | 21870032.1104 | 1478867.319 | 9629733.914 | 0 | 81897777.8708 | 114876411.2143 | 7498.9421 | 22.7479 | 3600.2415 | 5049.9884 | 73.3958 | 102.9508
1 | 5700 | 707 | 0.04 | 15 | 15 | 7 | 1e-11 | 5spot_SharedNeighbor | Water | Porous | Wet | R245fa | MinimizeLCOE_Brownfield | IgnoreSilica | 70.9884 | 58.9525 | 7.4125 | 4 | 3230.5525 | 4342.8099 | 65.8592 | 88.5341 | 231.6809 | 0 | 147.751 | 9073179.7933 | 573321.9596 | 8542530.816 | 4896279.238 | 0 | 469386.0855 | 0 | 9186332.1781 | 23900951.9515 | 16312890.8223 | 72954872.8443 | 961560.8286 | 21870032.1104 | 21870032.1104 | 1478867.319 | 9629733.914 | 0 | 95786465.7834 | 128765099.1269 | 10000 | 29.6502 | 3230.5525 | 4342.8099 | 65.8592 | 88.5341
1 | 5700 | 707 | 0.04 | 15 | 15 | 7 | 1.3335e-11 | 5spot_SharedNeighbor | Water | Porous | Wet | R245fa | MinimizeLCOE_Brownfield | IgnoreSilica | 91.1347 | 75.4332 | 9.4819 | 4 | 2948.4585 | 3817.9773 | 60.1083 | 77.8346 | 231.2837 | 0 | 140.6641 | 10816770.9474 | 681303.4209 | 10404819.3924 | 6275105.5342 | 0 | 555820.9366 | 0 | 11206189.8903 | 29156207.3889 | 19899710.6431 | 88995928.1538 | 961560.8286 | 21870032.1104 | 21870032.1104 | 1478867.319 | 9629733.914 | 0 | 111827521.0929 | 144806154.4364 | 13335.2143 | 37.9275 | 2948.4585 | 3817.9773 | 60.1083 | 77.8346
1 | 5700 | 707 | 0.04 | 15 | 15 | 7 | 1.7783e-11 | 5spot_SharedNeighbor | Water | Porous | Wet | R245fa | MinimizeLCOE_Brownfield | IgnoreSilica | 114.7816 | 93.9896 | 11.7992 | 4 | 2741.0825 | 3439.8296 | 55.8807 | 70.1256 | 229.997 | 0 | 136.6049 | 12655325.7807 | 794699.225 | 12406478.0548 | 7881515.4927 | 0 | 659796.3606 | 0 | 13415147.8164 | 34903462.793 | 23822330.5506 | 106538756.0737 | 961560.8286 | 21870032.1104 | 21870032.1104 | 1478867.319 | 9629733.914 | 0 | 129370349.0128 | 162348982.3563 | 17782.7941 | 47.1968 | 2741.0825 | 3439.8296 | 55.8807 | 70.1256
1 | 5700 | 707 | 0.04 | 15 | 15 | 7 | 2.3714e-11 | 5spot_SharedNeighbor | Water | Porous | Wet | R245fa | MinimizeLCOE_Brownfield | IgnoreSilica | 140.8984 | 113.2273 | 14.1811 | 4 | 2596.0471 | 3177.4289 | 52.9239 | 64.7762 | 227.7841 | 0 | 147.123 | 14455884.5803 | 905342.1215 | 14399439.342 | 9632390.9631 | 0 | 780617.6647 | 0 | 15667733.1219 | 40764227.6893 | 27822423.0191 | 124428058.5019 | 961560.8286 | 21870032.1104 | 21870032.1104 | 1478867.319 | 9629733.914 | 0 | 147259651.441 | 180238284.7845 | 23713.7371 | 56.7246 | 2596.0471 | 3177.4289 | 52.9239 | 64.7762
1 | 5700 | 707 | 0.04 | 15 | 15 | 7 | 3.1623e-11 | 5spot_SharedNeighbor | Water | Porous | Wet | R245fa | MinimizeLCOE_Brownfield | IgnoreSilica | 167.8562 | 131.9777 | 16.485 | 4 | 2495.0794 | 2995.2116 | 50.8656 | 61.0614 | 225.2348 | 0 | 153.0973 | 16129413.7823 | 1007853.4843 | 16277406.5699 | 11426239.5843 | 0 | 907208.4321 | 0 | 17841767.5226 | 46420619.2441 | 31683026.4824 | 141693535.102 | 961560.8286 | 21870032.1104 | 21870032.1104 | 1478867.319 | 9629733.914 | 0 | 164525128.041 | 197503761.3845 | 31622.7766 | 65.9398 | 2495.0794 | 2995.2116 | 50.8656 | 61.0614
1 | 5700 | 707 | 0.04 | 15 | 15 | 7 | 4.217e-11 | 5spot_SharedNeighbor | Water | Porous | Wet | R245fa | MinimizeLCOE_Brownfield | IgnoreSilica | 193.7365 | 148.6061 | 18.5046 | 4 | 2430.5167 | 2876.0624 | 49.5494 | 58.6324 | 222.3971 | 0 | 137.0002 | 17558219.7225 | 1095147.609 | 17898394.5438 | 13127782.228 | 0 | 1033663.8302 | 0 | 19778151.094 | 51458692.09 | 35121614.7218 | 157071665.8394 | 961560.8286 | 21870032.1104 | 21870032.1104 | 1478867.319 | 9629733.914 | 0 | 179903258.7784 | 212881892.1219 | 42169.6503 | 74.0185 | 2430.5167 | 2876.0624 | 49.5494 | 58.6324
1 | 5700 | 707 | 0.04 | 15 | 15 | 7 | 5.6234e-11 | 5spot_SharedNeighbor | Water | Porous | Wet | R245fa | MinimizeLCOE_Brownfield | IgnoreSilica | 204.4324 | 155.032 | 19.4183 | 4 | 2388.506 | 2813.089 | 48.6929 | 57.3486 | 221.1091 | 0 | 174.5719 | 18098166.0401 | 1128084.9772 | 18514913.3785 | 13823024.6005 | 0 | 963262.5845 | 0 | 20485706.1165 | 53299605.119 | 36378075.6911 | 162690838.5072 | 961560.8286 | 21870032.1104 | 21870032.1104 | 1478867.319 | 9629733.914 | 0 | 185522431.4463 | 218501064.7898 | 56234.1325 | 77.673 | 2388.506 | 2813.089 | 48.6929 | 57.3486
1 | 5700 | 707 | 0.04 | 15 | 15 | 7 | 7.4989e-11 | 5spot_SharedNeighbor | Water | Porous | Wet | R245fa | MinimizeLCOE_Brownfield | IgnoreSilica | 210.3735 | 158.4795 | 19.9808 | 4 | 2356.5813 | 2769.2103 | 48.0421 | 56.4541 | 220.362 | 0 | 183.9791 | 18385265.3261 | 1145587.3665 | 18843574.2997 | 14207941.5687 | 0 | 856571.5924 | 0 | 20841186.6598 | 54224492.5736 | 37009330.3834 | 165513949.7701 | 961560.8286 | 21870032.1104 | 21870032.1104 | 1478867.319 | 9629733.914 | 0 | 188345542.7091 | 221324176.0526 | 74989.4209 | 79.9232 | 2356.5813 | 2769.2103 | 48.0421 | 56.4541
1 | 5700 | 707 | 0.04 | 15 | 15 | 7 | 1e-10 | 5spot_SharedNeighbor | Water | Porous | Wet | R245fa | MinimizeLCOE_Brownfield | IgnoreSilica | 215.1787 | 161.2069 | 20.4278 | 4 | 2332.2311 | 2735.8308 | 47.5457 | 55.7736 | 219.7453 | 0 | 240.907 | 18611150.7503 | 1159352.6995 | 19102565.5274 | 14518250.3827 | 0 | 765671.3256 | 0 | 21121226.3673 | 54953098.4486 | 37506618.8644 | 167737934.3658 | 961560.8286 | 21870032.1104 | 21870032.1104 | 1478867.319 | 9629733.914 | 0 | 190569527.3049 | 223548160.6484 | 100000 | 81.7113 | 2332.2311 | 2735.8308 | 47.5457 | 55.7736
1 | 5700 | 707 | 0.04 | 15 | 15 | 7 | 1.3335e-10 | 5spot_SharedNeighbor | Water | Porous | Wet | R245fa | MinimizeLCOE_Brownfield | IgnoreSilica | 218.6741 | 163.1535 | 20.7586 | 4 | 2313.6737 | 2710.8417 | 47.1674 | 55.2642 | 219.2889 | 0 | 293.1025 | 18771707.8791 | 1169134.1614 | 19286868.7179 | 14742938.1786 | 0 | 685223.1762 | 0 | 21315790.1241 | 55459313.4333 | 37852120.9931 | 169283096.6637 | 961560.8286 | 21870032.1104 | 21870032.1104 | 1478867.319 | 9629733.914 | 0 | 192114689.6028 | 225093322.9463 | 133352.1432 | 83.0345 | 2313.6737 | 2710.8417 | 47.1674 | 55.2642
1 | 5700 | 707 | 0.04 | 15 | 15 | 7 | 1.7783e-10 | 5spot_SharedNeighbor | Water | Porous | Wet | R245fa | MinimizeLCOE_Brownfield | IgnoreSilica | 221.3802 | 164.6403 | 21.0131 | 4 | 2299.5623 | 2691.9202 | 46.8797 | 54.8784 | 218.9314 | 0 | 365.6261 | 18893990.0888 | 1176582.2893 | 19427354.9182 | 14916696.2363 | 0 | 618709.9492 | 0 | 21463000.0579 | 55842323.484 | 38113533.2228 | 170452190.2465 | 961560.8286 | 21870032.1104 | 21870032.1104 | 1478867.319 | 9629733.914 | 0 | 193283783.1856 | 226262416.5291 | 177827.941 | 84.0524 | 2299.5623 | 2691.9202 | 46.8797 | 54.8784
1 | 5700 | 707 | 0.04 | 15 | 15 | 7 | 2.3714e-10 | 5spot_SharedNeighbor | Water | Porous | Wet | R245fa | MinimizeLCOE_Brownfield | IgnoreSilica | 223.3091 | 165.6877 | 21.1986 | 4 | 2288.8407 | 2677.7655 | 46.6611 | 54.5899 | 218.674 | 0 | 408.1773 | 18979943.515 | 1181816.8579 | 19526165.174 | 15040146.827 | 0 | 562591.9986 | 0 | 21563359.1053 | 56103437.1388 | 38291748.6576 | 171249209.2743 | 961560.8286 | 21870032.1104 | 21870032.1104 | 1478867.319 | 9629733.914 | 0 | 194080802.2134 | 227059435.5569 | 237137.3706 | 84.7944 | 2288.8407 | 2677.7655 | 46.6611 | 54.5899
1 | 5700 | 707 | 0.04 | 15 | 15 | 7 | 3.1623e-10 | 5spot_SharedNeighbor | Water | Porous | Wet | R245fa | MinimizeLCOE_Brownfield | IgnoreSilica | 224.7124 | 166.4437 | 21.3356 | 4 | 2280.7096 | 2667.1377 | 46.4954 | 54.3732 | 218.4853 | 0 | 388.3202 | 19041884.4134 | 1185588.6557 | 19597402.2418 | 15129923.9205 | 0 | 516678.3962 | 0 | 21633876.2748 | 56286908.3487 | 38416971.5283 | 171809233.7793 | 961560.8286 | 21870032.1104 | 21870032.1104 | 1478867.319 | 9629733.914 | 0 | 194640826.7184 | 227619460.0619 | 316227.766 | 85.3422 | 2280.7096 | 2667.1377 | 46.4954 | 54.3732
1 | 5700 | 707 | 0.04 | 15 | 15 | 7 | 4.217e-10 | 5spot_SharedNeighbor | Water | Porous | Wet | R245fa | MinimizeLCOE_Brownfield | IgnoreSilica | 225.7233 | 166.9849 | 21.436 | 4 | 2274.5517 | 2659.1682 | 46.3698 | 54.2107 | 218.3486 | 0 | 427.7706 | 19086188.1597 | 1188286.2575 | 19648371.086 | 15194585.1481 | 0 | 479563.051 | 0 | 21682827.5439 | 56414269.5097 | 38503898.1377 | 172197988.8936 | 961560.8286 | 21870032.1104 | 21870032.1104 | 1478867.319 | 9629733.914 | 0 | 195029581.8327 | 228008215.1762 | 421696.5034 | 85.7442 | 2274.5517 | 2659.1682 | 46.3698 | 54.2107
1 | 5700 | 707 | 0.04 | 15 | 15 | 7 | 5.6234e-10 | 5spot_SharedNeighbor | Water | Porous | Wet | R245fa | MinimizeLCOE_Brownfield | IgnoreSilica | 226.4297 | 167.3613 | 21.5085 | 4 | 2269.8941 | 2653.2157 | 46.2749 | 54.0894 | 218.2524 | 0 | 399.9211 | 19116970.4118 | 1190160.4497 | 19683792.0565 | 15239760.6922 | 0 | 449659.8701 | 0 | 21715333.9573 | 56498844.5295 | 38561622.3266 | 172456144.2938 | 961560.8286 | 21870032.1104 | 21870032.1104 | 1478867.319 | 9629733.914 | 0 | 195287737.2329 | 228266370.5764 | 562341.3252 | 86.0339 | 2269.8941 | 2653.2157 | 46.2749 | 54.0894
1 | 5700 | 707 | 0.04 | 15 | 15 | 7 | 7.4989e-10 | 5spot_SharedNeighbor | Water | Porous | Wet | R245fa | MinimizeLCOE_Brownfield | IgnoreSilica | 226.936 | 167.6301 | 21.5614 | 4 | 2266.3758 | 2648.7555 | 46.2031 | 53.9985 | 218.1832 | 0 | 459.3282 | 19138940.6518 | 1191498.0672 | 19709077.001 | 15272130.6536 | 0 | 426038.849 | 0 | 21737697.2368 | 56557029.1954 | 38601334.5566 | 172633746.2115 | 961560.8286 | 21870032.1104 | 21870032.1104 | 1478867.319 | 9629733.914 | 0 | 195465339.1506 | 228443972.4941 | 749894.2093 | 86.2458 | 2266.3758 | 2648.7555 | 46.2031 | 53.9985
1 | 5700 | 707 | 0.04 | 15 | 15 | 7 | 1e-09 | 5spot_SharedNeighbor | Water | Porous | Wet | R245fa | MinimizeLCOE_Brownfield | IgnoreSilica | 226.605 | 167.4492 | 21.5596 | 4 | 2263.5889 | 2646.0016 | 46.1463 | 53.9423 | 218.2251 | 0 | 477.0562 | 19124159.4357 | 1190598.1449 | 19692065.3481 | 15250887.843 | 0 | 396919.6825 | 0 | 21705305.8772 | 56472753.5219 | 38543814.6778 | 172376504.5311 | 961560.8286 | 21870032.1104 | 21870032.1104 | 1478867.319 | 9629733.914 | 0 | 195208097.4701 | 228186730.8136 | 1000000 | 86.2383 | 2263.5889 | 2646.0016 | 46.1463 | 53.9423
1 | 5700 | 707 | 0.04 | 15 | 15 | 7 | 1.3335e-09 | 5spot_SharedNeighbor | Water | Porous | Wet | R245fa | MinimizeLCOE_Brownfield | IgnoreSilica | 228.0102 | 168.2021 | 21.6563 | 4 | 2261.6125 | 2642.3173 | 46.106 | 53.8672 | 218.0385 | 0 | 431.0757 | 19185666.5795 | 1194342.7478 | 19762863.3922 | 15340870.7262 | 0 | 398371.0577 | 0 | 21794024.6563 | 56703581.5866 | 38701359.5749 | 173081080.3212 | 961560.8286 | 21870032.1104 | 21870032.1104 | 1478867.319 | 9629733.914 | 0 | 195912673.2602 | 228891306.6038 | 1333521.4322 | 86.6252 | 2261.6125 | 2642.3173 | 46.106 | 53.8672
1 | 5700 | 707 | 0.04 | 15 | 15 | 7 | 1.7783e-09 | 5spot_SharedNeighbor | Water | Porous | Wet | R245fa | MinimizeLCOE_Brownfield | IgnoreSilica | 228.1929 | 168.298 | 21.6766 | 4 | 2260.1404 | 2640.4881 | 46.076 | 53.8299 | 218.0132 | 0 | 445.2988 | 19193496.2295 | 1194819.3992 | 19771877.5681 | 15352538.9266 | 0 | 387537.2644 | 0 | 21801105.0612 | 56722003.3478 | 38713932.8055 | 173137310.6023 | 961560.8286 | 21870032.1104 | 21870032.1104 | 1478867.319 | 9629733.914 | 0 | 195968903.5413 | 228947536.8848 | 1778279.41 | 86.7065 | 2260.1404 | 2640.4881 | 46.076 | 53.8299
1 | 5700 | 707 | 0.04 | 15 | 15 | 7 | 2.3714e-09 | 5spot_SharedNeighbor | Water | Porous | Wet | R245fa | MinimizeLCOE_Brownfield | IgnoreSilica | 228.3586 | 168.3853 | 21.6936 | 4 | 2259.033 | 2639.0833 | 46.0534 | 53.8013 | 217.9903 | 0 | 429.074 | 19200619.8662 | 1195253.0653 | 19780079.2779 | 15363129.2687 | 0 | 379691.7299 | 0 | 21808321.5512 | 56740779.1742 | 38726747.6928 | 173194621.6263 | 961560.8286 | 21870032.1104 | 21870032.1104 | 1478867.319 | 9629733.914 | 0 | 196026214.5654 | 229004847.9089 | 2371373.7057 | 86.7744 | 2259.033 | 2639.0833 | 46.0534 | 53.8013
1 | 5700 | 707 | 0.04 | 15 | 15 | 7 | 3.1623e-09 | 5spot_SharedNeighbor | Water | Porous | Wet | R245fa | MinimizeLCOE_Brownfield | IgnoreSilica | 228.4512 | 168.4337 | 21.7044 | 4 | 2258.2006 | 2638.0612 | 46.0365 | 53.7804 | 217.9774 | 0 | 424.6315 | 19204572.871 | 1195493.7108 | 19784630.6674 | 15369036.6366 | 0 | 373308.8216 | 0 | 21811546.6559 | 56749170.2352 | 38732474.7644 | 173220234.363 | 961560.8286 | 21870032.1104 | 21870032.1104 | 1478867.319 | 9629733.914 | 0 | 196051827.3021 | 229030460.6456 | 3162277.6602 | 86.8177 | 2258.2006 | 2638.0612 | 46.0365 | 53.7804
1 | 5700 | 707 | 0.04 | 15 | 15 | 7 | 4.217e-09 | 5spot_SharedNeighbor | Water | Porous | Wet | R245fa | MinimizeLCOE_Brownfield | IgnoreSilica | 227.0505 | 167.682 | 21.6252 | 4 | 2257.4595 | 2638.7126 | 46.0214 | 53.7937 | 218.1619 | 0 | 398.2126 | 19143186.5746 | 1191756.5675 | 19713963.8917 | 15279314.1167 | 0 | 346942.7864 | 0 | 21713313.9354 | 56493588.8468 | 38558035.2151 | 172440101.9342 | 961560.8286 | 21870032.1104 | 21870032.1104 | 1478867.319 | 9629733.914 | 0 | 195271694.8733 | 228250328.2168 | 4216965.0343 | 86.5006 | 2257.4595 | 2638.7126 | 46.0214 | 53.7937
1 | 5700 | 707 | 0.04 | 15 | 15 | 7 | 5.6234e-09 | 5spot_SharedNeighbor | Water | Porous | Wet | R245fa | MinimizeLCOE_Brownfield | IgnoreSilica | 227.8936 | 168.1343 | 21.6789 | 4 | 2256.965 | 2637.2724 | 46.0113 | 53.7644 | 218.0505 | 0 | 423.7123 | 19180128.4746 | 1194005.5973 | 19756487.6916 | 15333314.3268 | 0 | 354162.9865 | 0 | 21769058.64 | 56638625.1333 | 38657025.4608 | 172882808.3109 | 961560.8286 | 21870032.1104 | 21870032.1104 | 1478867.319 | 9629733.914 | 0 | 195714401.25 | 228693034.5935 | 5623413.2519 | 86.7157 | 2256.965 | 2637.2724 | 46.0113 | 53.7644
1 | 5700 | 707 | 0.04 | 15 | 15 | 7 | 7.4989e-09 | 5spot_SharedNeighbor | Water | Porous | Wet | R245fa | MinimizeLCOE_Brownfield | IgnoreSilica | 228.6 | 168.5117 | 21.7232 | 4 | 2256.649 | 2636.181 | 46.0048 | 53.7421 | 217.9568 | 0 | 401.7106 | 19210940.3389 | 1195881.3376 | 19791962.2291 | 15378529.3538 | 0 | 360996.1954 | 0 | 21815940.6874 | 56760602.6039 | 38740277.5909 | 173255130.3372 | 961560.8286 | 21870032.1104 | 21870032.1104 | 1478867.319 | 9629733.914 | 0 | 196086723.2763 | 229065356.6198 | 7498942.0933 | 86.8929 | 2256.649 | 2636.181 | 46.0048 | 53.7421
1 | 5700 | 707 | 0.04 | 15 | 15 | 7 | 1e-08 | 5spot_SharedNeighbor | Water | Porous | Wet | R245fa | MinimizeLCOE_Brownfield | IgnoreSilica | 229.146 | 168.8026 | 21.7572 | 4 | 2256.4295 | 2635.3689 | 46.0004 | 53.7256 | 217.8842 | 0 | 408.3377 | 19234668.4001 | 1197325.779 | 19819285.3354 | 15413448.8766 | 0 | 366428.5889 | 0 | 21852151.2222 | 56854814.9875 | 38804579.4786 | 173542702.6682 | 961560.8286 | 21870032.1104 | 21870032.1104 | 1478867.319 | 9629733.914 | 0 | 196374295.6073 | 229352928.9508 | 10000000 | 87.0288 | 2256.4295 | 2635.3689 | 46.0004 | 53.7256
1 | 5800 | 707 | 0.04 | 15 | 15 | 7 | 1e-13 | 5spot_SharedNeighbor | Water | Porous | Wet | R245fa | MinimizeLCOE_Brownfield | IgnoreSilica | 1.0887 | 0.36008 | 0.030622 | 4 | 203943.4099 | 479359.6412 | 4157.6623 | 9772.3947 | 150.0076 | 0 | 57.4281 | 224145.88 | 11156.8252 | 147435.8652 | 76200.2225 | 0 | 60432.8478 | 0 | 202554.9399 | 527006.4038 | 359692.6995 | 1608625.6838 | 961560.8286 | 22410181.7999 | 22410181.7999 | 1478867.319 | 9845793.7898 | 0 | 24980368.3123 | 58715211.2211 | 100 | 0.12249 | 203943.4099 | 479359.6412 | 4157.6623 | 9772.3947
1 | 5800 | 707 | 0.04 | 15 | 15 | 7 | 1.3335e-13 | 5spot_SharedNeighbor | Water | Porous | Wet | R245fa | MinimizeLCOE_Brownfield | IgnoreSilica | 1.4176 | 0.56436 | 0.057726 | 4 | 110882.4745 | 256981.1157 | 2260.4892 | 5238.9076 | 165.629 | 0 | 58.6001 | 325938.147 | 18498.9227 | 209046.7922 | 100300.9483 | 0 | 66700.8134 | 0 | 280989.3932 | 731076.7622 | 498974.9123 | 2231526.6913 | 961560.8286 | 22410181.7999 | 22410181.7999 | 1478867.319 | 9845793.7898 | 0 | 25603269.3198 | 59338112.2286 | 133.3521 | 0.2309 | 110882.4745 | 256981.1157 | 2260.4892 | 5238.9076
1 | 5800 | 707 | 0.04 | 15 | 15 | 7 | 1.7783e-13 | 5spot_SharedNeighbor | Water | Porous | Wet | R245fa | MinimizeLCOE_Brownfield | IgnoreSilica | 1.8264 | 0.85026 | 0.09863 | 4 | 66933.6079 | 152441.9901 | 1364.5321 | 3107.7362 | 178.8228 | 0 | 290.5703 | 455710.9487 | 29444.5352 | 287645.2307 | 134434.3049 | 0 | 72653.6908 | 0 | 382156.597 | 994293.0743 | 678625.4539 | 3034963.8354 | 961560.8286 | 22410181.7999 | 22410181.7999 | 1478867.319 | 9845793.7898 | 0 | 26406706.4639 | 60141549.3727 | 177.8279 | 0.39452 | 66933.6079 | 152441.9901 | 1364.5321 | 3107.7362
1 | 5800 | 707 | 0.04 | 15 | 15 | 7 | 2.3714e-13 | 5spot_SharedNeighbor | Water | Porous | Wet | R245fa | MinimizeLCOE_Brownfield | IgnoreSilica | 2.3515 | 1.2874 | 0.15326 | 4 | 44705.5622 | 99735.5792 | 911.3834 | 2033.2447 | 190.0921 | 0 | 382.9118 | 609207.9586 | 39432.4929 | 400833.9033 | 172898.7767 | 0 | 80051.3219 | 0 | 507945.5369 | 1321570.093 | 901998.744 | 4033938.8273 | 961560.8286 | 22410181.7999 | 22410181.7999 | 1478867.319 | 9845793.7898 | 0 | 27405681.4558 | 61140524.3646 | 237.1374 | 0.61303 | 44705.5622 | 99735.5792 | 911.3834 | 2033.2447
1 | 5800 | 707 | 0.04 | 15 | 15 | 7 | 3.1623e-13 | 5spot_SharedNeighbor | Water | Porous | Wet | R245fa | MinimizeLCOE_Brownfield | IgnoreSilica | 3.0322 | 1.8596 | 0.22479 | 4 | 31802.8579 | 69320.9741 | 648.3443 | 1413.2018 | 199.5779 | 0 | 495.0547 | 788113.7632 | 51009.1173 | 537933.4286 | 220899.552 | 0 | 88751.4897 | 0 | 657815.8668 | 1711501.9488 | 1168135.2479 | 5224160.4143 | 961560.8286 | 22410181.7999 | 22410181.7999 | 1478867.319 | 9845793.7898 | 0 | 28595903.0428 | 62330745.9516 | 316.2278 | 0.89916 | 31802.8579 | 69320.9741 | 648.3443 | 1413.2018
1 | 5800 | 707 | 0.04 | 15 | 15 | 7 | 4.217e-13 | 5spot_SharedNeighbor | Water | Porous | Wet | R245fa | MinimizeLCOE_Brownfield | IgnoreSilica | 3.8996 | 2.5956 | 0.31718 | 4 | 23650.8377 | 50240.7456 | 482.1543 | 1024.2256 | 207.2965 | 0 | 77.6208 | 995781.8936 | 64418.1388 | 702374.8453 | 281278.5188 | 0 | 98133.6036 | 0 | 835374.93 | 2173474.209 | 1483440.8081 | 6634276.9471 | 961560.8286 | 22410181.7999 | 22410181.7999 | 1478867.319 | 9845793.7898 | 0 | 30006019.5757 | 63740862.4844 | 421.6965 | 1.2687 | 23650.8377 | 50240.7456 | 482.1543 | 1024.2256
1 | 5800 | 707 | 0.04 | 15 | 15 | 7 | 5.6234e-13 | 5spot_SharedNeighbor | Water | Porous | Wet | R245fa | MinimizeLCOE_Brownfield | IgnoreSilica | 5.04 | 3.5702 | 0.43966 | 4 | 18049.2438 | 37231.616 | 367.9582 | 759.0169 | 213.6686 | 0 | 73.8576 | 1245827.394 | 80525.1235 | 906438.5173 | 360244.7441 | 0 | 109467.4496 | 0 | 1053976.2591 | 2742230.0259 | 1871628.3399 | 8370337.8534 | 961560.8286 | 22410181.7999 | 22410181.7999 | 1478867.319 | 9845793.7898 | 0 | 31742080.4819 | 65476923.3906 | 562.3413 | 1.7586 | 18049.2438 | 37231.616 | 367.9582 | 759.0169
1 | 5800 | 707 | 0.04 | 15 | 15 | 7 | 7.4989e-13 | 5spot_SharedNeighbor | Water | Porous | Wet | R245fa | MinimizeLCOE_Brownfield | IgnoreSilica | 6.499 | 4.822 | 0.59751 | 4 | 14151.6825 | 28266.4703 | 288.5012 | 576.2502 | 218.6732 | 0 | 94.831 | 1539312.0499 | 99381.461 | 1152831.2878 | 461090.36 | 0 | 121754.8999 | 0 | 1316004.3228 | 3423973.2984 | 2336932.1318 | 10451279.8116 | 961560.8286 | 22410181.7999 | 22410181.7999 | 1478867.319 | 9845793.7898 | 0 | 33823022.4401 | 67557865.3488 | 749.8942 | 2.39 | 14151.6825 | 28266.4703 | 288.5012 | 576.2502
1 | 5800 | 707 | 0.04 | 15 | 15 | 7 | 1e-12 | 5spot_SharedNeighbor | Water | Porous | Wet | R245fa | MinimizeLCOE_Brownfield | IgnoreSilica | 8.3969 | 6.4399 | 0.80157 | 4 | 11337.687 | 21859.1416 | 231.1341 | 445.6282 | 222.3802 | 0 | 78.8297 | 1887524.9889 | 121692.3969 | 1453079.1167 | 592002.9623 | 0 | 136567.669 | 0 | 1634438.1822 | 4252472.8807 | 2902400.1207 | 12980178.3175 | 961560.8286 | 22410181.7999 | 22410181.7999 | 1478867.319 | 9845793.7898 | 0 | 36351920.946 | 70086763.8547 | 1000 | 3.2063 | 11337.687 | 21859.1416 | 231.1341 | 445.6282
1 | 5800 | 707 | 0.04 | 15 | 15 | 7 | 1.3335e-12 | 5spot_SharedNeighbor | Water | Porous | Wet | R245fa | MinimizeLCOE_Brownfield | IgnoreSilica | 10.93 | 8.6562 | 1.082 | 4 | 9148.172 | 16942.6819 | 186.4979 | 345.3995 | 226.0734 | 0 | 110.4862 | 2325730.4081 | 149684.557 | 1840973.7887 | 767539.5091 | 0 | 153545.7295 | 0 | 2042614.857 | 5314464.86 | 3627231.4683 | 16221785.1776 | 961560.8286 | 22410181.7999 | 22410181.7999 | 1478867.319 | 9845793.7898 | 0 | 39593527.8061 | 73328370.7148 | 1333.5214 | 4.328 | 9148.172 | 16942.6819 | 186.4979 | 345.3995
1 | 5800 | 707 | 0.04 | 15 | 15 | 7 | 1.7783e-12 | 5spot_SharedNeighbor | Water | Porous | Wet | R245fa | MinimizeLCOE_Brownfield | IgnoreSilica | 14.2675 | 11.5607 | 1.4491 | 4 | 7523.6164 | 13343.5828 | 153.3791 | 272.027 | 228.6572 | 0 | 105.8924 | 2853529.4016 | 183288.968 | 2320451.8093 | 1001708.9044 | 0 | 175240.2305 | 0 | 2548345.5324 | 6630272.3378 | 4525297.109 | 20238134.2932 | 961560.8286 | 22410181.7999 | 22410181.7999 | 1478867.319 | 9845793.7898 | 0 | 43609876.9217 | 77344719.8305 | 1778.2794 | 5.7964 | 7523.6164 | 13343.5828 | 153.3791 | 272.027
1 | 5800 | 707 | 0.04 | 15 | 15 | 7 | 2.3714e-12 | 5spot_SharedNeighbor | Water | Porous | Wet | R245fa | MinimizeLCOE_Brownfield | IgnoreSilica | 18.7064 | 15.4068 | 1.9354 | 4 | 6278.9558 | 10636.571 | 128.005 | 216.8409 | 230.6889 | 0 | 82.5782 | 3496806.0859 | 224102.1265 | 2919812.8281 | 1305985.0591 | 0 | 201583.7329 | 0 | 3177833.0346 | 8268069.6929 | 5643127.4573 | 25237320.0172 | 961560.8286 | 22410181.7999 | 22410181.7999 | 1478867.319 | 9845793.7898 | 0 | 48609062.6457 | 82343905.5545 | 2371.3737 | 7.7416 | 6278.9558 | 10636.571 | 128.005 | 216.8409
1 | 5800 | 707 | 0.04 | 15 | 15 | 7 | 3.1623e-12 | 5spot_SharedNeighbor | Water | Porous | Wet | R245fa | MinimizeLCOE_Brownfield | IgnoreSilica | 24.5648 | 20.4984 | 2.5793 | 4 | 5318.203 | 8587.9815 | 108.4188 | 175.0776 | 232.2608 | 0 | 101.1618 | 4281236.1256 | 273684.8827 | 3669108.3297 | 1711587.8572 | 0 | 233725.1618 | 0 | 3966043.5192 | 10318831.6896 | 7042814.6589 | 31497032.2247 | 961560.8286 | 22410181.7999 | 22410181.7999 | 1478867.319 | 9845793.7898 | 0 | 54868774.8532 | 88603617.7619 | 3162.2777 | 10.3172 | 5318.203 | 8587.9815 | 108.4188 | 175.0776
1 | 5800 | 707 | 0.04 | 15 | 15 | 7 | 4.217e-12 | 5spot_SharedNeighbor | Water | Porous | Wet | R245fa | MinimizeLCOE_Brownfield | IgnoreSilica | 32.2795 | 27.2066 | 3.4279 | 4 | 4570.5775 | 7030.9227 | 93.1774 | 143.3349 | 233.4692 | 0 | 116.2935 | 5234029.5128 | 333671.4455 | 4601762.8071 | 2245794.6662 | 0 | 272561.5208 | 0 | 4948249.7814 | 12874330.9056 | 8786995.3841 | 39297396.0235 | 961560.8286 | 22410181.7999 | 22410181.7999 | 1478867.319 | 9845793.7898 | 0 | 62669138.652 | 96403981.5608 | 4216.965 | 13.7114 | 4570.5775 | 7030.9227 | 93.1774 | 143.3349
1 | 5800 | 707 | 0.04 | 15 | 15 | 7 | 5.6234e-12 | 5spot_SharedNeighbor | Water | Porous | Wet | R245fa | MinimizeLCOE_Brownfield | IgnoreSilica | 42.3916 | 36 | 4.5403 | 4 | 3984.0614 | 5841.5657 | 81.2205 | 119.0882 | 234.3865 | 0 | 122.5869 | 6386649.281 | 405937.3901 | 5757409.2481 | 2945994.7646 | 0 | 319413.4786 | 0 | 6168007.6233 | 16047890.6036 | 10953015.0881 | 48984317.4774 | 961560.8286 | 22410181.7999 | 22410181.7999 | 1478867.319 | 9845793.7898 | 0 | 72356060.1059 | 106090903.0146 | 5623.4133 | 18.1614 | 3984.0614 | 5841.5657 | 81.2205 | 119.0882
1 | 5800 | 707 | 0.04 | 15 | 15 | 7 | 7.4989e-12 | 5spot_SharedNeighbor | Water | Porous | Wet | R245fa | MinimizeLCOE_Brownfield | IgnoreSilica | 55.481 | 47.3616 | 5.9777 | 4 | 3523.0999 | 4933.9567 | 71.8232 | 100.5854 | 235.0214 | 0 | 108.4825 | 7763096.1283 | 491864.4791 | 7170110.5182 | 3852011.1933 | 0 | 375396.7442 | 0 | 7664466.8346 | 19941370.5053 | 13610395.1241 | 60868711.527 | 961560.8286 | 22410181.7999 | 22410181.7999 | 1478867.319 | 9845793.7898 | 0 | 84240454.1556 | 117975297.0643 | 7498.9421 | 23.9109 | 3523.0999 | 4933.9567 | 71.8232 | 100.5854
1 | 5800 | 707 | 0.04 | 15 | 15 | 7 | 1e-11 | 5spot_SharedNeighbor | Water | Porous | Wet | R245fa | MinimizeLCOE_Brownfield | IgnoreSilica | 72.0775 | 61.6417 | 7.7828 | 4 | 3163.6018 | 4247.241 | 64.4943 | 86.5858 | 235.245 | 0 | 105.6139 | 9366269.0965 | 591505.8985 | 8852873.7739 | 4998804.967 | 0 | 442533.2367 | 0 | 9458274.9193 | 24608491.1809 | 16795800.8849 | 75114553.9575 | 961560.8286 | 22410181.7999 | 22410181.7999 | 1478867.319 | 9845793.7898 | 0 | 98486296.5861 | 132221139.4948 | 10000 | 31.1311 | 3163.6018 | 4247.241 | 64.4943 | 86.5858
1 | 5800 | 707 | 0.04 | 15 | 15 | 7 | 1.3335e-11 | 5spot_SharedNeighbor | Water | Porous | Wet | R245fa | MinimizeLCOE_Brownfield | IgnoreSilica | 92.4453 | 78.7683 | 9.9416 | 4 | 2889.56 | 3737.8852 | 58.9076 | 76.2018 | 234.7921 | 0 | 127.3644 | 11155868.9809 | 702252.0144 | 10771244.591 | 6400065.4698 | 0 | 524389.1342 | 0 | 11525989.8742 | 29988261.3471 | 20467604.5665 | 91535675.978 | 961560.8286 | 22410181.7999 | 22410181.7999 | 1478867.319 | 9845793.7898 | 0 | 114907418.6066 | 148642261.5153 | 13335.2143 | 39.7664 | 2889.56 | 3737.8852 | 58.9076 | 76.2018
1 | 5800 | 707 | 0.04 | 15 | 15 | 7 | 1.7783e-11 | 5spot_SharedNeighbor | Water | Porous | Wet | R245fa | MinimizeLCOE_Brownfield | IgnoreSilica | 116.258 | 97.9459 | 12.3456 | 4 | 2688.7579 | 3371.8923 | 54.814 | 68.7406 | 233.4179 | 0 | 112.5479 | 13033506.7756 | 817970.1555 | 12822533.6502 | 8025168.7271 | 0 | 624272.3922 | 0 | 13776146.1632 | 35842706.4406 | 24463383.6397 | 109405687.944 | 961560.8286 | 22410181.7999 | 22410181.7999 | 1478867.319 | 9845793.7898 | 0 | 132777430.5725 | 166512273.4813 | 17782.7941 | 49.3824 | 2688.7579 | 3371.8923 | 54.814 | 68.7406
1 | 5800 | 707 | 0.04 | 15 | 15 | 7 | 2.3714e-11 | 5spot_SharedNeighbor | Water | Porous | Wet | R245fa | MinimizeLCOE_Brownfield | IgnoreSilica | 142.4259 | 117.7268 | 14.8043 | 4 | 2548.6487 | 3118.3292 | 51.9577 | 63.5714 | 231.1202 | 0 | 138.8237 | 14864161.919 | 930378.7054 | 14855423.9826 | 9790760.0625 | 0 | 741546.3414 | 0 | 16061085.6943 | 41787650.3949 | 28520930.0448 | 127551937.145 | 961560.8286 | 22410181.7999 | 22410181.7999 | 1478867.319 | 9845793.7898 | 0 | 150923679.7735 | 184658522.6823 | 23713.7371 | 59.2171 | 2548.6487 | 3118.3292 | 51.9577 | 63.5714
1 | 5800 | 707 | 0.04 | 15 | 15 | 7 | 3.1623e-11 | 5spot_SharedNeighbor | Water | Porous | Wet | R245fa | MinimizeLCOE_Brownfield | IgnoreSilica | 169.2252 | 136.895 | 17.1687 | 4 | 2452.0438 | 2943.2684 | 49.9882 | 60.0025 | 228.489 | 0 | 151.7899 | 16556941.7363 | 1033994.7826 | 16760804.6209 | 11606363.8433 | 0 | 864765.4131 | 0 | 18260919.4545 | 47511166.5911 | 32427347.4553 | 145022303.8971 | 961560.8286 | 22410181.7999 | 22410181.7999 | 1478867.319 | 9845793.7898 | 0 | 168394046.5257 | 202128889.4344 | 31622.7766 | 68.675 | 2452.0438 | 2943.2684 | 49.9882 | 60.0025
1 | 5800 | 707 | 0.04 | 15 | 15 | 7 | 4.217e-11 | 5spot_SharedNeighbor | Water | Porous | Wet | R245fa | MinimizeLCOE_Brownfield | IgnoreSilica | 195.1178 | 153.8439 | 19.2345 | 4 | 2388.9361 | 2827.404 | 48.7017 | 57.6405 | 225.5597 | 0 | 161.5719 | 17998813.6498 | 1122026.405 | 18401314.1939 | 13285001.4823 | 0 | 989760.0403 | 0 | 20200797.1508 | 52558330.4331 | 35872140.4863 | 160428183.8415 | 961560.8286 | 22410181.7999 | 22410181.7999 | 1478867.319 | 9845793.7898 | 0 | 183799926.4701 | 217534769.3788 | 42169.6503 | 76.938 | 2388.9361 | 2827.404 | 48.7017 | 57.6405
1 | 5800 | 707 | 0.04 | 15 | 15 | 7 | 5.6234e-11 | 5spot_SharedNeighbor | Water | Porous | Wet | R245fa | MinimizeLCOE_Brownfield | IgnoreSilica | 207.5607 | 161.4731 | 20.2722 | 4 | 2349.5062 | 2765.5286 | 47.8979 | 56.379 | 224.0101 | 0 | 166.1758 | 18633133.3266 | 1160692.0591 | 19127788.7794 | 14097260.1184 | 0 | 947438.1614 | 0 | 21046861.8535 | 54759617.2378 | 37374563.9624 | 167147355.4985 | 961560.8286 | 22410181.7999 | 22410181.7999 | 1478867.319 | 9845793.7898 | 0 | 190519098.127 | 224253941.0357 | 56234.1325 | 81.089 | 2349.5062 | 2765.5286 | 47.8979 | 56.379
1 | 5800 | 707 | 0.04 | 15 | 15 | 7 | 7.4989e-11 | 5spot_SharedNeighbor | Water | Porous | Wet | R245fa | MinimizeLCOE_Brownfield | IgnoreSilica | 213.6159 | 165.0384 | 20.845 | 4 | 2319.8313 | 2724.4237 | 47.2929 | 55.5411 | 223.2177 | 0 | 222.6192 | 18926673.4352 | 1178572.7844 | 19464921.0837 | 14490250.6688 | 0 | 844805.1583 | 0 | 21413037.0208 | 55712329.9103 | 38024809.9377 | 170055399.9992 | 961560.8286 | 22410181.7999 | 22410181.7999 | 1478867.319 | 9845793.7898 | 0 | 193427142.6277 | 227161985.5365 | 74989.4209 | 83.3798 | 2319.8313 | 2724.4237 | 47.2929 | 55.5411
1 | 5800 | 707 | 0.04 | 15 | 15 | 7 | 1e-10 | 5spot_SharedNeighbor | Water | Porous | Wet | R245fa | MinimizeLCOE_Brownfield | IgnoreSilica | 218.2728 | 167.7186 | 21.2849 | 4 | 2297.2148 | 2693.4452 | 46.8318 | 54.9095 | 222.5952 | 0 | 238.9091 | 19146169.955 | 1191938.2007 | 19717397.7181 | 14791717.9487 | 0 | 754259.752 | 0 | 21684578.5941 | 56418825.3831 | 38507007.6149 | 172211895.1665 | 961560.8286 | 22410181.7999 | 22410181.7999 | 1478867.319 | 9845793.7898 | 0 | 195583637.7951 | 229318480.7038 | 100000 | 85.1395 | 2297.2148 | 2693.4452 | 46.8318 | 54.9095
1 | 5800 | 707 | 0.04 | 15 | 15 | 7 | 1.3335e-10 | 5spot_SharedNeighbor | Water | Porous | Wet | R245fa | MinimizeLCOE_Brownfield | IgnoreSilica | 221.7487 | 169.6833 | 21.6156 | 4 | 2280.0014 | 2670.1686 | 46.4809 | 54.435 | 222.1229 | 0 | 286.5417 | 19306449.0141 | 1201695.1101 | 19901964.4159 | 15016389.7332 | 0 | 675768.8227 | 0 | 21879884.1674 | 56926970.4223 | 38853827.0455 | 173762948.7311 | 961560.8286 | 22410181.7999 | 22410181.7999 | 1478867.319 | 9845793.7898 | 0 | 197134691.3596 | 230869534.2684 | 133352.1432 | 86.4625 | 2280.0014 | 2670.1686 | 46.4809 | 54.435
1 | 5800 | 707 | 0.04 | 15 | 15 | 7 | 1.7783e-10 | 5spot_SharedNeighbor | Water | Porous | Wet | R245fa | MinimizeLCOE_Brownfield | IgnoreSilica | 224.6056 | 171.2741 | 21.8797 | 4 | 2266.9054 | 2652.364 | 46.2139 | 54.072 | 221.7308 | 0 | 342.6758 | 19435848.5456 | 1209570.6041 | 20051097.5956 | 15200006.0376 | 0 | 613197.2765 | 0 | 22038790.8232 | 57340412.9443 | 39136010.0622 | 175024933.8891 | 961560.8286 | 22410181.7999 | 22410181.7999 | 1478867.319 | 9845793.7898 | 0 | 198396676.5176 | 232131519.4264 | 177827.941 | 87.5187 | 2266.9054 | 2652.364 | 46.2139 | 54.072
1 | 5800 | 707 | 0.04 | 15 | 15 | 7 | 2.3714e-10 | 5spot_SharedNeighbor | Water | Porous | Wet | R245fa | MinimizeLCOE_Brownfield | IgnoreSilica | 226.5345 | 172.3347 | 22.0652 | 4 | 2256.9578 | 2639.1751 | 46.0111 | 53.8032 | 221.463 | 0 | 420.217 | 19521922.8652 | 1214808.4392 | 20150360.0117 | 15323603.3242 | 0 | 558749.0846 | 0 | 22140083.0527 | 57603954.5477 | 39315882.6217 | 175829363.9472 | 961560.8286 | 22410181.7999 | 22410181.7999 | 1478867.319 | 9845793.7898 | 0 | 199201106.5757 | 232935949.4844 | 237137.3706 | 88.2609 | 2256.9578 | 2639.1751 | 46.0111 | 53.8032
1 | 5800 | 707 | 0.04 | 15 | 15 | 7 | 3.1623e-10 | 5spot_SharedNeighbor | Water | Porous | Wet | R245fa | MinimizeLCOE_Brownfield | IgnoreSilica | 227.9325 | 173.0969 | 22.2018 | 4 | 2249.4169 | 2629.2835 | 45.8574 | 53.6015 | 221.2674 | 0 | 475.8027 | 19583698.4522 | 1218567.2408 | 20221630.9116 | 15413144.7775 | 0 | 514180.2014 | 0 | 22210976.4176 | 57788404.5408 | 39441773.5321 | 176392376.074 | 961560.8286 | 22410181.7999 | 22410181.7999 | 1478867.319 | 9845793.7898 | 0 | 199764118.7025 | 233498961.6112 | 316227.766 | 88.8071 | 2249.4169 | 2629.2835 | 45.8574 | 53.6015
1 | 5800 | 707 | 0.04 | 15 | 15 | 7 | 4.217e-10 | 5spot_SharedNeighbor | Water | Porous | Wet | R245fa | MinimizeLCOE_Brownfield | IgnoreSilica | 228.9628 | 173.6554 | 22.3033 | 4 | 2243.7078 | 2621.8456 | 45.741 | 53.4499 | 221.1225 | 0 | 542.8974 | 19628909.3722 | 1221317.9386 | 20273806.9951 | 15479126.9371 | 0 | 478499.1503 | 0 | 22261847.5533 | 57920760.801 | 39532109.3993 | 176796378.1467 | 961560.8286 | 22410181.7999 | 22410181.7999 | 1478867.319 | 9845793.7898 | 0 | 200168120.7753 | 233902963.684 | 421696.5034 | 89.2131 | 2243.7078 | 2621.8456 | 45.741 | 53.4499
1 | 5800 | 707 | 0.04 | 15 | 15 | 7 | 5.6234e-10 | 5spot_SharedNeighbor | Water | Porous | Wet | R245fa | MinimizeLCOE_Brownfield | IgnoreSilica | 229.6841 | 174.0443 | 22.3764 | 4 | 2239.3912 | 2616.2934 | 45.653 | 53.3367 | 221.0205 | 0 | 491.0374 | 19660368.8047 | 1223231.872 | 20310120.9818 | 15525303.0473 | 0 | 449759.7424 | 0 | 22295825.9348 | 58009165.5795 | 39592447.4772 | 177066223.4395 | 961560.8286 | 22410181.7999 | 22410181.7999 | 1478867.319 | 9845793.7898 | 0 | 200437966.068 | 234172808.9768 | 562341.3252 | 89.5056 | 2239.3912 | 2616.2934 | 45.653 | 53.3367
1 | 5800 | 707 | 0.04 | 15 | 15 | 7 | 7.4989e-10 | 5spot_SharedNeighbor | Water | Porous | Wet | R245fa | MinimizeLCOE_Brownfield | IgnoreSilica | 230.1808 | 174.311 | 22.4286 | 4 | 2236.1319 | 2612.1564 | 45.5866 | 53.2523 | 220.9498 | 0 | 535.0403 | 19681937.0426 | 1224543.9943 | 20335021.2051 | 15557124.9659 | 0 | 426793.2174 | 0 | 22317913.9659 | 58066634.1055 | 39631670.927 | 177241639.4237 | 961560.8286 | 22410181.7999 | 22410181.7999 | 1478867.319 | 9845793.7898 | 0 | 200613382.0522 | 234348224.961 | 749894.2093 | 89.7145 | 2236.1319 | 2612.1564 | 45.5866 | 53.2523
1 | 5800 | 707 | 0.04 | 15 | 15 | 7 | 1e-09 | 5spot_SharedNeighbor | Water | Porous | Wet | R245fa | MinimizeLCOE_Brownfield | IgnoreSilica | 230.9922 | 174.7501 | 22.4953 | 4 | 2233.5553 | 2608.4649 | 45.534 | 53.1771 | 220.837 | 0 | 513.574 | 19717413.3026 | 1226702.136 | 20375984.6799 | 15609192.0546 | 0 | 413895.1852 | 0 | 22363843.0698 | 58186132.2125 | 39713230.8405 | 177606393.4811 | 961560.8286 | 22410181.7999 | 22410181.7999 | 1478867.319 | 9845793.7898 | 0 | 200978136.1096 | 234712979.0184 | 1000000 | 89.9813 | 2233.5553 | 2608.4649 | 45.534 | 53.1771
1 | 5800 | 707 | 0.04 | 15 | 15 | 7 | 1.3335e-09 | 5spot_SharedNeighbor | Water | Porous | Wet | R245fa | MinimizeLCOE_Brownfield | IgnoreSilica | 231.2675 | 174.8968 | 22.5242 | 4 | 2231.7452 | 2606.1743 | 45.4971 | 53.1304 | 220.7975 | 0 | 524.363 | 19729262.9472 | 1227422.9662 | 20389668.9805 | 15626823.6442 | 0 | 400619.4302 | 0 | 22375781.2076 | 58217192.7984 | 39734430.3286 | 177701202.3028 | 961560.8286 | 22410181.7999 | 22410181.7999 | 1478867.319 | 9845793.7898 | 0 | 201072944.9313 | 234807787.84 | 1333521.4322 | 90.0967 | 2231.7452 | 2606.1743 | 45.4971 | 53.1304
1 | 5800 | 707 | 0.04 | 15 | 15 | 7 | 1.7783e-09 | 5spot_SharedNeighbor | Water | Porous | Wet | R245fa | MinimizeLCOE_Brownfield | IgnoreSilica | 231.4481 | 174.9927 | 22.5443 | 4 | 2230.3829 | 2604.4784 | 45.4694 | 53.0958 | 220.7714 | 0 | 501.8293 | 19737007.1722 | 1227894.0515 | 20398612.7245 | 15638388.3946 | 0 | 390139.5156 | 0 | 22382896.3247 | 58235704.8736 | 39747065.2003 | 177757708.257 | 961560.8286 | 22410181.7999 | 22410181.7999 | 1478867.319 | 9845793.7898 | 0 | 201129450.8856 | 234864293.7943 | 1778279.41 | 90.1771 | 2230.3829 | 2604.4784 | 45.4694 | 53.0958
1 | 5800 | 707 | 0.04 | 15 | 15 | 7 | 2.3714e-09 | 5spot_SharedNeighbor | Water | Porous | Wet | R245fa | MinimizeLCOE_Brownfield | IgnoreSilica | 231.5964 | 175.0716 | 22.5601 | 4 | 2229.3584 | 2603.191 | 45.4485 | 53.0696 | 220.75 | 0 | 524.1901 | 19743374.8664 | 1228281.3979 | 20405967.0183 | 15647890.8361 | 0 | 382349.6841 | 0 | 22389066.8831 | 58251759.4007 | 39758022.7449 | 177806712.8314 | 961560.8286 | 22410181.7999 | 22410181.7999 | 1478867.319 | 9845793.7898 | 0 | 201178455.46 | 234913298.3687 | 2371373.7057 | 90.2405 | 2229.3584 | 2603.191 | 45.4485 | 53.0696
1 | 5800 | 707 | 0.04 | 15 | 15 | 7 | 3.1623e-09 | 5spot_SharedNeighbor | Water | Porous | Wet | R245fa | MinimizeLCOE_Brownfield | IgnoreSilica | 231.246 | 174.8807 | 22.5445 | 4 | 2228.5124 | 2602.6038 | 45.4312 | 53.0576 | 220.7976 | 0 | 475.9884 | 19727961.133 | 1227343.7756 | 20388165.5641 | 15625376.5523 | 0 | 369435.7755 | 0 | 22361930.2922 | 58181155.5577 | 39709834.1713 | 177591202.8217 | 961560.8286 | 22410181.7999 | 22410181.7999 | 1478867.319 | 9845793.7898 | 0 | 200962945.4502 | 234697788.3589 | 3162277.6602 | 90.1781 | 2228.5124 | 2602.6038 | 45.4312 | 53.0576
1 | 5800 | 707 | 0.04 | 15 | 15 | 7 | 4.217e-09 | 5spot_SharedNeighbor | Water | Porous | Wet | R245fa | MinimizeLCOE_Brownfield | IgnoreSilica | 231.7692 | 175.1631 | 22.5796 | 4 | 2228.0102 | 2601.5201 | 45.421 | 53.0355 | 220.725 | 0 | 493.0825 | 19750766.9958 | 1228731.0562 | 20414504.804 | 15658957.3682 | 0 | 371687.0826 | 0 | 22395612.4497 | 58268789.6222 | 39769646.2211 | 177858695.5998 | 961560.8286 | 22410181.7999 | 22410181.7999 | 1478867.319 | 9845793.7898 | 0 | 201230438.2283 | 234965281.1371 | 4216965.0343 | 90.3185 | 2228.0102 | 2601.5201 | 45.421 | 53.0355
1 | 5800 | 707 | 0.04 | 15 | 15 | 7 | 5.6234e-09 | 5spot_SharedNeighbor | Water | Porous | Wet | R245fa | MinimizeLCOE_Brownfield | IgnoreSilica | 231.8204 | 175.1901 | 22.5856 | 4 | 2227.5759 | 2600.9867 | 45.4121 | 53.0246 | 220.7175 | 0 | 501.8205 | 19752947.3465 | 1228863.6846 | 20417023.1408 | 15662229.2878 | 0 | 368163.7736 | 0 | 22397398.6209 | 58273436.8735 | 39772818.0656 | 177872880.7932 | 961560.8286 | 22410181.7999 | 22410181.7999 | 1478867.319 | 9845793.7898 | 0 | 201244623.4217 | 234979466.3305 | 5623413.2519 | 90.3424 | 2227.5759 | 2600.9867 | 45.4121 | 53.0246
1 | 5800 | 707 | 0.04 | 15 | 15 | 7 | 7.4989e-09 | 5spot_SharedNeighbor | Water | Porous | Wet | R245fa | MinimizeLCOE_Brownfield | IgnoreSilica | 231.8741 | 175.2187 | 22.591 | 4 | 2227.2499 | 2600.571 | 45.4055 | 53.0162 | 220.7098 | 0 | 483.9256 | 19755254.5762 | 1229004.0305 | 20419688.0587 | 15665670.8654 | 0 | 365719.7319 | 0 | 22399781.5324 | 58279636.7204 | 39777049.5885 | 177891805.1041 | 961560.8286 | 22410181.7999 | 22410181.7999 | 1478867.319 | 9845793.7898 | 0 | 201263547.7326 | 234998390.6413 | 7498942.0933 | 90.3642 | 2227.2499 | 2600.571 | 45.4055 | 53.0162
1 | 5800 | 707 | 0.04 | 15 | 15 | 7 | 1e-08 | 5spot_SharedNeighbor | Water | Porous | Wet | R245fa | MinimizeLCOE_Brownfield | IgnoreSilica | 231.8935 | 175.2289 | 22.5938 | 4 | 2227.0053 | 2600.28 | 45.4005 | 53.0102 | 220.7069 | 0 | 492.7111 | 19756073.5572 | 1229053.8479 | 20420634.014 | 15666913.9085 | 0 | 363595.5241 | 0 | 22400145.6322 | 58280584.0333 | 39777696.149 | 177894696.6662 | 961560.8286 | 22410181.7999 | 22410181.7999 | 1478867.319 | 9845793.7898 | 0 | 201266439.2947 | 235001282.2035 | 10000000 | 90.3754 | 2227.0053 | 2600.28 | 45.4005 | 53.0102
1 | 5900 | 707 | 0.04 | 15 | 15 | 7 | 1e-13 | 5spot_SharedNeighbor | Water | Porous | Wet | R245fa | MinimizeLCOE_Brownfield | IgnoreSilica | 1.1276 | 0.38957 | 0.034612 | 4 | 185072.5008 | 434261.3737 | 3772.9533 | 8853.0055 | 153.5083 | 0 | 64.6051 | 240241.2541 | 12305.0902 | 156645.1184 | 79770.6563 | 0 | 61472.33 | 0 | 214669.4352 | 558525.8355 | 381205.3593 | 1704835.0791 | 961560.8286 | 22956191.5802 | 22956191.5802 | 1478867.319 | 10064197.702 | 0 | 25622587.4879 | 60121844.0891 | 100 | 0.13845 | 185072.5008 | 434261.3737 | 3772.9533 | 8853.0055
1 | 5900 | 707 | 0.04 | 15 | 15 | 7 | 1.3335e-13 | 5spot_SharedNeighbor | Water | Porous | Wet | R245fa | MinimizeLCOE_Brownfield | IgnoreSilica | 1.4565 | 0.60141 | 0.06361 | 4 | 103206.7033 | 238795.2041 | 2104.0082 | 4868.1632 | 168.8117 | 0 | 67.7462 | 345075.5146 | 20195.4229 | 219469.6287 | 104551.4391 | 0 | 66942.927 | 0 | 294931.6236 | 767351.5858 | 523733.2248 | 2342251.3665 | 961560.8286 | 22956191.5802 | 22956191.5802 | 1478867.319 | 10064197.702 | 0 | 26260003.7753 | 60759260.3765 | 133.3521 | 0.25444 | 103206.7033 | 238795.2041 | 2104.0082 | 4868.1632
1 | 5900 | 707 | 0.04 | 15 | 15 | 7 | 1.7783e-13 | 5spot_SharedNeighbor | Water | Porous | Wet | R245fa | MinimizeLCOE_Brownfield | IgnoreSilica | 1.8653 | 0.91036 | 0.10663 | 4 | 63513.2897 | 144402.0148 | 1294.8043 | 2943.8304 | 181.8457 | 0 | 299.3038 | 478170.3767 | 30938.3874 | 303778.4418 | 138618.4668 | 0 | 72251.2356 | 0 | 399265.1942 | 1038806.1348 | 709006.5323 | 3170834.7695 | 961560.8286 | 22956191.5802 | 22956191.5802 | 1478867.319 | 10064197.702 | 0 | 27088587.1783 | 61587843.7795 | 177.8279 | 0.4265 | 63513.2897 | 144402.0148 | 1294.8043 | 2943.8304
1 | 5900 | 707 | 0.04 | 15 | 15 | 7 | 2.3714e-13 | 5spot_SharedNeighbor | Water | Porous | Wet | R245fa | MinimizeLCOE_Brownfield | IgnoreSilica | 2.4099 | 1.3753 | 0.16474 | 4 | 42688.6683 | 95044.3525 | 870.2662 | 1937.6077 | 193.3967 | 0 | 391.0404 | 637992.732 | 41296.6856 | 422562.8017 | 178088.1104 | 0 | 79819.2737 | 0 | 530306.2453 | 1379748.0694 | 941706.4084 | 4211520.3263 | 961560.8286 | 22956191.5802 | 22956191.5802 | 1478867.319 | 10064197.702 | 0 | 28129272.7352 | 62628529.3364 | 237.1374 | 0.65894 | 42688.6683 | 95044.3525 | 870.2662 | 1937.6077
1 | 5900 | 707 | 0.04 | 15 | 15 | 7 | 3.1623e-13 | 5spot_SharedNeighbor | Water | Porous | Wet | R245fa | MinimizeLCOE_Brownfield | IgnoreSilica | 3.11 | 1.9797 | 0.24052 | 4 | 30520.4039 | 66379.6308 | 622.1997 | 1353.2386 | 202.995 | 0 | 514.2415 | 823436.9945 | 53292.5692 | 565532.7 | 227465.8337 | 0 | 88331.8505 | 0 | 685643.3797 | 1783903.4292 | 1217550.746 | 5445157.5029 | 961560.8286 | 22956191.5802 | 22956191.5802 | 1478867.319 | 10064197.702 | 0 | 29362909.9117 | 63862166.5129 | 316.2278 | 0.96207 | 30520.4039 | 66379.6308 | 622.1997 | 1353.2386
1 | 5900 | 707 | 0.04 | 15 | 15 | 7 | 4.217e-13 | 5spot_SharedNeighbor | Water | Porous | Wet | R245fa | MinimizeLCOE_Brownfield | IgnoreSilica | 4.0117 | 2.766 | 0.33953 | 4 | 22709.3528 | 48111.6371 | 462.9609 | 980.8208 | 210.8525 | 0 | 56.4671 | 1041271.89 | 67351.4551 | 739044.2578 | 290388.6823 | 0 | 97533.9459 | 0 | 871880.1901 | 2268453.4074 | 1548266.0626 | 6924189.8911 | 961560.8286 | 22956191.5802 | 22956191.5802 | 1478867.319 | 10064197.702 | 0 | 30841942.2999 | 65341198.9011 | 421.6965 | 1.3581 | 22709.3528 | 48111.6371 | 462.9609 | 980.8208
1 | 5900 | 707 | 0.04 | 15 | 15 | 7 | 5.6234e-13 | 5spot_SharedNeighbor | Water | Porous | Wet | R245fa | MinimizeLCOE_Brownfield | IgnoreSilica | 5.13 | 3.749 | 0.46393 | 4 | 17545.5634 | 36136.4359 | 357.69 | 736.6901 | 217.0096 | 0 | 89.6129 | 1289398.3565 | 83327.7666 | 942582.3745 | 368152.0577 | 0 | 106661.0914 | 0 | 1088147.4422 | 2831136.435 | 1932308.7909 | 8641714.315 | 961560.8286 | 22956191.5802 | 22956191.5802 | 1478867.319 | 10064197.702 | 0 | 32559466.7238 | 67058723.325 | 562.3413 | 1.8557 | 17545.5634 | 36136.4359 | 357.69 | 736.6901
1 | 5900 | 707 | 0.04 | 15 | 15 | 7 | 7.4989e-13 | 5spot_SharedNeighbor | Water | Porous | Wet | R245fa | MinimizeLCOE_Brownfield | IgnoreSilica | 6.6259 | 5.0689 | 0.6309 | 4 | 13757.9552 | 27428.535 | 280.4745 | 559.1678 | 222.0958 | 0 | 80.1762 | 1594431.0957 | 102917.372 | 1199825.5607 | 472030.2552 | 0 | 118403.4976 | 0 | 1360167.0346 | 3538875.6155 | 2415355.3242 | 10802005.7555 | 961560.8286 | 22956191.5802 | 22956191.5802 | 1478867.319 | 10064197.702 | 0 | 34719758.1643 | 69219014.7655 | 749.8942 | 2.5236 | 13757.9552 | 27428.535 | 280.4745 | 559.1678
1 | 5900 | 707 | 0.04 | 15 | 15 | 7 | 1e-12 | 5spot_SharedNeighbor | Water | Porous | Wet | R245fa | MinimizeLCOE_Brownfield | IgnoreSilica | 8.5601 | 6.7634 | 0.84538 | 4 | 11038.4838 | 21240.7486 | 225.0344 | 433.0214 | 225.7999 | 0 | 92.2685 | 1953914.4349 | 125939.1174 | 1511174.556 | 606081.0054 | 0 | 132275.9327 | 0 | 1688460.1681 | 4393027.0065 | 2998331.1996 | 13409203.4206 | 961560.8286 | 22956191.5802 | 22956191.5802 | 1478867.319 | 10064197.702 | 0 | 37326955.8295 | 71826212.4307 | 1000 | 3.3815 | 11038.4838 | 21240.7486 | 225.0344 | 433.0214
1 | 5900 | 707 | 0.04 | 15 | 15 | 7 | 1.3335e-12 | 5spot_SharedNeighbor | Water | Porous | Wet | R245fa | MinimizeLCOE_Brownfield | IgnoreSilica | 11.1541 | 9.1027 | 1.1425 | 4 | 8904.8929 | 16454.1424 | 181.5383 | 335.4399 | 229.5943 | 0 | 115.0267 | 2409854.3841 | 155048.3879 | 1916558.9705 | 787147.7751 | 0 | 148011.2243 | 0 | 2112482.0893 | 5496245.0667 | 3751300.1946 | 16776648.0925 | 961560.8286 | 22956191.5802 | 22956191.5802 | 1478867.319 | 10064197.702 | 0 | 40694400.5013 | 75193657.1025 | 1333.5214 | 4.5699 | 8904.8929 | 16454.1424 | 181.5383 | 335.4399
1 | 5900 | 707 | 0.04 | 15 | 15 | 7 | 1.7783e-12 | 5spot_SharedNeighbor | Water | Porous | Wet | R245fa | MinimizeLCOE_Brownfield | IgnoreSilica | 14.5453 | 12.1306 | 1.5268 | 4 | 7336.454 | 12985.3033 | 149.5635 | 264.723 | 232.1922 | 0 | 95.1986 | 2952343.8984 | 189568.0919 | 2411522.4586 | 1023181.5402 | 0 | 167495.769 | 0 | 2630203.5857 | 6843250.201 | 4670658.8769 | 20888224.4218 | 961560.8286 | 22956191.5802 | 22956191.5802 | 1478867.319 | 10064197.702 | 0 | 44805976.8306 | 79305233.4318 | 1778.2794 | 6.1073 | 7336.454 | 12985.3033 | 149.5635 | 264.723
1 | 5900 | 707 | 0.04 | 15 | 15 | 7 | 2.3714e-12 | 5spot_SharedNeighbor | Water | Porous | Wet | R245fa | MinimizeLCOE_Brownfield | IgnoreSilica | 19.0548 | 16.1621 | 2.0386 | 4 | 6128.2492 | 10359.0793 | 124.9326 | 211.1838 | 234.2379 | 0 | 91.3174 | 3617401.0293 | 231737.4016 | 3033777.747 | 1337164.8255 | 0 | 191738.7693 | 0 | 3280609.7113 | 8535473.5233 | 5825636.0661 | 26053539.0733 | 961560.8286 | 22956191.5802 | 22956191.5802 | 1478867.319 | 10064197.702 | 0 | 49971291.4822 | 84470548.0834 | 2371.3737 | 8.1543 | 6128.2492 | 10359.0793 | 124.9326 | 211.1838
1 | 5900 | 707 | 0.04 | 15 | 15 | 7 | 3.1623e-12 | 5spot_SharedNeighbor | Water | Porous | Wet | R245fa | MinimizeLCOE_Brownfield | IgnoreSilica | 25.0058 | 21.4863 | 2.7146 | 4 | 5195.3775 | 8372.5469 | 105.9148 | 170.6857 | 235.8224 | 0 | 108.6702 | 4426595.0551 | 282852.5033 | 3809903.0609 | 1751527.2288 | 0 | 221060.2071 | 0 | 4091855.8416 | 10646169.5447 | 7266229.4712 | 32496192.9127 | 961560.8286 | 22956191.5802 | 22956191.5802 | 1478867.319 | 10064197.702 | 0 | 56413945.3215 | 90913201.9227 | 3162.2777 | 10.8585 | 5195.3775 | 8372.5469 | 105.9148 | 170.6857
1 | 5900 | 707 | 0.04 | 15 | 15 | 7 | 4.217e-12 | 5spot_SharedNeighbor | Water | Porous | Wet | R245fa | MinimizeLCOE_Brownfield | IgnoreSilica | 32.8474 | 28.5056 | 3.6061 | 4 | 4468.0164 | 6859.7415 | 91.0866 | 139.8451 | 237.0421 | 0 | 102.1334 | 5410321.7325 | 344744.7096 | 4776703.746 | 2297658.3209 | 0 | 256618.9019 | 0 | 5103558.4903 | 13278412.3079 | 9062789.2442 | 40530807.4532 | 961560.8286 | 22956191.5802 | 22956191.5802 | 1478867.319 | 10064197.702 | 0 | 64448559.8621 | 98947816.4633 | 4216.965 | 14.4244 | 4468.0164 | 6859.7415 | 91.0866 | 139.8451
1 | 5900 | 707 | 0.04 | 15 | 15 | 7 | 5.6234e-12 | 5spot_SharedNeighbor | Water | Porous | Wet | R245fa | MinimizeLCOE_Brownfield | IgnoreSilica | 43.1032 | 37.6864 | 4.7724 | 4 | 3897.6589 | 5704.8855 | 79.459 | 116.3018 | 237.9654 | 0 | 118.0905 | 6598004.6827 | 419156.5293 | 5972173.9686 | 3011989.4477 | 0 | 299261.8144 | 0 | 6357228.7127 | 16540205.0635 | 11289029.8231 | 50487050.042 | 961560.8286 | 22956191.5802 | 22956191.5802 | 1478867.319 | 10064197.702 | 0 | 74404802.4508 | 108904059.052 | 5623.4133 | 19.0896 | 3897.6589 | 5704.8855 | 79.459 | 116.3018
1 | 5900 | 707 | 0.04 | 15 | 15 | 7 | 7.4989e-12 | 5spot_SharedNeighbor | Water | Porous | Wet | R245fa | MinimizeLCOE_Brownfield | IgnoreSilica | 56.4064 | 49.5703 | 6.2818 | 4 | 3448.2452 | 4821.234 | 70.2971 | 98.2874 | 238.5983 | 0 | 131.2624 | 8019184.2716 | 507811.0444 | 7436388.2766 | 3938167.5445 | 0 | 350818.4718 | 0 | 7898424.1475 | 20550079.4422 | 14025851.4812 | 62726724.6798 | 961560.8286 | 22956191.5802 | 22956191.5802 | 1478867.319 | 10064197.702 | 0 | 86644477.0886 | 121143733.6898 | 7498.9421 | 25.1271 | 3448.2452 | 4821.234 | 70.2971 | 98.2874
1 | 5900 | 707 | 0.04 | 15 | 15 | 7 | 1e-11 | 5spot_SharedNeighbor | Water | Porous | Wet | R245fa | MinimizeLCOE_Brownfield | IgnoreSilica | 73.2347 | 64.4614 | 8.1714 | 4 | 3098.4392 | 4153.9264 | 63.1659 | 84.6834 | 238.7951 | 0 | 134.3275 | 9669725.5107 | 610318.639 | 9175385.7824 | 5107548.0569 | 0 | 412911.8901 | 0 | 9740597.0528 | 25343035.4602 | 17297142.4489 | 77356664.841 | 961560.8286 | 22956191.5802 | 22956191.5802 | 1478867.319 | 10064197.702 | 0 | 101274417.2498 | 135773673.851 | 10000 | 32.6856 | 3098.4392 | 4153.9264 | 63.1659 | 84.6834
1 | 5900 | 707 | 0.04 | 15 | 15 | 7 | 1.3335e-11 | 5spot_SharedNeighbor | Water | Porous | Wet | R245fa | MinimizeLCOE_Brownfield | IgnoreSilica | 93.807 | 82.2282 | 10.4196 | 4 | 2832.6004 | 3660.3496 | 57.7464 | 74.6212 | 238.2821 | 0 | 131.3018 | 11503401.3958 | 723705.1832 | 11148117.3835 | 6530088.4384 | 0 | 489508.1923 | 0 | 11853980.0313 | 30841624.4559 | 21050042.4232 | 94140467.5036 | 961560.8286 | 22956191.5802 | 22956191.5802 | 1478867.319 | 10064197.702 | 0 | 118058219.9125 | 152557476.5136 | 13335.2143 | 41.6784 | 2832.6004 | 3660.3496 | 57.7464 | 74.6212
1 | 5900 | 707 | 0.04 | 15 | 15 | 7 | 1.7783e-11 | 5spot_SharedNeighbor | Water | Porous | Wet | R245fa | MinimizeLCOE_Brownfield | IgnoreSilica | 117.7636 | 102.0114 | 12.9088 | 4 | 2638.3863 | 3306.5219 | 53.7871 | 67.4079 | 236.8178 | 0 | 147.8444 | 13417665.673 | 841591.1284 | 13246580.3882 | 8172303.5622 | 0 | 584836.5448 | 0 | 14142561.1457 | 36796043.0628 | 25114055.4734 | 112315636.9785 | 961560.8286 | 22956191.5802 | 22956191.5802 | 1478867.319 | 10064197.702 | 0 | 136233389.3873 | 170732645.9885 | 17782.7941 | 51.6351 | 2638.3863 | 3306.5219 | 53.7871 | 67.4079
1 | 5900 | 707 | 0.04 | 15 | 15 | 7 | 2.3714e-11 | 5spot_SharedNeighbor | Water | Porous | Wet | R245fa | MinimizeLCOE_Brownfield | IgnoreSilica | 143.9922 | 122.3298 | 15.4437 | 4 | 2502.978 | 3061.4472 | 51.0266 | 62.4117 | 234.4342 | 0 | 140.1643 | 15277314.9394 | 955695.7832 | 15318303.1726 | 9949736.0559 | 0 | 698562.496 | 0 | 16457848.8544 | 42819946.7501 | 29225493.5189 | 130702901.5705 | 961560.8286 | 22956191.5802 | 22956191.5802 | 1478867.319 | 10064197.702 | 0 | 154620653.9793 | 189119910.5805 | 23713.7371 | 61.7747 | 2502.978 | 3061.4472 | 51.0266 | 62.4117
1 | 5900 | 707 | 0.04 | 15 | 15 | 7 | 3.1623e-11 | 5spot_SharedNeighbor | Water | Porous | Wet | R245fa | MinimizeLCOE_Brownfield | IgnoreSilica | 170.8789 | 141.9356 | 17.8704 | 4 | 2409.047 | 2891.679 | 49.1117 | 58.9508 | 231.7052 | 0 | 157.6418 | 16990738.0882 | 1060500.7626 | 17252732.0819 | 11752599.9201 | 0 | 819562.1802 | 0 | 18671691.8829 | 48579912.1886 | 33156788.2861 | 148284525.3907 | 961560.8286 | 22956191.5802 | 22956191.5802 | 1478867.319 | 10064197.702 | 0 | 172202277.7995 | 206701534.4007 | 31622.7766 | 71.4815 | 2409.047 | 2891.679 | 49.1117 | 58.9508
1 | 5900 | 707 | 0.04 | 15 | 15 | 7 | 4.217e-11 | 5spot_SharedNeighbor | Water | Porous | Wet | R245fa | MinimizeLCOE_Brownfield | IgnoreSilica | 196.4795 | 159.2771 | 19.9931 | 4 | 2349.9277 | 2781.3174 | 47.9065 | 56.7009 | 228.7039 | 0 | 166.6253 | 18451435.3941 | 1149620.2133 | 18919405.4811 | 13491492.9768 | 0 | 941905.5156 | 0 | 20652005.2366 | 53732281.3167 | 36673386.0866 | 164011532.2208 | 961560.8286 | 22956191.5802 | 22956191.5802 | 1478867.319 | 10064197.702 | 0 | 187929284.6297 | 222428541.2309 | 42169.6503 | 79.9724 | 2349.9277 | 2781.3174 | 47.9065 | 56.7009
1 | 5900 | 707 | 0.04 | 15 | 15 | 7 | 5.6234e-11 | 5spot_SharedNeighbor | Water | Porous | Wet | R245fa | MinimizeLCOE_Brownfield | IgnoreSilica | 210.8445 | 168.1036 | 21.1525 | 4 | 2312.0413 | 2719.7864 | 47.1341 | 55.4465 | 226.8562 | 0 | 167.4048 | 19177623.1447 | 1193853.0762 | 19753603.5176 | 14382336.572 | 0 | 930007.4698 | 0 | 21620595.2743 | 56252353.9099 | 38393387.4138 | 171703760.3782 | 961560.8286 | 22956191.5802 | 22956191.5802 | 1478867.319 | 10064197.702 | 0 | 195621512.7871 | 230120769.3883 | 56234.1325 | 84.6099 | 2312.0413 | 2719.7864 | 47.1341 | 55.4465
1 | 5900 | 707 | 0.04 | 15 | 15 | 7 | 7.4989e-11 | 5spot_SharedNeighbor | Water | Porous | Wet | R245fa | MinimizeLCOE_Brownfield | IgnoreSilica | 216.7855 | 171.6483 | 21.7202 | 4 | 2284.566 | 2681.654 | 46.574 | 54.6691 | 226.0471 | 0 | 177.8546 | 19466233.1205 | 1211419.654 | 20086132.0135 | 14769307.6396 | 0 | 828696.4183 | 0 | 21981097.6499 | 57190307.1419 | 39033559.7676 | 174566753.4053 | 961560.8286 | 22956191.5802 | 22956191.5802 | 1478867.319 | 10064197.702 | 0 | 198484505.8141 | 232983762.4153 | 74989.4209 | 86.8806 | 2284.566 | 2681.654 | 46.574 | 54.6691
1 | 5900 | 707 | 0.04 | 15 | 15 | 7 | 1e-10 | 5spot_SharedNeighbor | Water | Porous | Wet | R245fa | MinimizeLCOE_Brownfield | IgnoreSilica | 221.5908 | 174.4455 | 22.1697 | 4 | 2263.6184 | 2652.6548 | 46.1469 | 54.078 | 225.3798 | 0 | 223.4802 | 19692800.922 | 1225204.8925 | 20347564.5552 | 15079822.7025 | 0 | 742963.3866 | 0 | 22264459.019 | 57927555.2989 | 39536746.7837 | 176817117.5606 | 961560.8286 | 22956191.5802 | 22956191.5802 | 1478867.319 | 10064197.702 | 0 | 200734869.9695 | 235234126.5707 | 100000 | 88.6788 | 2263.6184 | 2652.6548 | 46.1469 | 54.078
1 | 5900 | 707 | 0.04 | 15 | 15 | 7 | 1.3335e-10 | 5spot_SharedNeighbor | Water | Porous | Wet | R245fa | MinimizeLCOE_Brownfield | IgnoreSilica | 225.0472 | 176.4195 | 22.499 | 4 | 2247.6868 | 2631.0288 | 45.8221 | 53.6371 | 224.8915 | 0 | 263.1533 | 19852084.1079 | 1234893.6374 | 20531560.3383 | 15302893.3783 | 0 | 666729.2395 | 0 | 22459382.6735 | 58434706.6637 | 39882888.0111 | 178365138.0498 | 961560.8286 | 22956191.5802 | 22956191.5802 | 1478867.319 | 10064197.702 | 0 | 202282890.4586 | 236782147.0598 | 133352.1432 | 89.996 | 2247.6868 | 2631.0288 | 45.8221 | 53.6371
1 | 5900 | 707 | 0.04 | 15 | 15 | 7 | 1.7783e-10 | 5spot_SharedNeighbor | Water | Porous | Wet | R245fa | MinimizeLCOE_Brownfield | IgnoreSilica | 227.6607 | 177.8918 | 22.7482 | 4 | 2235.588 | 2614.7315 | 45.5755 | 53.3048 | 224.5179 | 0 | 335.1686 | 19970556.5198 | 1242098.5731 | 20668520.7682 | 15471596.3569 | 0 | 603172.8612 | 0 | 22602818.5809 | 58807897.4719 | 40137598.406 | 179504259.538 | 961560.8286 | 22956191.5802 | 22956191.5802 | 1478867.319 | 10064197.702 | 0 | 203422011.9469 | 237921268.5481 | 177827.941 | 90.9926 | 2235.588 | 2614.7315 | 45.5755 | 53.3048
1 | 5900 | 707 | 0.04 | 15 | 15 | 7 | 2.3714e-10 | 5spot_SharedNeighbor | Water | Porous | Wet | R245fa | MinimizeLCOE_Brownfield | IgnoreSilica | 229.5897 | 178.9666 | 22.9335 | 4 | 2226.4091 | 2602.4879 | 45.3884 | 53.0552 | 224.2395 | 0 | 405.5255 | 20056872.7966 | 1247347.1726 | 20768364.2275 | 15596070.2809 | 0 | 550648.0464 | 0 | 22705527.9843 | 59075126.271 | 40319987.5524 | 180319944.3317 | 961560.8286 | 22956191.5802 | 22956191.5802 | 1478867.319 | 10064197.702 | 0 | 204237696.7406 | 238736953.3418 | 237137.3706 | 91.7341 | 2226.4091 | 2602.4879 | 45.3884 | 53.0552
1 | 5900 | 707 | 0.04 | 15 | 15 | 7 | 3.1623e-10 | 5spot_SharedNeighbor | Water | Porous | Wet | R245fa | MinimizeLCOE_Brownfield | IgnoreSilica | 231.0265 | 179.7607 | 23.0722 | 4 | 2219.4537 | 2593.272 | 45.2466 | 52.8674 | 224.0308 | 0 | 458.6677 | 20120552.7288 | 1251218.9286 | 20842054.6532 | 15688770.9442 | 0 | 508196.1816 | 0 | 22780209.4402 | 59269432.0999 | 40452605.2732 | 180913040.2496 | 961560.8286 | 22956191.5802 | 22956191.5802 | 1478867.319 | 10064197.702 | 0 | 204830792.6585 | 239330049.2597 | 316227.766 | 92.2888 | 2219.4537 | 2593.272 | 45.2466 | 52.8674
1 | 5900 | 707 | 0.04 | 15 | 15 | 7 | 4.217e-10 | 5spot_SharedNeighbor | Water | Porous | Wet | R245fa | MinimizeLCOE_Brownfield | IgnoreSilica | 232.1862 | 180.3974 | 23.1813 | 4 | 2214.1858 | 2586.2448 | 45.1392 | 52.7241 | 223.8619 | 0 | 473.9912 | 20171552.0804 | 1254319.4553 | 20901089.9088 | 15763297.451 | 0 | 475539.7628 | 0 | 22840661.4767 | 59426715.8985 | 40559954.6976 | 181393130.731 | 961560.8286 | 22956191.5802 | 22956191.5802 | 1478867.319 | 10064197.702 | 0 | 205310883.1399 | 239810139.7411 | 421696.5034 | 92.7252 | 2214.1858 | 2586.2448 | 45.1392 | 52.7241
1 | 5900 | 707 | 0.04 | 15 | 15 | 7 | 5.6234e-10 | 5spot_SharedNeighbor | Water | Porous | Wet | R245fa | MinimizeLCOE_Brownfield | IgnoreSilica | 232.9413 | 180.8091 | 23.2561 | 4 | 2210.2035 | 2581.0655 | 45.058 | 52.6185 | 223.751 | 0 | 494.4091 | 20204501.315 | 1256322.5011 | 20939239.7838 | 15811764.7676 | 0 | 448330.3766 | 0 | 22877461.9102 | 59522463.0777 | 40625304.1149 | 181685387.847 | 961560.8286 | 22956191.5802 | 22956191.5802 | 1478867.319 | 10064197.702 | 0 | 205603140.2559 | 240102396.8571 | 562341.3252 | 93.0245 | 2210.2035 | 2581.0655 | 45.058 | 52.6185
1 | 5900 | 707 | 0.04 | 15 | 15 | 7 | 7.4989e-10 | 5spot_SharedNeighbor | Water | Porous | Wet | R245fa | MinimizeLCOE_Brownfield | IgnoreSilica | 231.9545 | 180.2583 | 23.217 | 4 | 2207.1187 | 2578.6058 | 44.9951 | 52.5684 | 223.8879 | 0 | 485.7302 | 20160415.7763 | 1253642.4378 | 20888197.4465 | 15748230.2055 | 0 | 405462.4142 | 0 | 22797819.8293 | 59315250.72 | 40483877.4229 | 181052896.2526 | 961560.8286 | 22956191.5802 | 22956191.5802 | 1478867.319 | 10064197.702 | 0 | 204970648.6615 | 239469905.2626 | 749894.2093 | 92.868 | 2207.1187 | 2578.6058 | 44.9951 | 52.5684
1 | 5900 | 707 | 0.04 | 15 | 15 | 7 | 1e-09 | 5spot_SharedNeighbor | Water | Porous | Wet | R245fa | MinimizeLCOE_Brownfield | IgnoreSilica | 234.3297 | 181.5661 | 23.3796 | 4 | 2204.8439 | 2573.7481 | 44.9487 | 52.4693 | 223.5488 | 0 | 488.5142 | 20265034.0354 | 1260002.161 | 21009344.9731 | 15900929.8728 | 0 | 415306.6586 | 0 | 22951740.9033 | 59715721.7811 | 40757207.151 | 182275287.5362 | 961560.8286 | 22956191.5802 | 22956191.5802 | 1478867.319 | 10064197.702 | 0 | 206193039.945 | 240692296.5462 | 1000000 | 93.5182 | 2204.8439 | 2573.7481 | 44.9487 | 52.4693
1 | 5900 | 707 | 0.04 | 15 | 15 | 7 | 1.3335e-09 | 5spot_SharedNeighbor | Water | Porous | Wet | R245fa | MinimizeLCOE_Brownfield | IgnoreSilica | 234.5855 | 181.7035 | 23.407 | 4 | 2203.1755 | 2571.6468 | 44.9147 | 52.4265 | 223.5105 | 0 | 495.8775 | 20276012.0895 | 1260669.4614 | 21022061.5728 | 15917331.7705 | 0 | 402312.0336 | 0 | 22962570.9018 | 59743899.2156 | 40776438.829 | 182361295.8743 | 961560.8286 | 22956191.5802 | 22956191.5802 | 1478867.319 | 10064197.702 | 0 | 206279048.2831 | 240778304.8843 | 1333521.4322 | 93.6281 | 2203.1755 | 2571.6468 | 44.9147 | 52.4265
1 | 5900 | 707 | 0.04 | 15 | 15 | 7 | 1.7783e-09 | 5spot_SharedNeighbor | Water | Porous | Wet | R245fa | MinimizeLCOE_Brownfield | IgnoreSilica | 234.7977 | 181.8176 | 23.4289 | 4 | 2201.9202 | 2570.0477 | 44.8891 | 52.3939 | 223.4788 | 0 | 496.2276 | 20285129.3056 | 1261223.6432 | 21032623.2264 | 15930946.0199 | 0 | 392677.9997 | 0 | 22972014.0759 | 59768468.4176 | 40793207.8142 | 182436290.5024 | 961560.8286 | 22956191.5802 | 22956191.5802 | 1478867.319 | 10064197.702 | 0 | 206354042.9113 | 240853299.5125 | 1778279.41 | 93.7155 | 2201.9202 | 2570.0477 | 44.8891 | 52.3939
1 | 5900 | 707 | 0.04 | 15 | 15 | 7 | 2.3714e-09 | 5spot_SharedNeighbor | Water | Porous | Wet | R245fa | MinimizeLCOE_Brownfield | IgnoreSilica | 235.005 | 181.93 | 23.449 | 4 | 2200.8789 | 2568.6909 | 44.8679 | 52.3662 | 223.4485 | 0 | 457.2521 | 20294107.2082 | 1261769.3502 | 21043024.0133 | 15944256.678 | 0 | 385065.7941 | 0 | 22982006.987 | 59794467.9224 | 40810953.0105 | 182515650.9637 | 961560.8286 | 22956191.5802 | 22956191.5802 | 1478867.319 | 10064197.702 | 0 | 206433403.3726 | 240932659.9737 | 2371373.7057 | 93.7959 | 2200.8789 | 2568.6909 | 44.8679 | 52.3662
1 | 5900 | 707 | 0.04 | 15 | 15 | 7 | 3.1623e-09 | 5spot_SharedNeighbor | Water | Porous | Wet | R245fa | MinimizeLCOE_Brownfield | IgnoreSilica | 235.0607 | 181.9587 | 23.4566 | 4 | 2200.2671 | 2567.9594 | 44.8554 | 52.3513 | 223.4394 | 0 | 481.6384 | 20296397.3921 | 1261908.5541 | 21045677.2447 | 15947813.0745 | 0 | 379606.141 | 0 | 22983246.9385 | 59797694.0217 | 40813154.8896 | 182525498.2562 | 961560.8286 | 22956191.5802 | 22956191.5802 | 1478867.319 | 10064197.702 | 0 | 206443250.665 | 240942507.2662 | 3162277.6602 | 93.8264 | 2200.2671 | 2567.9594 | 44.8554 | 52.3513
1 | 5900 | 707 | 0.04 | 15 | 15 | 7 | 4.217e-09 | 5spot_SharedNeighbor | Water | Porous | Wet | R245fa | MinimizeLCOE_Brownfield | IgnoreSilica | 235.1339 | 181.9977 | 23.4648 | 4 | 2199.7345 | 2567.298 | 44.8446 | 52.3378 | 223.4284 | 0 | 474.5482 | 20299517.8252 | 1262098.2223 | 21049292.3929 | 15952502.8305 | 0 | 375196.2023 | 0 | 22986056.9145 | 59805005.003 | 40818144.7845 | 182547814.1752 | 961560.8286 | 22956191.5802 | 22956191.5802 | 1478867.319 | 10064197.702 | 0 | 206465566.5841 | 240964823.1853 | 4216965.0343 | 93.8593 | 2199.7345 | 2567.298 | 44.8446 | 52.3378
1 | 5900 | 707 | 0.04 | 15 | 15 | 7 | 5.6234e-09 | 5spot_SharedNeighbor | Water | Porous | Wet | R245fa | MinimizeLCOE_Brownfield | IgnoreSilica | 235.1922 | 182.0289 | 23.4712 | 4 | 2199.3345 | 2566.7981 | 44.8364 | 52.3277 | 223.4196 | 0 | 487.2194 | 20302009.7187 | 1262249.6856 | 21052179.3972 | 15956243.5821 | 0 | 371917.3276 | 0 | 22988393.8873 | 59811085.3269 | 40822294.7305 | 182566373.6558 | 961560.8286 | 22956191.5802 | 22956191.5802 | 1478867.319 | 10064197.702 | 0 | 206484126.0647 | 240983382.6658 | 5623413.2519 | 93.8848 | 2199.3345 | 2566.7981 | 44.8364 | 52.3277
1 | 5900 | 707 | 0.04 | 15 | 15 | 7 | 7.4989e-09 | 5spot_SharedNeighbor | Water | Porous | Wet | R245fa | MinimizeLCOE_Brownfield | IgnoreSilica | 235.2387 | 182.0538 | 23.4762 | 4 | 2199.0343 | 2566.4205 | 44.8303 | 52.32 | 223.4126 | 0 | 500.2902 | 20303996.6821 | 1262370.4576 | 21054481.4388 | 15959224.1762 | 0 | 369484.522 | 0 | 22990327.3379 | 59816115.7686 | 40825728.1103 | 182581728.4935 | 961560.8286 | 22956191.5802 | 22956191.5802 | 1478867.319 | 10064197.702 | 0 | 206499480.9023 | 240998737.5035 | 7498942.0933 | 93.9046 | 2199.0343 | 2566.4205 | 44.8303 | 52.32
1 | 5900 | 707 | 0.04 | 15 | 15 | 7 | 1e-08 | 5spot_SharedNeighbor | Water | Porous | Wet | R245fa | MinimizeLCOE_Brownfield | IgnoreSilica | 235.2628 | 182.0666 | 23.4792 | 4 | 2198.809 | 2566.1475 | 44.8257 | 52.3144 | 223.4089 | 0 | 503.6897 | 20305015.6644 | 1262432.3935 | 21055662.0136 | 15960766.2824 | 0 | 367508.5455 | 0 | 22991040.1108 | 59817970.2574 | 40826993.8371 | 182587389.1047 | 961560.8286 | 22956191.5802 | 22956191.5802 | 1478867.319 | 10064197.702 | 0 | 206505141.5135 | 241004398.1147 | 10000000 | 93.9168 | 2198.809 | 2566.1475 | 44.8257 | 52.3144
1 | 6000 | 707 | 0.04 | 15 | 15 | 7 | 1e-13 | 5spot_SharedNeighbor | Water | Porous | Wet | R245fa | MinimizeLCOE_Brownfield | IgnoreSilica | 1.1619 | 0.4172 | 0.038523 | 4 | 170426.4908 | 399325.6264 | 3474.3745 | 8140.793 | 156.7317 | 0 | 50.4487 | 255185.1261 | 13413.5566 | 165125.1168 | 82771.6121 | 0 | 62080.4715 | 0 | 225644.5944 | 587080.9486 | 400694.8107 | 1791996.2367 | 961560.8286 | 23508061.4514 | 23508061.4514 | 1478867.319 | 10284945.6504 | 0 | 26261618.5167 | 61533492.9376 | 100 | 0.15409 | 170426.4908 | 399325.6264 | 3474.3745 | 8140.793
1 | 6000 | 707 | 0.04 | 15 | 15 | 7 | 1.3335e-13 | 5spot_SharedNeighbor | Water | Porous | Wet | R245fa | MinimizeLCOE_Brownfield | IgnoreSilica | 1.4908 | 0.63654 | 0.069573 | 4 | 96724.2841 | 223467.9941 | 1971.8554 | 4555.6973 | 171.8112 | 0 | 51.1366 | 363655.3491 | 21989.7939 | 229147.4072 | 108817.794 | 0 | 66786.3701 | 0 | 308254.7186 | 802015.5461 | 547392.09 | 2448059.0691 | 961560.8286 | 23508061.4514 | 23508061.4514 | 1478867.319 | 10284945.6504 | 0 | 26917681.3491 | 62189555.77 | 133.3521 | 0.27829 | 96724.2841 | 223467.9941 | 1971.8554 | 4555.6973
1 | 6000 | 707 | 0.04 | 15 | 15 | 7 | 1.7783e-13 | 5spot_SharedNeighbor | Water | Porous | Wet | R245fa | MinimizeLCOE_Brownfield | IgnoreSilica | 1.9237 | 0.98829 | 0.11657 | 4 | 59652.506 | 135295.5392 | 1216.097 | 2758.1826 | 185.3691 | 0 | 301.0478 | 506399.1535 | 32769.2852 | 324409.2932 | 143876.5864 | 0 | 72847.6105 | 0 | 421317.7523 | 1096182.3672 | 748166.9899 | 3345969.0382 | 961560.8286 | 23508061.4514 | 23508061.4514 | 1478867.319 | 10284945.6504 | 0 | 27815591.3182 | 63087465.7391 | 177.8279 | 0.46629 | 59652.506 | 135295.5392 | 1216.097 | 2758.1826
1 | 6000 | 707 | 0.04 | 15 | 15 | 7 | 2.3714e-13 | 5spot_SharedNeighbor | Water | Porous | Wet | R245fa | MinimizeLCOE_Brownfield | IgnoreSilica | 2.4682 | 1.465 | 0.17652 | 4 | 40872.5456 | 90828.0728 | 833.2421 | 1851.6531 | 196.696 | 0 | 384.1443 | 666844.3989 | 43164.5958 | 444476.0708 | 183196.677 | 0 | 79403.4348 | 0 | 552663.2192 | 1437916.3294 | 981407.4411 | 4389072.1669 | 961560.8286 | 23508061.4514 | 23508061.4514 | 1478867.319 | 10284945.6504 | 0 | 28858694.447 | 64130568.8678 | 237.1374 | 0.70607 | 40872.5456 | 90828.0728 | 833.2421 | 1851.6531
1 | 6000 | 707 | 0.04 | 15 | 15 | 7 | 3.1623e-13 | 5spot_SharedNeighbor | Water | Porous | Wet | R245fa | MinimizeLCOE_Brownfield | IgnoreSilica | 3.1878 | 2.1026 | 0.25671 | 4 | 29348.7683 | 63698.6817 | 598.3143 | 1298.5838 | 206.4049 | 0 | 499.8283 | 858971.6835 | 55587.768 | 593462.1456 | 233970.492 | 0 | 87653.044 | 0 | 713561.6019 | 1856540.9166 | 1267127.3237 | 5666874.9754 | 961560.8286 | 23508061.4514 | 23508061.4514 | 1478867.319 | 10284945.6504 | 0 | 30136497.2554 | 65408371.6763 | 316.2278 | 1.0268 | 29348.7683 | 63698.6817 | 598.3143 | 1298.5838
1 | 6000 | 707 | 0.04 | 15 | 15 | 7 | 4.217e-13 | 5spot_SharedNeighbor | Water | Porous | Wet | R245fa | MinimizeLCOE_Brownfield | IgnoreSilica | 4.0849 | 2.9063 | 0.35845 | 4 | 22054.1686 | 46654.6019 | 449.6041 | 951.1172 | 214.1322 | 0 | 71.8863 | 1078089.23 | 69724.531 | 768878.0091 | 296751.1595 | 0 | 95519.1987 | 0 | 900495.23 | 2342903.8715 | 1599080.0342 | 7151441.2639 | 961560.8286 | 23508061.4514 | 23508061.4514 | 1478867.319 | 10284945.6504 | 0 | 31621063.5439 | 66892937.9648 | 421.6965 | 1.4338 | 22054.1686 | 46654.6019 | 449.6041 | 951.1172
1 | 6000 | 707 | 0.04 | 15 | 15 | 7 | 5.6234e-13 | 5spot_SharedNeighbor | Water | Porous | Wet | R245fa | MinimizeLCOE_Brownfield | IgnoreSilica | 5.2421 | 3.9518 | 0.49115 | 4 | 17010.7077 | 34964.5243 | 346.7863 | 712.7991 | 220.4412 | 0 | 90.2668 | 1338073.7042 | 86457.3845 | 983148.5533 | 377551.9405 | 0 | 104241.3758 | 0 | 1126894.4537 | 2931948.2107 | 2001114.8993 | 8949430.5218 | 961560.8286 | 23508061.4514 | 23508061.4514 | 1478867.319 | 10284945.6504 | 0 | 33419052.8018 | 68690927.2227 | 562.3413 | 1.9646 | 17010.7077 | 34964.5243 | 346.7863 | 712.7991
1 | 6000 | 707 | 0.04 | 15 | 15 | 7 | 7.4989e-13 | 5spot_SharedNeighbor | Water | Porous | Wet | R245fa | MinimizeLCOE_Brownfield | IgnoreSilica | 6.7574 | 5.3262 | 0.66577 | 4 | 13379.921 | 26624.7196 | 272.7678 | 542.7809 | 225.5224 | 0 | 85.3115 | 1651038.5499 | 106547.0437 | 1248306.4494 | 483304.5976 | 0 | 114671.3357 | 0 | 1405508.5108 | 3656844.8356 | 2495871.7409 | 11162093.0637 | 961560.8286 | 23508061.4514 | 23508061.4514 | 1478867.319 | 10284945.6504 | 0 | 35631715.3437 | 70903589.7645 | 749.8942 | 2.6631 | 13379.921 | 26624.7196 | 272.7678 | 542.7809
1 | 6000 | 707 | 0.04 | 15 | 15 | 7 | 1e-12 | 5spot_SharedNeighbor | Water | Porous | Wet | R245fa | MinimizeLCOE_Brownfield | IgnoreSilica | 8.7453 | 7.1161 | 0.89299 | 4 | 10734.8299 | 20609.526 | 218.844 | 420.1531 | 229.2474 | 0 | 84.07 | 2025278.6904 | 130501.6735 | 1573903.0881 | 622030.9566 | 0 | 127932.6976 | 0 | 1747062.3714 | 4545497.9186 | 3102395.7301 | 13874603.1264 | 961560.8286 | 23508061.4514 | 23508061.4514 | 1478867.319 | 10284945.6504 | 0 | 38344225.4064 | 73616099.8272 | 1000 | 3.5719 | 10734.8299 | 20609.526 | 218.844 | 420.1531
1 | 6000 | 707 | 0.04 | 15 | 15 | 7 | 1.3335e-12 | 5spot_SharedNeighbor | Water | Porous | Wet | R245fa | MinimizeLCOE_Brownfield | IgnoreSilica | 11.371 | 9.5548 | 1.2041 | 4 | 8677.8905 | 16001.1736 | 176.9105 | 326.2056 | 233.0996 | 0 | 119.1461 | 2493825.2207 | 160399.4361 | 1992337.2367 | 806261.9147 | 0 | 141353.6067 | 0 | 2181729.1918 | 5676411.8229 | 3874267.7078 | 17326586.1375 | 961560.8286 | 23508061.4514 | 23508061.4514 | 1478867.319 | 10284945.6504 | 0 | 41796208.4175 | 77068082.8383 | 1333.5214 | 4.8164 | 8677.8905 | 16001.1736 | 176.9105 | 326.2056
1 | 6000 | 707 | 0.04 | 15 | 15 | 7 | 1.7783e-12 | 5spot_SharedNeighbor | Water | Porous | Wet | R245fa | MinimizeLCOE_Brownfield | IgnoreSilica | 14.8205 | 12.7236 | 1.6079 | 4 | 7157.0168 | 12641.1034 | 145.9055 | 257.706 | 235.7169 | 0 | 107.4553 | 3053757.4945 | 196008.5692 | 2505382.052 | 1047738.0629 | 0 | 158764.9408 | 0 | 2715043.9366 | 7063987.3909 | 4821316.5447 | 21561998.9915 | 961560.8286 | 23508061.4514 | 23508061.4514 | 1478867.319 | 10284945.6504 | 0 | 46031621.2716 | 81303495.6924 | 1778.2794 | 6.4317 | 7157.0168 | 12641.1034 | 145.9055 | 257.706
1 | 6000 | 707 | 0.04 | 15 | 15 | 7 | 2.3714e-12 | 5spot_SharedNeighbor | Water | Porous | Wet | R245fa | MinimizeLCOE_Brownfield | IgnoreSilica | 19.4032 | 16.939 | 2.1451 | 4 | 5984.2715 | 10094.9545 | 121.9975 | 205.7993 | 237.7776 | 0 | 97.2169 | 3739764.2545 | 239479.783 | 3149890.4141 | 1368689.1281 | 0 | 180397.3751 | 0 | 3384506.1724 | 8805790.8028 | 6010133.1638 | 26878651.0938 | 961560.8286 | 23508061.4514 | 23508061.4514 | 1478867.319 | 10284945.6504 | 0 | 51348273.3738 | 86620147.7946 | 2371.3737 | 8.5805 | 5984.2715 | 10094.9545 | 121.9975 | 205.7993
1 | 6000 | 707 | 0.04 | 15 | 15 | 7 | 3.1623e-12 | 5spot_SharedNeighbor | Water | Porous | Wet | R245fa | MinimizeLCOE_Brownfield | IgnoreSilica | 25.4662 | 22.5207 | 2.8566 | 4 | 5075.7973 | 8162.6581 | 103.477 | 166.4068 | 239.3782 | 0 | 114.0023 | 4576768.591 | 292317.5065 | 3955950.4077 | 1793430.113 | 0 | 206848.329 | 0 | 4221872.8294 | 10984447.077 | 7497110.8379 | 33528745.6916 | 961560.8286 | 23508061.4514 | 23508061.4514 | 1478867.319 | 10284945.6504 | 0 | 57998367.9716 | 93270242.3925 | 3162.2777 | 11.4265 | 5075.7973 | 8162.6581 | 103.477 | 166.4068
1 | 6000 | 707 | 0.04 | 15 | 15 | 7 | 4.217e-12 | 5spot_SharedNeighbor | Water | Porous | Wet | R245fa | MinimizeLCOE_Brownfield | IgnoreSilica | 33.4394 | 29.8646 | 3.793 | 4 | 4368.1925 | 6692.993 | 89.0515 | 136.4457 | 240.6076 | 0 | 111.9001 | 5592339.3386 | 356169.652 | 4958043.8785 | 2352065.8823 | 0 | 238692.642 | 0 | 5263951.4434 | 13695721.8709 | 9347611.5958 | 41804596.3036 | 961560.8286 | 23508061.4514 | 23508061.4514 | 1478867.319 | 10284945.6504 | 0 | 66274218.5836 | 101546093.0044 | 4216.965 | 15.172 | 4368.1925 | 6692.993 | 89.0515 | 136.4457
1 | 6000 | 707 | 0.04 | 15 | 15 | 7 | 5.6234e-12 | 5spot_SharedNeighbor | Water | Porous | Wet | R245fa | MinimizeLCOE_Brownfield | IgnoreSilica | 43.8756 | 39.4773 | 5.0189 | 4 | 3812.4923 | 5569.4533 | 77.7228 | 113.5408 | 241.5376 | 0 | 97.1544 | 6819537.0987 | 433002.1405 | 6198156.1897 | 3083304.6756 | 0 | 277047.0475 | 0 | 6556308.3893 | 17058169.5452 | 11642551.2249 | 52068076.3115 | 961560.8286 | 23508061.4514 | 23508061.4514 | 1478867.319 | 10284945.6504 | 0 | 76537698.5915 | 111809573.0123 | 5623.4133 | 20.0755 | 3812.4923 | 5569.4533 | 77.7228 | 113.5408
1 | 6000 | 707 | 0.04 | 15 | 15 | 7 | 7.4989e-12 | 5spot_SharedNeighbor | Water | Porous | Wet | R245fa | MinimizeLCOE_Brownfield | IgnoreSilica | 57.3615 | 51.8694 | 6.5991 | 4 | 3375.6105 | 4711.8441 | 68.8164 | 96.0573 | 242.164 | 0 | 129.2388 | 8282341.9522 | 524185.5319 | 7711057.2787 | 4027745.4282 | 0 | 323042.4614 | 0 | 8138665.3344 | 21175137.7304 | 14452466.6066 | 64634642.3239 | 961560.8286 | 23508061.4514 | 23508061.4514 | 1478867.319 | 10284945.6504 | 0 | 89104264.6039 | 124376139.0247 | 7498.9421 | 26.3965 | 3375.6105 | 4711.8441 | 68.8164 | 96.0573
1 | 6000 | 707 | 0.04 | 15 | 15 | 7 | 1e-11 | 5spot_SharedNeighbor | Water | Porous | Wet | R245fa | MinimizeLCOE_Brownfield | IgnoreSilica | 74.4138 | 67.3783 | 8.5748 | 4 | 3035.4313 | 4063.7953 | 61.8814 | 82.846 | 242.3308 | 0 | 114.0996 | 9979718.3669 | 629521.8613 | 9506059.8096 | 5219354.3125 | 0 | 379318.3604 | 0 | 10028449.3572 | 26091968.1096 | 17808304.3711 | 79642694.5486 | 961560.8286 | 23508061.4514 | 23508061.4514 | 1478867.319 | 10284945.6504 | 0 | 104112316.8286 | 139384191.2494 | 10000 | 34.299 | 3035.4313 | 4063.7953 | 61.8814 | 82.846
1 | 6000 | 707 | 0.04 | 15 | 15 | 7 | 1.3335e-11 | 5spot_SharedNeighbor | Water | Porous | Wet | R245fa | MinimizeLCOE_Brownfield | IgnoreSilica | 95.2032 | 85.8071 | 10.9154 | 4 | 2777.4976 | 3585.3435 | 56.623 | 73.0921 | 241.7535 | 0 | 91.3262 | 11858566.1577 | 745612.6877 | 11534622.0558 | 6664492.8106 | 0 | 450355.4578 | 0 | 12188923.1762 | 31713077.8124 | 21644827.2456 | 96800477.4038 | 961560.8286 | 23508061.4514 | 23508061.4514 | 1478867.319 | 10284945.6504 | 0 | 121270099.6838 | 156541974.1046 | 13335.2143 | 43.6616 | 2777.4976 | 3585.3435 | 56.623 | 73.0921
1 | 6000 | 707 | 0.04 | 15 | 15 | 7 | 1.7783e-11 | 5spot_SharedNeighbor | Water | Porous | Wet | R245fa | MinimizeLCOE_Brownfield | IgnoreSilica | 119.33 | 106.2203 | 13.4929 | 4 | 2589.6445 | 3243.1693 | 52.7934 | 66.1164 | 240.1933 | 0 | 97.4457 | 13810861.2778 | 865749.6095 | 13682038.6961 | 8325911.7585 | 0 | 541325.1706 | 0 | 14518095.7399 | 37773107.0443 | 25780921.7174 | 115298011.0141 | 961560.8286 | 23508061.4514 | 23508061.4514 | 1478867.319 | 10284945.6504 | 0 | 139767633.2941 | 175039507.715 | 17782.7941 | 53.9717 | 2589.6445 | 3243.1693 | 52.7934 | 66.1164
1 | 6000 | 707 | 0.04 | 15 | 15 | 7 | 2.3714e-11 | 5spot_SharedNeighbor | Water | Porous | Wet | R245fa | MinimizeLCOE_Brownfield | IgnoreSilica | 145.6294 | 127.0777 | 16.1043 | 4 | 2458.8541 | 3006.4073 | 50.1271 | 61.2897 | 237.7222 | 0 | 132.2671 | 15698919.4322 | 981512.0042 | 15792115.5452 | 10115057.9884 | 0 | 651671.5571 | 0 | 16863317.8456 | 43874893.8921 | 29945516.6203 | 133923004.8853 | 961560.8286 | 23508061.4514 | 23508061.4514 | 1478867.319 | 10284945.6504 | 0 | 158392627.1653 | 193664501.5861 | 23713.7371 | 64.4173 | 2458.8541 | 3006.4073 | 50.1271 | 61.2897
1 | 6000 | 707 | 0.04 | 15 | 15 | 7 | 3.1623e-11 | 5spot_SharedNeighbor | Water | Porous | Wet | R245fa | MinimizeLCOE_Brownfield | IgnoreSilica | 172.4648 | 147.0825 | 18.589 | 4 | 2368.4472 | 2842.8122 | 48.284 | 57.9546 | 234.9029 | 0 | 130.8787 | 17429238.0077 | 1087275.5097 | 17751434.1094 | 11921120.4888 | 0 | 769979.6952 | 0 | 19094028.6462 | 49678745.8137 | 33906764.814 | 151638587.0848 | 961560.8286 | 23508061.4514 | 23508061.4514 | 1478867.319 | 10284945.6504 | 0 | 176108209.3648 | 211380083.7857 | 31622.7766 | 74.356 | 2368.4472 | 2842.8122 | 48.284 | 57.9546
1 | 6000 | 707 | 0.04 | 15 | 15 | 7 | 4.217e-11 | 5spot_SharedNeighbor | Water | Porous | Wet | R245fa | MinimizeLCOE_Brownfield | IgnoreSilica | 197.9365 | 164.5674 | 20.7356 | 4 | 2311.0314 | 2736.2888 | 47.1135 | 55.7829 | 231.82 | 0 | 114.2942 | 18887997.0957 | 1176217.2912 | 19420467.3752 | 13612219.3636 | 0 | 890572.0398 | 0 | 21055114.5346 | 54781089.0211 | 37389218.8957 | 167212895.6168 | 961560.8286 | 23508061.4514 | 23508061.4514 | 1478867.319 | 10284945.6504 | 0 | 191682517.8968 | 226954392.3177 | 42169.6503 | 82.9424 | 2311.0314 | 2736.2888 | 47.1135 | 55.7829
1 | 6000 | 707 | 0.04 | 15 | 15 | 7 | 5.6234e-11 | 5spot_SharedNeighbor | Water | Porous | Wet | R245fa | MinimizeLCOE_Brownfield | IgnoreSilica | 214.1696 | 174.8754 | 22.0547 | 4 | 2276.0748 | 2675.8977 | 46.4009 | 54.5518 | 229.6586 | 0 | 165.5561 | 19727533.5652 | 1227317.7662 | 20387671.7844 | 14677213.9297 | 0 | 909028.2263 | 0 | 22202218.456 | 57765618.1213 | 39426221.3326 | 176322823.1817 | 961560.8286 | 23508061.4514 | 23508061.4514 | 1478867.319 | 10284945.6504 | 0 | 200792445.4617 | 236064319.8826 | 56234.1325 | 88.2187 | 2276.0748 | 2675.8977 | 46.4009 | 54.5518
1 | 6000 | 707 | 0.04 | 15 | 15 | 7 | 7.4989e-11 | 5spot_SharedNeighbor | Water | Porous | Wet | R245fa | MinimizeLCOE_Brownfield | IgnoreSilica | 220 | 178.4915 | 22.6286 | 4 | 2251.1816 | 2640.864 | 45.8934 | 53.8376 | 228.8331 | 0 | 169.568 | 20018736.1543 | 1245028.2909 | 20724245.011 | 15090761.0202 | 0 | 809544.2893 | 0 | 22576442.7586 | 58739272.9927 | 40090760.7889 | 179294791.3058 | 961560.8286 | 23508061.4514 | 23508061.4514 | 1478867.319 | 10284945.6504 | 0 | 203764413.5858 | 239036288.0066 | 74989.4209 | 90.5144 | 2251.1816 | 2640.864 | 45.8934 | 53.8376
1 | 6000 | 707 | 0.04 | 15 | 15 | 7 | 1e-10 | 5spot_SharedNeighbor | Water | Porous | Wet | R245fa | MinimizeLCOE_Brownfield | IgnoreSilica | 225.8808 | 181.8272 | 23.1295 | 4 | 2231.4354 | 2612.678 | 45.4908 | 53.263 | 227.9832 | 0 | 221.1845 | 20285899.5507 | 1261270.4615 | 21033515.5255 | 15432329.2502 | 0 | 741853.5904 | 0 | 22914398.6675 | 59618564.9434 | 40690895.6129 | 181978727.6022 | 961560.8286 | 23508061.4514 | 23508061.4514 | 1478867.319 | 10284945.6504 | 0 | 206448349.8822 | 241720224.303 | 100000 | 92.5182 | 2231.4354 | 2612.678 | 45.4908 | 53.263
1 | 6000 | 707 | 0.04 | 15 | 15 | 7 | 1.3335e-10 | 5spot_SharedNeighbor | Water | Porous | Wet | R245fa | MinimizeLCOE_Brownfield | IgnoreSilica | 228.2702 | 183.2043 | 23.3923 | 4 | 2216.6503 | 2593.6111 | 45.1894 | 52.8743 | 227.6327 | 0 | 300.7581 | 20395787.4243 | 1267949.3431 | 21160855.0789 | 15586979.5792 | 0 | 653764.8556 | 0 | 23035481.1496 | 59933596.7245 | 40905911.2767 | 182940325.432 | 961560.8286 | 23508061.4514 | 23508061.4514 | 1478867.319 | 10284945.6504 | 0 | 207409947.712 | 242681822.1328 | 133352.1432 | 93.5691 | 2216.6503 | 2593.6111 | 45.1894 | 52.8743
1 | 6000 | 707 | 0.04 | 15 | 15 | 7 | 1.7783e-10 | 5spot_SharedNeighbor | Water | Porous | Wet | R245fa | MinimizeLCOE_Brownfield | IgnoreSilica | 230.9009 | 184.7012 | 23.6416 | 4 | 2205.5215 | 2578.5065 | 44.9625 | 52.5663 | 227.2422 | 0 | 332.5078 | 20514975.6091 | 1275192.3502 | 21299058.5795 | 15757168.1102 | 0 | 592972.9612 | 0 | 23181353.368 | 60313126.3141 | 41164948.0202 | 184098795.3125 | 961560.8286 | 23508061.4514 | 23508061.4514 | 1478867.319 | 10284945.6504 | 0 | 208568417.5925 | 243840292.0133 | 177827.941 | 94.5665 | 2205.5215 | 2578.5065 | 44.9625 | 52.5663
1 | 6000 | 707 | 0.04 | 15 | 15 | 7 | 2.3714e-10 | 5spot_SharedNeighbor | Water | Porous | Wet | R245fa | MinimizeLCOE_Brownfield | IgnoreSilica | 232.9271 | 185.8413 | 23.8322 | 4 | 2197.0824 | 2567.0847 | 44.7905 | 52.3335 | 226.939 | 0 | 397.6099 | 20605576.8534 | 1280697.3538 | 21404174.3784 | 15888136.523 | 0 | 543873.5881 | 0 | 23291758.8917 | 60600378.8396 | 41361003.7713 | 184975600.1994 | 961560.8286 | 23508061.4514 | 23508061.4514 | 1478867.319 | 10284945.6504 | 0 | 209445222.4794 | 244717096.9003 | 237137.3706 | 95.3288 | 2197.0824 | 2567.0847 | 44.7905 | 52.3335
1 | 6000 | 707 | 0.04 | 15 | 15 | 7 | 3.1623e-10 | 5spot_SharedNeighbor | Water | Porous | Wet | R245fa | MinimizeLCOE_Brownfield | IgnoreSilica | 234.3614 | 186.6402 | 23.9698 | 4 | 2190.6877 | 2558.5654 | 44.6601 | 52.1598 | 226.7226 | 0 | 475.5484 | 20668966.4563 | 1284548.5526 | 21477749.8499 | 15980591.9021 | 0 | 503186.7777 | 0 | 23366866.9801 | 60795794.6786 | 41494379.0968 | 185572084.2941 | 961560.8286 | 23508061.4514 | 23508061.4514 | 1478867.319 | 10284945.6504 | 0 | 210041706.5741 | 245313580.995 | 316227.766 | 95.8793 | 2190.6877 | 2558.5654 | 44.6601 | 52.1598
1 | 6000 | 707 | 0.04 | 15 | 15 | 7 | 4.217e-10 | 5spot_SharedNeighbor | Water | Porous | Wet | R245fa | MinimizeLCOE_Brownfield | IgnoreSilica | 235.4286 | 187.2308 | 24.0726 | 4 | 2185.8502 | 2552.1571 | 44.5615 | 52.0292 | 226.5607 | 0 | 489.9361 | 20715789.0695 | 1287393.0207 | 21532112.4109 | 16049378.1571 | 0 | 470791.2285 | 0 | 23421630.9158 | 60938279.2057 | 41591627.7143 | 186007001.7224 | 961560.8286 | 23508061.4514 | 23508061.4514 | 1478867.319 | 10284945.6504 | 0 | 210476624.0024 | 245748498.4233 | 421696.5034 | 96.2905 | 2185.8502 | 2552.1571 | 44.5615 | 52.0292
1 | 6000 | 707 | 0.04 | 15 | 15 | 7 | 5.6234e-10 | 5spot_SharedNeighbor | Water | Porous | Wet | R245fa | MinimizeLCOE_Brownfield | IgnoreSilica | 236.2056 | 187.6587 | 24.1483 | 4 | 2182.1952 | 2547.3541 | 44.487 | 51.9313 | 226.4424 | 0 | 490.7781 | 20749680.6285 | 1289451.8162 | 21571470.1574 | 16099451.3803 | 0 | 445065.9154 | 0 | 23460496.7601 | 61039400.1602 | 41660644.8436 | 186315661.6617 | 961560.8286 | 23508061.4514 | 23508061.4514 | 1478867.319 | 10284945.6504 | 0 | 210785283.9417 | 246057158.3625 | 562341.3252 | 96.5932 | 2182.1952 | 2547.3541 | 44.487 | 51.9313
1 | 6000 | 707 | 0.04 | 15 | 15 | 7 | 7.4989e-10 | 5spot_SharedNeighbor | Water | Porous | Wet | R245fa | MinimizeLCOE_Brownfield | IgnoreSilica | 236.9238 | 188.0547 | 24.2144 | 4 | 2179.3345 | 2543.4969 | 44.4287 | 51.8526 | 226.3339 | 0 | 556.0325 | 20781023.3217 | 1291355.6928 | 21607874.329 | 16145759.2408 | 0 | 425867.3241 | 0 | 23498233.1643 | 61137582.543 | 41727656.3373 | 186615351.9529 | 961560.8286 | 23508061.4514 | 23508061.4514 | 1478867.319 | 10284945.6504 | 0 | 211084974.2329 | 246356848.6537 | 749894.2093 | 96.8575 | 2179.3345 | 2543.4969 | 44.4287 | 51.8526
1 | 6000 | 707 | 0.04 | 15 | 15 | 7 | 1e-09 | 5spot_SharedNeighbor | Water | Porous | Wet | R245fa | MinimizeLCOE_Brownfield | IgnoreSilica | 237.5692 | 188.4092 | 24.2696 | 4 | 2177.3022 | 2540.6362 | 44.3873 | 51.7943 | 226.236 | 0 | 537.4978 | 20809066.8112 | 1293059.0946 | 21640451.7066 | 16187375.4669 | 0 | 413631.08 | 0 | 23533997.8221 | 61230634.8465 | 41791166.4465 | 186899383.2745 | 961560.8286 | 23508061.4514 | 23508061.4514 | 1478867.319 | 10284945.6504 | 0 | 211369005.5545 | 246640879.9753 | 1000000 | 97.0784 | 2177.3022 | 2540.6362 | 44.3873 | 51.7943
1 | 6000 | 707 | 0.04 | 15 | 15 | 7 | 1.3335e-09 | 5spot_SharedNeighbor | Water | Porous | Wet | R245fa | MinimizeLCOE_Brownfield | IgnoreSilica | 237.8593 | 188.5668 | 24.2989 | 4 | 2175.773 | 2538.6687 | 44.3561 | 51.7542 | 226.1911 | 0 | 542.3661 | 20821529.7883 | 1293816.0931 | 21654931.1888 | 16206055.5927 | 0 | 401674.4274 | 0 | 23547422.7652 | 61265563.7944 | 41815006.1711 | 187005999.821 | 961560.8286 | 23508061.4514 | 23508061.4514 | 1478867.319 | 10284945.6504 | 0 | 211475622.101 | 246747496.5218 | 1333521.4322 | 97.1956 | 2175.773 | 2538.6687 | 44.3561 | 51.7542
1 | 6000 | 707 | 0.04 | 15 | 15 | 7 | 1.7783e-09 | 5spot_SharedNeighbor | Water | Porous | Wet | R245fa | MinimizeLCOE_Brownfield | IgnoreSilica | 238.4272 | 188.8792 | 24.3434 | 4 | 2174.5367 | 2536.769 | 44.3309 | 51.7155 | 226.106 | 0 | 538.8605 | 20846231.4993 | 1295316.4318 | 21683632.4838 | 16242694.5648 | 0 | 396316.7482 | 0 | 23581034.7739 | 61353015.3463 | 41874693.6522 | 187272935.5003 | 961560.8286 | 23508061.4514 | 23508061.4514 | 1478867.319 | 10284945.6504 | 0 | 211742557.7803 | 247014432.2011 | 1778279.41 | 97.3736 | 2174.5367 | 2536.769 | 44.3309 | 51.7155
1 | 6000 | 707 | 0.04 | 15 | 15 | 7 | 2.3714e-09 | 5spot_SharedNeighbor | Water | Porous | Wet | R245fa | MinimizeLCOE_Brownfield | IgnoreSilica | 238.2419 | 188.7743 | 24.3375 | 4 | 2173.758 | 2536.0782 | 44.315 | 51.7014 | 226.1319 | 0 | 562.512 | 20837940.2843 | 1294812.8435 | 21673998.3713 | 16230699.9233 | 0 | 385669.8239 | 0 | 23565017.2861 | 61311341.1286 | 41846250.1424 | 187145729.8033 | 961560.8286 | 23508061.4514 | 23508061.4514 | 1478867.319 | 10284945.6504 | 0 | 211615352.0833 | 246887226.5042 | 2371373.7057 | 97.35 | 2173.758 | 2536.0782 | 44.315 | 51.7014
1 | 6000 | 707 | 0.04 | 15 | 15 | 7 | 3.1623e-09 | 5spot_SharedNeighbor | Water | Porous | Wet | R245fa | MinimizeLCOE_Brownfield | IgnoreSilica | 238.3586 | 188.8375 | 24.3495 | 4 | 2173.1083 | 2535.2497 | 44.3018 | 51.6845 | 226.1138 | 0 | 561.7437 | 20842931.2975 | 1295115.9862 | 21679797.7093 | 16238213.9067 | 0 | 380356.6229 | 0 | 23570202.0538 | 61324830.8307 | 41855457.1412 | 187186905.5483 | 961560.8286 | 23508061.4514 | 23508061.4514 | 1478867.319 | 10284945.6504 | 0 | 211656527.8284 | 246928402.2492 | 3162277.6602 | 97.3981 | 2173.1083 | 2535.2497 | 44.3018 | 51.6845
1 | 6000 | 707 | 0.04 | 15 | 15 | 7 | 4.217e-09 | 5spot_SharedNeighbor | Water | Porous | Wet | R245fa | MinimizeLCOE_Brownfield | IgnoreSilica | 238.4512 | 188.8876 | 24.3588 | 4 | 2172.6204 | 2534.6232 | 44.2918 | 51.6717 | 226.0994 | 0 | 557.844 | 20846894.7163 | 1295356.7138 | 21684403.1381 | 16244178.229 | 0 | 376410.9485 | 0 | 23574425.0608 | 61335818.2288 | 41862956.2662 | 187220443.3015 | 961560.8286 | 23508061.4514 | 23508061.4514 | 1478867.319 | 10284945.6504 | 0 | 211690065.5816 | 246961940.0024 | 4216965.0343 | 97.4354 | 2172.6204 | 2534.6232 | 44.2918 | 51.6717
1 | 6000 | 707 | 0.04 | 15 | 15 | 7 | 5.6234e-09 | 5spot_SharedNeighbor | Water | Porous | Wet | R245fa | MinimizeLCOE_Brownfield | IgnoreSilica | 238.5218 | 188.9258 | 24.3659 | 4 | 2172.2541 | 2534.1519 | 44.2843 | 51.6621 | 226.0885 | 0 | 586.5994 | 20849913.9571 | 1295540.0936 | 21687911.5127 | 16248722.6333 | 0 | 373450.3214 | 0 | 23577660.0221 | 61344234.9343 | 41868700.8406 | 187246134.3151 | 961560.8286 | 23508061.4514 | 23508061.4514 | 1478867.319 | 10284945.6504 | 0 | 211715756.5951 | 246987631.0159 | 5623413.2519 | 97.4636 | 2172.2541 | 2534.1519 | 44.2843 | 51.6621
1 | 6000 | 707 | 0.04 | 15 | 15 | 7 | 7.4989e-09 | 5spot_SharedNeighbor | Water | Porous | Wet | R245fa | MinimizeLCOE_Brownfield | IgnoreSilica | 238.5561 | 188.9441 | 24.37 | 4 | 2171.9792 | 2533.8156 | 44.2787 | 51.6553 | 226.083 | 0 | 574.4968 | 20851363.2243 | 1295628.1175 | 21689595.5894 | 16250926.4952 | 0 | 370972.7995 | 0 | 23578809.6281 | 61347225.9734 | 41870742.2863 | 187255264.1138 | 961560.8286 | 23508061.4514 | 23508061.4514 | 1478867.319 | 10284945.6504 | 0 | 211724886.3938 | 246996760.8147 | 7498942.0933 | 97.4802 | 2171.9792 | 2533.8156 | 44.2787 | 51.6553
1 | 6000 | 707 | 0.04 | 15 | 15 | 7 | 1e-08 | 5spot_SharedNeighbor | Water | Porous | Wet | R245fa | MinimizeLCOE_Brownfield | IgnoreSilica | 238.595 | 188.9652 | 24.374 | 4 | 2171.7729 | 2533.5511 | 44.2745 | 51.6499 | 226.077 | 0 | 574.861 | 20853025.9758 | 1295729.1077 | 21691527.7552 | 16253431.4574 | 0 | 369284.8854 | 0 | 23580569.6808 | 61351805.2695 | 41873867.75 | 187269241.8818 | 961560.8286 | 23508061.4514 | 23508061.4514 | 1478867.319 | 10284945.6504 | 0 | 211738864.1618 | 247010738.5826 | 10000000 | 97.4959 | 2171.7729 | 2533.5511 | 44.2745 | 51.6499
1 | 6100 | 707 | 0.04 | 15 | 15 | 7 | 1e-13 | 5spot_SharedNeighbor | Water | Porous | Wet | R245fa | MinimizeLCOE_Brownfield | IgnoreSilica | 1.1813 | 0.43662 | 0.041675 | 4 | 161240.0008 | 377514.3419 | 3287.0955 | 7696.1405 | 159.1395 | 0 | 53.4705 | 265947.1083 | 14267.4803 | 170968.715 | 84961.4461 | 0 | 61539.5098 | 0 | 233096.8612 | 606470.2181 | 413928.3856 | 1851179.7244 | 961560.8286 | 24065791.4134 | 24065791.4134 | 1478867.319 | 10508037.6352 | 0 | 26878531.9664 | 62931228.3341 | 100 | 0.1667 | 161240.0008 | 377514.3419 | 3287.0955 | 7696.1405
1 | 6100 | 707 | 0.04 | 15 | 15 | 7 | 1.3335e-13 | 5spot_SharedNeighbor | Water | Porous | Wet | R245fa | MinimizeLCOE_Brownfield | IgnoreSilica | 1.5297 | 0.67698 | 0.076346 | 4 | 90362.1905 | 208418.5924 | 1842.1555 | 4248.8949 | 174.9831 | 0 | 60.5161 | 384542.1217 | 24076.082 | 240169.9653 | 113485.2401 | 0 | 66828.0689 | 0 | 323349.5764 | 841289.2697 | 574197.2134 | 2567937.5375 | 961560.8286 | 24065791.4134 | 24065791.4134 | 1478867.319 | 10508037.6352 | 0 | 27595289.7796 | 63647986.1473 | 133.3521 | 0.30539 | 90362.1905 | 208418.5924 | 1842.1555 | 4248.8949
1 | 6100 | 707 | 0.04 | 15 | 15 | 7 | 1.7783e-13 | 5spot_SharedNeighbor | Water | Porous | Wet | R245fa | MinimizeLCOE_Brownfield | IgnoreSilica | 1.982 | 1.068 | 0.1268 | 4 | 56283.7923 | 127363.3893 | 1147.4212 | 2596.475 | 188.8761 | 0 | 304.3305 | 534614.2505 | 34598.7226 | 345188.9036 | 149022.553 | 0 | 73285.1622 | 0 | 443316.7408 | 1153419.2229 | 787232.32 | 3520677.8757 | 961560.8286 | 24065791.4134 | 24065791.4134 | 1478867.319 | 10508037.6352 | 0 | 28548030.1177 | 64600726.4854 | 177.8279 | 0.50722 | 56283.7923 | 127363.3893 | 1147.4212 | 2596.475
1 | 6100 | 707 | 0.04 | 15 | 15 | 7 | 2.3714e-13 | 5spot_SharedNeighbor | Water | Porous | Wet | R245fa | MinimizeLCOE_Brownfield | IgnoreSilica | 2.546 | 1.5742 | 0.19059 | 4 | 38869.9242 | 86161.4116 | 792.416 | 1756.5169 | 200.3108 | 0 | 400.7993 | 701275.0728 | 45392.8978 | 470794.6346 | 189615.0965 | 0 | 79774.9991 | 0 | 579872.5534 | 1508709.4357 | 1029725.1907 | 4605159.8807 | 961560.8286 | 24065791.4134 | 24065791.4134 | 1478867.319 | 10508037.6352 | 0 | 29632512.1228 | 65685208.4905 | 237.1374 | 0.76235 | 38869.9242 | 86161.4116 | 792.416 | 1756.5169
1 | 6100 | 707 | 0.04 | 15 | 15 | 7 | 3.1623e-13 | 5spot_SharedNeighbor | Water | Porous | Wet | R245fa | MinimizeLCOE_Brownfield | IgnoreSilica | 3.2656 | 2.2287 | 0.27342 | 4 | 28268.8952 | 61233.7998 | 576.2997 | 1248.3338 | 209.8078 | 0 | 493.8396 | 894777.3479 | 57900.084 | 621758.2336 | 240448.4444 | 0 | 86627.5331 | 0 | 741589.5408 | 1929463.8642 | 1316898.7339 | 5889463.782 | 961560.8286 | 24065791.4134 | 24065791.4134 | 1478867.319 | 10508037.6352 | 0 | 30916816.0241 | 66969512.3918 | 316.2278 | 1.0937 | 28268.8952 | 61233.7998 | 576.2997 | 1248.3338
1 | 6100 | 707 | 0.04 | 15 | 15 | 7 | 4.217e-13 | 5spot_SharedNeighbor | Water | Porous | Wet | R245fa | MinimizeLCOE_Brownfield | IgnoreSilica | 4.1775 | 3.0677 | 0.38004 | 4 | 21339.7392 | 45056.0249 | 435.0394 | 918.528 | 217.5406 | 0 | 69.2431 | 1119825.7767 | 72413.6056 | 802859.973 | 304485.4787 | 0 | 93696.2145 | 0 | 933379.6089 | 2428462.2798 | 1657475.4059 | 7412598.3429 | 961560.8286 | 24065791.4134 | 24065791.4134 | 1478867.319 | 10508037.6352 | 0 | 32439950.585 | 68492646.9527 | 421.6965 | 1.5202 | 21339.7392 | 45056.0249 | 435.0394 | 918.528
1 | 6100 | 707 | 0.04 | 15 | 15 | 7 | 5.6234e-13 | 5spot_SharedNeighbor | Water | Porous | Wet | R245fa | MinimizeLCOE_Brownfield | IgnoreSilica | 5.3541 | 4.1601 | 0.51923 | 4 | 16508.622 | 33867.2514 | 336.5506 | 690.4297 | 223.8659 | 0 | 94.5689 | 1387321.9824 | 89622.4053 | 1024387.5454 | 387021.1463 | 0 | 101371.9365 | 0 | 1165992.7562 | 3033673.9736 | 2070544.8227 | 9259936.5684 | 961560.8286 | 24065791.4134 | 24065791.4134 | 1478867.319 | 10508037.6352 | 0 | 34287288.8104 | 70339985.1782 | 562.3413 | 2.0769 | 16508.622 | 33867.2514 | 336.5506 | 690.4297
1 | 6100 | 707 | 0.04 | 15 | 15 | 7 | 7.4989e-13 | 5spot_SharedNeighbor | Water | Porous | Wet | R245fa | MinimizeLCOE_Brownfield | IgnoreSilica | 6.9011 | 5.6029 | 0.70319 | 4 | 13002.8537 | 25820.374 | 265.0808 | 526.3832 | 228.9714 | 0 | 94.8967 | 1711033.6668 | 110392.0644 | 1299921.594 | 495915.3262 | 0 | 110763.8652 | 0 | 1453930.3415 | 3782828.5065 | 2581858.185 | 11546643.5498 | 961560.8286 | 24065791.4134 | 24065791.4134 | 1478867.319 | 10508037.6352 | 0 | 36573995.7918 | 72626692.1595 | 749.8942 | 2.8128 | 13002.8537 | 25820.374 | 265.0808 | 526.3832
1 | 6100 | 707 | 0.04 | 15 | 15 | 7 | 1e-12 | 5spot_SharedNeighbor | Water | Porous | Wet | R245fa | MinimizeLCOE_Brownfield | IgnoreSilica | 8.9085 | 7.4597 | 0.93995 | 4 | 10463.9023 | 20052.9181 | 213.3208 | 408.8059 | 232.6814 | 0 | 96.9816 | 2093826.9363 | 134881.9108 | 1634420.6819 | 636461.6594 | 0 | 122159.5977 | 0 | 1802482.8066 | 4689690.5227 | 3200810.1453 | 14314734.2608 | 961560.8286 | 24065791.4134 | 24065791.4134 | 1478867.319 | 10508037.6352 | 0 | 39342086.5029 | 75394782.8706 | 1000 | 3.7598 | 10463.9023 | 20052.9181 | 213.3208 | 408.8059
1 | 6100 | 707 | 0.04 | 15 | 15 | 7 | 1.3335e-12 | 5spot_SharedNeighbor | Water | Porous | Wet | R245fa | MinimizeLCOE_Brownfield | IgnoreSilica | 11.6022 | 10.0334 | 1.2694 | 4 | 8454.6731 | 15555.1126 | 172.3599 | 317.112 | 236.6104 | 0 | 94.9303 | 2581469.3072 | 165981.4162 | 2071771.508 | 826581.4744 | 0 | 133996.0148 | 0 | 2254121.8911 | 5864762.7766 | 4002821.1038 | 17901505.4921 | 961560.8286 | 24065791.4134 | 24065791.4134 | 1478867.319 | 10508037.6352 | 0 | 42928857.7342 | 78981554.1019 | 1333.5214 | 5.0775 | 8454.6731 | 15555.1126 | 172.3599 | 317.112
1 | 6100 | 707 | 0.04 | 15 | 15 | 7 | 1.7783e-12 | 5spot_SharedNeighbor | Water | Porous | Wet | R245fa | MinimizeLCOE_Brownfield | IgnoreSilica | 15.1178 | 13.355 | 1.6943 | 4 | 6979.2635 | 12299.0751 | 142.2817 | 250.7333 | 239.2453 | 0 | 103.5388 | 3160246.8474 | 202767.3374 | 2604354.9776 | 1074218.4404 | 0 | 149154.717 | 0 | 2804389.5047 | 7296446.232 | 4979974.4803 | 22271552.5369 | 961560.8286 | 24065791.4134 | 24065791.4134 | 1478867.319 | 10508037.6352 | 0 | 47298904.7789 | 83351601.1466 | 1778.2794 | 6.7771 | 6979.2635 | 12299.0751 | 142.2817 | 250.7333
1 | 6100 | 707 | 0.04 | 15 | 15 | 7 | 2.3714e-12 | 5spot_SharedNeighbor | Water | Porous | Wet | R245fa | MinimizeLCOE_Brownfield | IgnoreSilica | 19.771 | 17.7575 | 2.2576 | 4 | 5843.0943 | 9835.5474 | 119.1194 | 200.5109 | 241.3143 | 0 | 112.3816 | 3866943.9435 | 247521.8634 | 3271066.6925 | 1402111.8668 | 0 | 167717.0919 | 0 | 3492590.9686 | 9087005.2715 | 6202067.8171 | 27737025.5152 | 961560.8286 | 24065791.4134 | 24065791.4134 | 1478867.319 | 10508037.6352 | 0 | 52764377.7572 | 88817074.1249 | 2371.3737 | 9.0302 | 5843.0943 | 9835.5474 | 119.1194 | 200.5109
1 | 6100 | 707 | 0.04 | 15 | 15 | 7 | 3.1623e-12 | 5spot_SharedNeighbor | Water | Porous | Wet | R245fa | MinimizeLCOE_Brownfield | IgnoreSilica | 25.9265 | 23.586 | 3.0035 | 4 | 4961.0368 | 7961.9744 | 101.1374 | 162.3156 | 242.9237 | 0 | 102.3617 | 4729375.7933 | 301929.5256 | 4104959.2388 | 1835942.2387 | 0 | 190458.2188 | 0 | 4353439.3559 | 11326756.1909 | 7730743.8419 | 34573604.404 | 961560.8286 | 24065791.4134 | 24065791.4134 | 1478867.319 | 10508037.6352 | 0 | 59600956.646 | 95653653.0137 | 3162.2777 | 12.0138 | 4961.0368 | 7961.9744 | 101.1374 | 162.3156
1 | 6100 | 707 | 0.04 | 15 | 15 | 7 | 4.217e-12 | 5spot_SharedNeighbor | Water | Porous | Wet | R245fa | MinimizeLCOE_Brownfield | IgnoreSilica | 34.0506 | 31.2829 | 3.9886 | 4 | 4271.0854 | 6530.8468 | 87.0719 | 133.1401 | 244.1648 | 0 | 111.1449 | 5779788.6064 | 367927.3012 | 5145534.3708 | 2408679.2409 | 0 | 218280.9148 | 0 | 5428882.0693 | 14124837.5275 | 9640491.8489 | 43114421.8798 | 961560.8286 | 24065791.4134 | 24065791.4134 | 1478867.319 | 10508037.6352 | 0 | 68141774.1218 | 104194470.4895 | 4216.965 | 15.9542 | 4271.0854 | 6530.8468 | 87.0719 | 133.1401
1 | 6100 | 707 | 0.04 | 15 | 15 | 7 | 5.6234e-12 | 5spot_SharedNeighbor | Water | Porous | Wet | R245fa | MinimizeLCOE_Brownfield | IgnoreSilica | 44.6574 | 41.3314 | 5.275 | 4 | 3730.1414 | 5438.8085 | 76.044 | 110.8775 | 245.0992 | 0 | 107.8409 | 7045898.0591 | 447139.1771 | 6429962.4389 | 3156434.4311 | 0 | 251480.2394 | 0 | 6759056.5948 | 17585678.7865 | 12002587.1213 | 53678236.8481 | 961560.8286 | 24065791.4134 | 24065791.4134 | 1478867.319 | 10508037.6352 | 0 | 78705589.0902 | 114758285.4579 | 5623.4133 | 21.0999 | 3730.1414 | 5438.8085 | 76.044 | 110.8775
1 | 6100 | 707 | 0.04 | 15 | 15 | 7 | 7.4989e-12 | 5spot_SharedNeighbor | Water | Porous | Wet | R245fa | MinimizeLCOE_Brownfield | IgnoreSilica | 58.358 | 54.2756 | 6.9319 | 4 | 3304.7052 | 4604.9423 | 67.3709 | 93.878 | 245.7183 | 0 | 88.2214 | 8554233.7931 | 541090.7247 | 7995917.1038 | 4121704.8719 | 0 | 291526.2434 | 0 | 8386744.3674 | 21820588.4861 | 14893000.0101 | 66604805.6005 | 961560.8286 | 24065791.4134 | 24065791.4134 | 1478867.319 | 10508037.6352 | 0 | 91632157.8426 | 127684854.2103 | 7498.9421 | 27.7278 | 3304.7052 | 4604.9423 | 67.3709 | 93.878
1 | 6100 | 707 | 0.04 | 15 | 15 | 7 | 1e-11 | 5spot_SharedNeighbor | Water | Porous | Wet | R245fa | MinimizeLCOE_Brownfield | IgnoreSilica | 75.6294 | 70.4124 | 8.9954 | 4 | 2974.1666 | 3976.1419 | 60.6324 | 81.059 | 245.8512 | 0 | 155.3521 | 10298168.5877 | 649233.8679 | 9846996.8827 | 5335630.8323 | 0 | 341160.4688 | 0 | 10323764.3493 | 26860317.1417 | 18332718.3736 | 81987990.5039 | 961560.8286 | 24065791.4134 | 24065791.4134 | 1478867.319 | 10508037.6352 | 0 | 107015342.746 | 143068039.1137 | 10000 | 35.9816 | 2974.1666 | 3976.1419 | 60.6324 | 81.059
1 | 6100 | 707 | 0.04 | 15 | 15 | 7 | 1.3335e-11 | 5spot_SharedNeighbor | Water | Porous | Wet | R245fa | MinimizeLCOE_Brownfield | IgnoreSilica | 96.6453 | 89.5219 | 11.4313 | 4 | 2723.9568 | 3512.4208 | 55.5315 | 71.6054 | 245.205 | 0 | 121.7952 | 12222828.1303 | 768064.1169 | 11932409.6104 | 6804169.3317 | 0 | 406218.204 | 0 | 12532138.8634 | 32606054.6273 | 22254302.2706 | 99526185.1546 | 961560.8286 | 24065791.4134 | 24065791.4134 | 1478867.319 | 10508037.6352 | 0 | 124553537.3966 | 160606233.7643 | 13335.2143 | 45.7252 | 2723.9568 | 3512.4208 | 55.5315 | 71.6054
1 | 6100 | 707 | 0.04 | 15 | 15 | 7 | 1.7783e-11 | 5spot_SharedNeighbor | Water | Porous | Wet | R245fa | MinimizeLCOE_Brownfield | IgnoreSilica | 120.93 | 110.5573 | 14.0966 | 4 | 2542.4581 | 3181.8457 | 51.8314 | 64.8662 | 243.5456 | 0 | 157.095 | 14211462.337 | 890344.6692 | 14127153.1271 | 8484046.1865 | 0 | 492591.755 | 0 | 14900183.2492 | 38767220.3666 | 26459424.4869 | 118332426.1777 | 961560.8286 | 24065791.4134 | 24065791.4134 | 1478867.319 | 10508037.6352 | 0 | 143359778.4197 | 179412474.7875 | 17782.7941 | 56.3863 | 2542.4581 | 3181.8457 | 51.8314 | 64.8662
1 | 6100 | 707 | 0.04 | 15 | 15 | 7 | 2.3714e-11 | 5spot_SharedNeighbor | Water | Porous | Wet | R245fa | MinimizeLCOE_Brownfield | IgnoreSilica | 147.2986 | 131.9516 | 16.7844 | 4 | 2416.2206 | 2953.2178 | 49.2579 | 60.2053 | 240.9865 | 0 | 144.111 | 16127133.4054 | 1007714.0006 | 16274832.0341 | 10285314.9193 | 0 | 599693.2523 | 0 | 17274928.1686 | 44945819.5196 | 30676445.3664 | 137191880.6663 | 961560.8286 | 24065791.4134 | 24065791.4134 | 1478867.319 | 10508037.6352 | 0 | 162219232.9084 | 198271929.2761 | 23713.7371 | 67.1376 | 2416.2206 | 2953.2178 | 49.2579 | 60.2053
1 | 6100 | 707 | 0.04 | 15 | 15 | 7 | 3.1623e-11 | 5spot_SharedNeighbor | Water | Porous | Wet | R245fa | MinimizeLCOE_Brownfield | IgnoreSilica | 174.0849 | 152.3433 | 19.3255 | 4 | 2329.2825 | 2795.6692 | 47.4856 | 56.9935 | 238.0757 | 0 | 139.933 | 17873024.0233 | 1114354.3587 | 18257587.8618 | 12093784.1624 | 0 | 715652.2267 | 0 | 19521217.0268 | 50790202.3516 | 34665356.7392 | 155031178.7505 | 961560.8286 | 24065791.4134 | 24065791.4134 | 1478867.319 | 10508037.6352 | 0 | 180058530.9925 | 216111227.3602 | 31622.7766 | 77.3021 | 2329.2825 | 2795.6692 | 47.4856 | 56.9935
1 | 6100 | 707 | 0.04 | 15 | 15 | 7 | 4.217e-11 | 5spot_SharedNeighbor | Water | Porous | Wet | R245fa | MinimizeLCOE_Brownfield | IgnoreSilica | 199.4226 | 170.0836 | 21.5104 | 4 | 2274.2469 | 2693.2608 | 46.3636 | 54.9058 | 234.9106 | 0 | 160.3929 | 19339045.8126 | 1203679.149 | 19939521.7673 | 13780910.486 | 0 | 834978.673 | 0 | 21488272.9963 | 55908078.4854 | 38158412.3624 | 170652899.7319 | 961560.8286 | 24065791.4134 | 24065791.4134 | 1478867.319 | 10508037.6352 | 0 | 195680251.974 | 231732948.3417 | 42169.6503 | 86.0418 | 2274.2469 | 2693.2608 | 46.3636 | 54.9058
1 | 6100 | 707 | 0.04 | 15 | 15 | 7 | 5.6234e-11 | 5spot_SharedNeighbor | Water | Porous | Wet | R245fa | MinimizeLCOE_Brownfield | IgnoreSilica | 217.395 | 181.6749 | 22.967 | 4 | 2241.2603 | 2633.7002 | 45.6911 | 53.6915 | 232.4381 | 0 | 174.2353 | 20273729.0399 | 1260530.6872 | 21019416.9034 | 14962461.5367 | 0 | 881697.0803 | 0 | 22775155.7465 | 59256283.4257 | 40443631.0329 | 180872905.4527 | 961560.8286 | 24065791.4134 | 24065791.4134 | 1478867.319 | 10508037.6352 | 0 | 205900257.6947 | 241952954.0625 | 56234.1325 | 91.8681 | 2241.2603 | 2633.7002 | 45.6911 | 53.6915
1 | 6100 | 707 | 0.04 | 15 | 15 | 7 | 7.4989e-11 | 5spot_SharedNeighbor | Water | Porous | Wet | R245fa | MinimizeLCOE_Brownfield | IgnoreSilica | 223.3749 | 185.3151 | 23.5364 | 4 | 2217.9748 | 2600.9209 | 45.2164 | 53.0233 | 231.5596 | 0 | 189.9343 | 20563780.3142 | 1278157.8473 | 21355675.5016 | 15352207.7329 | 0 | 788307.1638 | 0 | 23141870.1383 | 60210399.0496 | 41094834.5513 | 183785232.2989 | 961560.8286 | 24065791.4134 | 24065791.4134 | 1478867.319 | 10508037.6352 | 0 | 208812584.541 | 244865280.9087 | 74989.4209 | 94.1456 | 2217.9748 | 2600.9209 | 45.2164 | 53.0233
1 | 6100 | 707 | 0.04 | 15 | 15 | 7 | 1e-10 | 5spot_SharedNeighbor | Water | Porous | Wet | R245fa | MinimizeLCOE_Brownfield | IgnoreSilica | 228.0151 | 188.071 | 23.974 | 4 | 2200.2859 | 2576.2413 | 44.8558 | 52.5202 | 230.8641 | 0 | 220.7936 | 20782312.6344 | 1291434.0089 | 21609371.9819 | 15653714.2024 | 0 | 707232.894 | 0 | 23417185.6314 | 60926713.4877 | 41583733.8741 | 185971698.7148 | 961560.8286 | 24065791.4134 | 24065791.4134 | 1478867.319 | 10508037.6352 | 0 | 210999050.9568 | 247051747.3245 | 100000 | 95.8962 | 2200.2859 | 2576.2413 | 44.8558 | 52.5202
1 | 6100 | 707 | 0.04 | 15 | 15 | 7 | 1.3335e-10 | 5spot_SharedNeighbor | Water | Porous | Wet | R245fa | MinimizeLCOE_Brownfield | IgnoreSilica | 231.5371 | 190.1216 | 24.3051 | 4 | 2186.8565 | 2557.6907 | 44.582 | 52.142 | 230.3279 | 0 | 263.5065 | 20944338.0317 | 1301274.7583 | 21797661.373 | 15881980.0989 | 0 | 638074.1116 | 0 | 23619698.0657 | 61453609.3007 | 41943351.0931 | 187579986.8332 | 961560.8286 | 24065791.4134 | 24065791.4134 | 1478867.319 | 10508037.6352 | 0 | 212607339.0753 | 248660035.443 | 133352.1432 | 97.2205 | 2186.8565 | 2557.6907 | 44.582 | 52.142
1 | 6100 | 707 | 0.04 | 15 | 15 | 7 | 1.7783e-10 | 5spot_SharedNeighbor | Water | Porous | Wet | R245fa | MinimizeLCOE_Brownfield | IgnoreSilica | 234.3091 | 191.7114 | 24.5618 | 4 | 2176.6695 | 2543.6281 | 44.3744 | 51.8553 | 229.9016 | 0 | 331.6772 | 21069617.4633 | 1308882.2421 | 21943359.809 | 16061361.5327 | 0 | 581946.7608 | 0 | 23776415.4451 | 61861355.7746 | 42221646.4399 | 188824585.4674 | 961560.8286 | 24065791.4134 | 24065791.4134 | 1478867.319 | 10508037.6352 | 0 | 213851937.7095 | 249904634.0772 | 177827.941 | 98.2473 | 2176.6695 | 2543.6281 | 44.3744 | 51.8553
1 | 6100 | 707 | 0.04 | 15 | 15 | 7 | 2.3714e-10 | 5spot_SharedNeighbor | Water | Porous | Wet | R245fa | MinimizeLCOE_Brownfield | IgnoreSilica | 236.277 | 192.8244 | 24.7471 | 4 | 2168.9442 | 2533.1551 | 44.2169 | 51.6418 | 229.5956 | 0 | 406.8295 | 21157144.8324 | 1314196.5089 | 22045210.4189 | 16188151.5108 | 0 | 534461.5423 | 0 | 23883274.2772 | 62139380.5361 | 42411404.0525 | 189673223.6791 | 961560.8286 | 24065791.4134 | 24065791.4134 | 1478867.319 | 10508037.6352 | 0 | 214700575.9212 | 250753272.2889 | 237137.3706 | 98.9885 | 2168.9442 | 2533.1551 | 44.2169 | 51.6418
1 | 6100 | 707 | 0.04 | 15 | 15 | 7 | 3.1623e-10 | 5spot_SharedNeighbor | Water | Porous | Wet | R245fa | MinimizeLCOE_Brownfield | IgnoreSilica | 237.7797 | 193.6672 | 24.8879 | 4 | 2163.0959 | 2525.2472 | 44.0976 | 51.4806 | 229.3607 | 0 | 469.107 | 21223335.037 | 1318214.8679 | 22122263.3887 | 16284955.0069 | 0 | 496638.4377 | 0 | 23963708.6279 | 62348654.2172 | 42554237.64 | 190312007.2233 | 961560.8286 | 24065791.4134 | 24065791.4134 | 1478867.319 | 10508037.6352 | 0 | 215339359.4654 | 251392055.8331 | 316227.766 | 99.5515 | 2163.0959 | 2525.2472 | 44.0976 | 51.4806
1 | 6100 | 707 | 0.04 | 15 | 15 | 7 | 4.217e-10 | 5spot_SharedNeighbor | Water | Porous | Wet | R245fa | MinimizeLCOE_Brownfield | IgnoreSilica | 238.8586 | 194.2679 | 24.9904 | 4 | 2158.6745 | 2519.3401 | 44.0075 | 51.3602 | 229.191 | 0 | 466.5636 | 21270458.8672 | 1321075.5059 | 22177137.2443 | 16354435.837 | 0 | 466012.8807 | 0 | 24019756.9307 | 62494480.4041 | 42653767.0089 | 190757124.6789 | 961560.8286 | 24065791.4134 | 24065791.4134 | 1478867.319 | 10508037.6352 | 0 | 215784476.9209 | 251837173.2886 | 421696.5034 | 99.9616 | 2158.6745 | 2519.3401 | 44.0075 | 51.3602
1 | 6100 | 707 | 0.04 | 15 | 15 | 7 | 5.6234e-10 | 5spot_SharedNeighbor | Water | Porous | Wet | R245fa | MinimizeLCOE_Brownfield | IgnoreSilica | 240 | 194.9028 | 25.0882 | 4 | 2155.3376 | 2514.5969 | 43.9395 | 51.2635 | 229.0126 | 0 | 455.6254 | 21320223.7634 | 1324096.275 | 22235101.2251 | 16427975.8849 | 0 | 446323.6166 | 0 | 24083951.0983 | 62661500.4602 | 42767761.6292 | 191266933.9528 | 961560.8286 | 24065791.4134 | 24065791.4134 | 1478867.319 | 10508037.6352 | 0 | 216294286.1948 | 252346982.5625 | 562341.3252 | 100.3529 | 2155.3376 | 2514.5969 | 43.9395 | 51.2635
1 | 6100 | 707 | 0.04 | 15 | 15 | 7 | 7.4989e-10 | 5spot_SharedNeighbor | Water | Porous | Wet | R245fa | MinimizeLCOE_Brownfield | IgnoreSilica | 240 | 194.8976 | 25.1082 | 4 | 2152.7493 | 2511.722 | 43.8867 | 51.2048 | 229.0095 | 0 | 543.1235 | 21319821.6061 | 1324071.8645 | 22234632.7494 | 16427897.6969 | 0 | 419118.3008 | 0 | 24072961.4649 | 62632907.6884 | 42748246.4749 | 191179657.8459 | 961560.8286 | 24065791.4134 | 24065791.4134 | 1478867.319 | 10508037.6352 | 0 | 216207010.088 | 252259706.4557 | 749894.2093 | 100.433 | 2152.7493 | 2511.722 | 43.8867 | 51.2048
1 | 6100 | 707 | 0.04 | 15 | 15 | 7 | 1e-09 | 5spot_SharedNeighbor | Water | Porous | Wet | R245fa | MinimizeLCOE_Brownfield | IgnoreSilica | 240 | 194.8929 | 25.1223 | 4 | 2150.9062 | 2509.678 | 43.8491 | 51.1632 | 229.0066 | 0 | 534.7832 | 21319450.9307 | 1324049.365 | 22234200.948 | 16427825.6429 | 0 | 399305.9953 | 0 | 24064884.8239 | 62611893.9253 | 42733904.1498 | 191115515.7808 | 961560.8286 | 24065791.4134 | 24065791.4134 | 1478867.319 | 10508037.6352 | 0 | 216142868.0229 | 252195564.3906 | 1000000 | 100.4892 | 2150.9062 | 2509.678 | 43.8491 | 51.1632
1 | 6100 | 707 | 0.04 | 15 | 15 | 7 | 1.3335e-09 | 5spot_SharedNeighbor | Water | Porous | Wet | R245fa | MinimizeLCOE_Brownfield | IgnoreSilica | 240 | 194.8894 | 25.1328 | 4 | 2149.5223 | 2508.1443 | 43.8209 | 51.1319 | 229.0044 | 0 | 510.1434 | 21319173.2574 | 1324032.5105 | 22233877.4857 | 16427771.6755 | 0 | 384205.5839 | 0 | 24058733.6001 | 62595889.7026 | 42722980.9389 | 191066664.7546 | 961560.8286 | 24065791.4134 | 24065791.4134 | 1478867.319 | 10508037.6352 | 0 | 216094016.9967 | 252146713.3644 | 1333521.4322 | 100.5312 | 2149.5223 | 2508.1443 | 43.8209 | 51.1319
1 | 6100 | 707 | 0.04 | 15 | 15 | 7 | 1.7783e-09 | 5spot_SharedNeighbor | Water | Porous | Wet | R245fa | MinimizeLCOE_Brownfield | IgnoreSilica | 240 | 194.8867 | 25.1406 | 4 | 2148.4832 | 2506.9935 | 43.7997 | 51.1085 | 229.0028 | 0 | 512.7699 | 21318964.7593 | 1324019.8549 | 22233634.606 | 16427731.1574 | 0 | 372732.7425 | 0 | 24054062.4168 | 62583736.2419 | 42714685.9523 | 191029567.7311 | 961560.8286 | 24065791.4134 | 24065791.4134 | 1478867.319 | 10508037.6352 | 0 | 216056919.9732 | 252109616.3409 | 1778279.41 | 100.5625 | 2148.4832 | 2506.9935 | 43.7997 | 51.1085
1 | 6100 | 707 | 0.04 | 15 | 15 | 7 | 2.3714e-09 | 5spot_SharedNeighbor | Water | Porous | Wet | R245fa | MinimizeLCOE_Brownfield | IgnoreSilica | 240 | 194.8847 | 25.1465 | 4 | 2147.7031 | 2506.1298 | 43.7838 | 51.0908 | 229.0016 | 0 | 489.6965 | 21318808.2541 | 1324010.3552 | 22233452.2931 | 16427700.7459 | 0 | 364039.5842 | 0 | 24050524.3807 | 62574530.9976 | 42708403.1839 | 191001469.7945 | 961560.8286 | 24065791.4134 | 24065791.4134 | 1478867.319 | 10508037.6352 | 0 | 216028822.0366 | 252081518.4043 | 2371373.7057 | 100.586 | 2147.7031 | 2506.1298 | 43.7838 | 51.0908
1 | 6100 | 707 | 0.04 | 15 | 15 | 7 | 3.1623e-09 | 5spot_SharedNeighbor | Water | Porous | Wet | R245fa | MinimizeLCOE_Brownfield | IgnoreSilica | 240 | 194.8832 | 25.1509 | 4 | 2147.1175 | 2505.4816 | 43.7719 | 51.0776 | 229.0007 | 0 | 484.067 | 21318690.8052 | 1324003.2262 | 22233315.477 | 16427677.9251 | 0 | 357467.434 | 0 | 24047850.3983 | 62567573.8441 | 42703654.7837 | 190980233.8937 | 961560.8286 | 24065791.4134 | 24065791.4134 | 1478867.319 | 10508037.6352 | 0 | 216007586.1357 | 252060282.5034 | 3162277.6602 | 100.6035 | 2147.1175 | 2505.4816 | 43.7719 | 51.0776
1 | 6100 | 707 | 0.04 | 15 | 15 | 7 | 4.217e-09 | 5spot_SharedNeighbor | Water | Porous | Wet | R245fa | MinimizeLCOE_Brownfield | IgnoreSilica | 240 | 194.8829 | 25.155 | 4 | 2146.5834 | 2504.8894 | 43.761 | 51.0656 | 229.0005 | 0 | 513.103 | 21318665.2404 | 1324001.6744 | 22233285.6967 | 16427672.958 | 0 | 351498.6242 | 0 | 24045498.4356 | 62561454.5194 | 42699478.2189 | 190961555.3677 | 961560.8286 | 24065791.4134 | 24065791.4134 | 1478867.319 | 10508037.6352 | 0 | 215988907.6097 | 252041603.9774 | 4216965.0343 | 100.6199 | 2146.5834 | 2504.8894 | 43.761 | 51.0656
1 | 6100 | 707 | 0.04 | 15 | 15 | 7 | 5.6234e-09 | 5spot_SharedNeighbor | Water | Porous | Wet | R245fa | MinimizeLCOE_Brownfield | IgnoreSilica | 240 | 194.8821 | 25.1575 | 4 | 2146.2444 | 2504.5143 | 43.7541 | 51.0579 | 229 | 0 | 567.1025 | 21318605.072 | 1323998.0223 | 22233215.6066 | 16427661.2677 | 0 | 347659.7909 | 0 | 24043944.5062 | 62557411.514 | 42696718.7845 | 190949214.5642 | 961560.8286 | 24065791.4134 | 24065791.4134 | 1478867.319 | 10508037.6352 | 0 | 215976566.8063 | 252029263.174 | 5623413.2519 | 100.63 | 2146.2444 | 2504.5143 | 43.7541 | 51.0579
1 | 6100 | 707 | 0.04 | 15 | 15 | 7 | 7.4989e-09 | 5spot_SharedNeighbor | Water | Porous | Wet | R245fa | MinimizeLCOE_Brownfield | IgnoreSilica | 240 | 194.8818 | 25.1594 | 4 | 2145.9911 | 2504.2335 | 43.7489 | 51.0522 | 228.9997 | 0 | 565.6931 | 21318577.7499 | 1323996.3639 | 22233183.7792 | 16427728.5553 | 0 | 344769.8701 | 0 | 24042819.9641 | 62554485.6862 | 42694721.847 | 190940283.8157 | 961560.8286 | 24065791.4134 | 24065791.4134 | 1478867.319 | 10508037.6352 | 0 | 215967636.0577 | 252020332.4254 | 7498942.0933 | 100.6377 | 2145.9911 | 2504.2335 | 43.7489 | 51.0522
1 | 6100 | 707 | 0.04 | 15 | 15 | 7 | 1e-08 | 5spot_SharedNeighbor | Water | Porous | Wet | R245fa | MinimizeLCOE_Brownfield | IgnoreSilica | 240 | 194.8815 | 25.1609 | 4 | 2145.8011 | 2504.0229 | 43.7451 | 51.0479 | 228.9994 | 0 | 567.5631 | 21318557.4928 | 1323995.1343 | 22233160.1817 | 16427780.0323 | 0 | 342596.3174 | 0 | 24041974.7718 | 62552286.6691 | 42693220.9726 | 190933571.5719 | 961560.8286 | 24065791.4134 | 24065791.4134 | 1478867.319 | 10508037.6352 | 0 | 215960923.814 | 252013620.1817 | 10000000 | 100.6435 | 2145.8011 | 2504.0229 | 43.7451 | 51.0479
1 | 6200 | 707 | 0.04 | 15 | 15 | 7 | 1e-13 | 5spot_SharedNeighbor | Water | Porous | Wet | R245fa | MinimizeLCOE_Brownfield | IgnoreSilica | 1.2202 | 0.46963 | 0.046501 | 4 | 148088.5053 | 346156.2341 | 3018.9845 | 7056.863 | 162.6015 | 0 | 65.0807 | 283586.5345 | 15673.235 | 180818.834 | 88607.448 | 0 | 62311.9175 | 0 | 246089.2079 | 640273.6391 | 436999.915 | 1954360.7309 | 961560.8286 | 24629381.4663 | 24629381.4663 | 1478867.319 | 10733473.6564 | 0 | 27545303.0259 | 64387025.4677 | 100 | 0.18601 | 148088.5053 | 346156.2341 | 3018.9845 | 7056.863
1 | 6200 | 707 | 0.04 | 15 | 15 | 7 | 1.3335e-13 | 5spot_SharedNeighbor | Water | Porous | Wet | R245fa | MinimizeLCOE_Brownfield | IgnoreSilica | 1.5834 | 0.73511 | 0.085118 | 4 | 83183.5094 | 191390.7484 | 1695.8084 | 3901.7593 | 178.6936 | 0 | 53.035 | 411787.4303 | 26610.7352 | 256026.7985 | 119564.9097 | 0 | 67713.052 | 0 | 343864.141 | 894663.9588 | 610626.5354 | 2730857.5609 | 961560.8286 | 24629381.4663 | 24629381.4663 | 1478867.319 | 10733473.6564 | 0 | 28321799.8559 | 65163522.2976 | 133.3521 | 0.34047 | 83183.5094 | 191390.7484 | 1695.8084 | 3901.7593
1 | 6200 | 707 | 0.04 | 15 | 15 | 7 | 1.7783e-13 | 5spot_SharedNeighbor | Water | Porous | Wet | R245fa | MinimizeLCOE_Brownfield | IgnoreSilica | 2.0209 | 1.132 | 0.13535 | 4 | 54015.2031 | 122062.5665 | 1101.173 | 2488.4105 | 191.8901 | 0 | 325.5401 | 556799.9926 | 36036.8156 | 361634.4445 | 152684.2567 | 0 | 72466.0569 | 0 | 460052.4108 | 1196962.0033 | 816951.1623 | 3653587.1426 | 961560.8286 | 24629381.4663 | 24629381.4663 | 1478867.319 | 10733473.6564 | 0 | 29244529.4376 | 66086251.8794 | 177.8279 | 0.54141 | 54015.2031 | 122062.5665 | 1101.173 | 2488.4105
1 | 6200 | 707 | 0.04 | 15 | 15 | 7 | 2.3714e-13 | 5spot_SharedNeighbor | Water | Porous | Wet | R245fa | MinimizeLCOE_Brownfield | IgnoreSilica | 2.6044 | 1.6684 | 0.20308 | 4 | 37392.4034 | 82746.2615 | 762.2947 | 1686.8945 | 203.5956 | 0 | 420.1989 | 730410.8622 | 47277.8429 | 493202.7601 | 194612.1225 | 0 | 78946.2736 | 0 | 602335.4459 | 1567153.2742 | 1069614.3114 | 4783552.8926 | 961560.8286 | 24629381.4663 | 24629381.4663 | 1478867.319 | 10733473.6564 | 0 | 30374495.1876 | 67216217.6294 | 237.1374 | 0.81232 | 37392.4034 | 82746.2615 | 762.2947 | 1686.8945
1 | 6200 | 707 | 0.04 | 15 | 15 | 7 | 3.1623e-13 | 5spot_SharedNeighbor | Water | Porous | Wet | R245fa | MinimizeLCOE_Brownfield | IgnoreSilica | 3.3434 | 2.3579 | 0.29058 | 4 | 27276.9313 | 58973.4706 | 556.0771 | 1202.254 | 213.2037 | 0 | 514.1773 | 930881.648 | 60230.7812 | 650443.1118 | 246903.8798 | 0 | 85467.8865 | 0 | 769831.6498 | 2002944.0386 | 1367050.4628 | 6113753.4584 | 961560.8286 | 24629381.4663 | 24629381.4663 | 1478867.319 | 10733473.6564 | 0 | 31704695.7534 | 68546418.1952 | 316.2278 | 1.1623 | 27276.9313 | 58973.4706 | 556.0771 | 1202.254
1 | 6200 | 707 | 0.04 | 15 | 15 | 7 | 4.217e-13 | 5spot_SharedNeighbor | Water | Porous | Wet | R245fa | MinimizeLCOE_Brownfield | IgnoreSilica | 4.2675 | 3.231 | 0.40202 | 4 | 20684.5513 | 43595.1252 | 421.6826 | 888.7456 | 220.9252 | 0 | 90.4923 | 1161375.4482 | 75089.5263 | 836855.1856 | 312043.795 | 0 | 91407.0859 | 0 | 965940.706 | 2513179.5753 | 1715296.7008 | 7671188.023 | 961560.8286 | 24629381.4663 | 24629381.4663 | 1478867.319 | 10733473.6564 | 0 | 33262130.3179 | 70103852.7597 | 421.6965 | 1.6081 | 20684.5513 | 43595.1252 | 421.6826 | 888.7456
1 | 6200 | 707 | 0.04 | 15 | 15 | 7 | 5.6234e-13 | 5spot_SharedNeighbor | Water | Porous | Wet | R245fa | MinimizeLCOE_Brownfield | IgnoreSilica | 5.481 | 4.3882 | 0.54989 | 4 | 15997.944 | 32747.5959 | 326.1397 | 667.604 | 227.3456 | 0 | 80.7425 | 1440453.2583 | 93035.3842 | 1069090.9277 | 397598.9905 | 0 | 98489.2826 | 0 | 1208480.4588 | 3144218.2605 | 2145993.57 | 9597360.1326 | 961560.8286 | 24629381.4663 | 24629381.4663 | 1478867.319 | 10733473.6564 | 0 | 35188302.4275 | 72030024.8693 | 562.3413 | 2.1996 | 15997.944 | 32747.5959 | 326.1397 | 667.604
1 | 6200 | 707 | 0.04 | 15 | 15 | 7 | 7.4989e-13 | 5spot_SharedNeighbor | Water | Porous | Wet | R245fa | MinimizeLCOE_Brownfield | IgnoreSilica | 7.0474 | 5.8884 | 0.74195 | 4 | 12644.4415 | 25058.1947 | 257.774 | 510.8452 | 232.4169 | 0 | 83.8936 | 1772039.7136 | 114299.9409 | 1352644.3286 | 508326.6514 | 0 | 106239.0266 | 0 | 1502884.3678 | 3910196.8411 | 2668789.6906 | 11935420.5606 | 961560.8286 | 24629381.4663 | 24629381.4663 | 1478867.319 | 10733473.6564 | 0 | 37526362.8556 | 74368085.2974 | 749.8942 | 2.9678 | 12644.4415 | 25058.1947 | 257.774 | 510.8452
1 | 6200 | 707 | 0.04 | 15 | 15 | 7 | 1e-12 | 5spot_SharedNeighbor | Water | Porous | Wet | R245fa | MinimizeLCOE_Brownfield | IgnoreSilica | 9.0937 | 7.8392 | 0.99169 | 4 | 10181.4888 | 19469.1301 | 207.5634 | 396.9046 | 236.2207 | 0 | 96.2368 | 2168460.0866 | 139648.4837 | 1700595.435 | 652684.3883 | 0 | 115891.5127 | 0 | 1863139.1635 | 4847505.921 | 3308522.3973 | 14796447.3881 | 961560.8286 | 24629381.4663 | 24629381.4663 | 1478867.319 | 10733473.6564 | 0 | 40387389.6831 | 77229112.1249 | 1000 | 3.9667 | 10181.4888 | 19469.1301 | 207.5634 | 396.9046
1 | 6200 | 707 | 0.04 | 15 | 15 | 7 | 1.3335e-12 | 5spot_SharedNeighbor | Water | Porous | Wet | R245fa | MinimizeLCOE_Brownfield | IgnoreSilica | 11.8191 | 10.5126 | 1.3353 | 4 | 8248.435 | 15146.2896 | 168.1555 | 308.7776 | 240.0986 | 0 | 102.8078 | 2668051.018 | 171492.6468 | 2150574.3933 | 846207.7526 | 0 | 125176.6896 | 0 | 2324985.9751 | 6049136.5871 | 4128660.018 | 18464285.0807 | 961560.8286 | 24629381.4663 | 24629381.4663 | 1478867.319 | 10733473.6564 | 0 | 44055227.3757 | 80896949.8174 | 1333.5214 | 5.341 | 8248.435 | 15146.2896 | 168.1555 | 308.7776
1 | 6200 | 707 | 0.04 | 15 | 15 | 7 | 1.7783e-12 | 5spot_SharedNeighbor | Water | Porous | Wet | R245fa | MinimizeLCOE_Brownfield | IgnoreSilica | 15.4079 | 13.9988 | 1.7828 | 4 | 6811.1565 | 11977.4606 | 138.8546 | 244.1767 | 242.76 | 0 | 104.8687 | 3267344.3209 | 209560.6069 | 2704309.2241 | 1100555.9853 | 0 | 137861.1814 | 0 | 2893656.2143 | 7528699.899 | 5138492.3804 | 22980479.8122 | 961560.8286 | 24629381.4663 | 24629381.4663 | 1478867.319 | 10733473.6564 | 0 | 48571422.1072 | 85413144.549 | 1778.2794 | 7.1312 | 6811.1565 | 11977.4606 | 138.8546 | 244.1767
1 | 6200 | 707 | 0.04 | 15 | 15 | 7 | 2.3714e-12 | 5spot_SharedNeighbor | Water | Porous | Wet | R245fa | MinimizeLCOE_Brownfield | IgnoreSilica | 20.1601 | 18.6217 | 2.3764 | 4 | 5704.1635 | 9579.9076 | 116.2871 | 195.2994 | 244.8482 | 0 | 112.8004 | 3999431.4235 | 255894.2229 | 3397818.3667 | 1437543.5664 | 0 | 153378.163 | 0 | 3605185.6396 | 9379953.5089 | 6402011.0086 | 28631215.8997 | 961560.8286 | 24629381.4663 | 24629381.4663 | 1478867.319 | 10733473.6564 | 0 | 54222158.1947 | 91063880.6364 | 2371.3737 | 9.5057 | 5704.1635 | 9579.9076 | 116.2871 | 195.2994
1 | 6200 | 707 | 0.04 | 15 | 15 | 7 | 3.1623e-12 | 5spot_SharedNeighbor | Water | Porous | Wet | R245fa | MinimizeLCOE_Brownfield | IgnoreSilica | 26.4212 | 24.7178 | 3.1595 | 4 | 4847.3346 | 7762.4544 | 98.8195 | 158.2481 | 246.4657 | 0 | 100.4473 | 4889356.732 | 311999.252 | 4261791.9159 | 1881628.928 | 0 | 172006.9882 | 0 | 4491545.6883 | 11686080.5382 | 7975990.0922 | 35670400.1348 | 961560.8286 | 24629381.4663 | 24629381.4663 | 1478867.319 | 10733473.6564 | 0 | 61261342.4297 | 98103064.8715 | 3162.2777 | 12.6382 | 4847.3346 | 7762.4544 | 98.8195 | 158.2481
1 | 6200 | 707 | 0.04 | 15 | 15 | 7 | 4.217e-12 | 5spot_SharedNeighbor | Water | Porous | Wet | R245fa | MinimizeLCOE_Brownfield | IgnoreSilica | 34.6768 | 32.7602 | 4.1928 | 4 | 4176.6274 | 6373.3351 | 85.1462 | 129.9291 | 247.7129 | 0 | 112.5738 | 5972475.2167 | 380004.9697 | 5339021.1291 | 2467332.0483 | 0 | 194747.8731 | 0 | 5597896.6824 | 14564578.8811 | 9940624.3585 | 44456681.1591 | 961560.8286 | 24629381.4663 | 24629381.4663 | 1478867.319 | 10733473.6564 | 0 | 70047623.454 | 106889345.8958 | 4216.965 | 16.7713 | 4176.6274 | 6373.3351 | 85.1462 | 129.9291
1 | 6200 | 707 | 0.04 | 15 | 15 | 7 | 5.6234e-12 | 5spot_SharedNeighbor | Water | Porous | Wet | R245fa | MinimizeLCOE_Brownfield | IgnoreSilica | 45.4662 | 43.2699 | 5.5434 | 4 | 3649.7045 | 5311.2137 | 74.4042 | 108.2763 | 248.6509 | 0 | 130.1056 | 7279511.7162 | 461718.4701 | 6670119.3842 | 3232866.2977 | 0 | 222039.8569 | 0 | 6967839.7328 | 18128889.6843 | 12373339.721 | 55336324.8634 | 961560.8286 | 24629381.4663 | 24629381.4663 | 1478867.319 | 10733473.6564 | 0 | 80927267.1583 | 117768989.6001 | 5623.4133 | 22.1736 | 3649.7045 | 5311.2137 | 74.4042 | 108.2763
1 | 6200 | 707 | 0.04 | 15 | 15 | 7 | 7.4989e-12 | 5spot_SharedNeighbor | Water | Porous | Wet | R245fa | MinimizeLCOE_Brownfield | IgnoreSilica | 59.3689 | 56.7706 | 7.2782 | 4 | 3235.8516 | 4501.3302 | 65.9672 | 91.7657 | 249.2598 | 0 | 135.3099 | 8832584.167 | 558384.3876 | 8288641.2539 | 4218588.1493 | 0 | 254979.9955 | 0 | 8639739.4018 | 22478829.6692 | 15342263.143 | 68614010.1671 | 961560.8286 | 24629381.4663 | 24629381.4663 | 1478867.319 | 10733473.6564 | 0 | 94204952.4621 | 131046674.9039 | 7498.9421 | 29.1129 | 3235.8516 | 4501.3302 | 65.9672 | 91.7657
1 | 6200 | 707 | 0.04 | 15 | 15 | 7 | 1e-11 | 5spot_SharedNeighbor | Water | Porous | Wet | R245fa | MinimizeLCOE_Brownfield | IgnoreSilica | 76.8816 | 73.5718 | 9.4346 | 4 | 2914.4246 | 3890.6673 | 59.4145 | 79.3165 | 249.3556 | 0 | 129.269 | 10625679.8562 | 669491.1617 | 10198909.1102 | 5456793.6922 | 0 | 297275.6779 | 0 | 10626778.3043 | 27648697.2959 | 18870804.0283 | 84394429.1268 | 961560.8286 | 24629381.4663 | 24629381.4663 | 1478867.319 | 10733473.6564 | 0 | 109985371.4217 | 146827093.8635 | 10000 | 37.7383 | 2914.4246 | 3890.6673 | 59.4145 | 79.3165
1 | 6200 | 707 | 0.04 | 15 | 15 | 7 | 1.3335e-11 | 5spot_SharedNeighbor | Water | Porous | Wet | R245fa | MinimizeLCOE_Brownfield | IgnoreSilica | 98.1191 | 93.3687 | 11.9671 | 4 | 2671.8947 | 3441.5426 | 54.4702 | 70.1605 | 248.6364 | 0 | 127.4792 | 12595574.864 | 791020.9028 | 12340872.0432 | 6948675.7508 | 0 | 355723.7478 | 0 | 12882428.2503 | 33517435.758 | 22876338.6193 | 102308069.9362 | 961560.8286 | 24629381.4663 | 24629381.4663 | 1478867.319 | 10733473.6564 | 0 | 127899012.2312 | 164740734.673 | 13335.2143 | 47.8683 | 2671.8947 | 3441.5426 | 54.4702 | 70.1605
1 | 6200 | 707 | 0.04 | 15 | 15 | 7 | 1.7783e-11 | 5spot_SharedNeighbor | Water | Porous | Wet | R245fa | MinimizeLCOE_Brownfield | IgnoreSilica | 122.5768 | 115.0413 | 14.7222 | 4 | 2496.596 | 3122.2111 | 50.8965 | 63.6505 | 246.8726 | 0 | 147.9537 | 14621027.2531 | 915471.297 | 14583705.1388 | 8648002.9478 | 0 | 437687.2437 | 0 | 15290298.6133 | 39782220.5204 | 27152182.9481 | 121430595.9621 | 961560.8286 | 24629381.4663 | 24629381.4663 | 1478867.319 | 10733473.6564 | 0 | 147021538.2571 | 183863260.6989 | 17782.7941 | 58.8888 | 2496.596 | 3122.2111 | 50.8965 | 63.6505
1 | 6200 | 707 | 0.04 | 15 | 15 | 7 | 2.3714e-11 | 5spot_SharedNeighbor | Water | Porous | Wet | R245fa | MinimizeLCOE_Brownfield | IgnoreSilica | 149.0011 | 136.9567 | 17.4848 | 4 | 2374.8931 | 2901.662 | 48.4154 | 59.1543 | 244.2264 | 0 | 154.5875 | 16562275.1444 | 1034320.7793 | 16766843.9888 | 10459865.2065 | 0 | 541684.9508 | 0 | 17692346.1273 | 46031855.424 | 31417687.1869 | 140506878.8081 | 961560.8286 | 24629381.4663 | 24629381.4663 | 1478867.319 | 10733473.6564 | 0 | 166097821.103 | 202939543.5448 | 23713.7371 | 69.9391 | 2374.8931 | 2901.662 | 48.4154 | 59.1543
1 | 6200 | 707 | 0.04 | 15 | 15 | 7 | 3.1623e-11 | 5spot_SharedNeighbor | Water | Porous | Wet | R245fa | MinimizeLCOE_Brownfield | IgnoreSilica | 175.7368 | 157.7243 | 20.081 | 4 | 2291.4116 | 2750.0759 | 46.7135 | 56.064 | 241.2231 | 0 | 170.0446 | 18322522.7333 | 1141763.0444 | 18771699.3082 | 12271072.442 | 0 | 655780.9299 | 0 | 19953506.9985 | 51914932.1831 | 35433007.9601 | 158464285.5996 | 961560.8286 | 24629381.4663 | 24629381.4663 | 1478867.319 | 10733473.6564 | 0 | 184055227.8945 | 220896950.3363 | 31622.7766 | 80.3239 | 2291.4116 | 2750.0759 | 46.7135 | 56.064
1 | 6200 | 707 | 0.04 | 15 | 15 | 7 | 4.217e-11 | 5spot_SharedNeighbor | Water | Porous | Wet | R245fa | MinimizeLCOE_Brownfield | IgnoreSilica | 200.93 | 175.6957 | 22.3011 | 4 | 2238.7524 | 2651.7549 | 45.64 | 54.0596 | 237.9771 | 0 | 186.2612 | 19793743.6768 | 1231345.2065 | 20464149.2265 | 13952813.4576 | 0 | 774217.9283 | 0 | 21924345.1033 | 57042648.6573 | 38932779.8179 | 174116043.0743 | 961560.8286 | 24629381.4663 | 24629381.4663 | 1478867.319 | 10733473.6564 | 0 | 199706985.3693 | 236548707.811 | 42169.6503 | 89.2046 | 2238.7524 | 2651.7549 | 45.64 | 54.0596
1 | 6200 | 707 | 0.04 | 15 | 15 | 7 | 5.6234e-11 | 5spot_SharedNeighbor | Water | Porous | Wet | R245fa | MinimizeLCOE_Brownfield | IgnoreSilica | 220.6157 | 188.5744 | 23.8976 | 4 | 2207.5708 | 2592.9827 | 45.0043 | 52.8615 | 235.1805 | 0 | 102.5496 | 20822134.2477 | 1293852.8075 | 21655633.4741 | 15249272.662 | 0 | 848896.2529 | 0 | 23349217.8833 | 60749875.3491 | 41463038.2109 | 185431920.8875 | 961560.8286 | 24629381.4663 | 24629381.4663 | 1478867.319 | 10733473.6564 | 0 | 211022863.1824 | 247864585.6242 | 56234.1325 | 95.5905 | 2207.5708 | 2592.9827 | 45.0043 | 52.8615
1 | 6200 | 707 | 0.04 | 15 | 15 | 7 | 7.4989e-11 | 5spot_SharedNeighbor | Water | Porous | Wet | R245fa | MinimizeLCOE_Brownfield | IgnoreSilica | 226.5855 | 192.2399 | 24.4641 | 4 | 2186.3218 | 2562.8094 | 44.5711 | 52.2463 | 234.2708 | 0 | 126.3035 | 21111193.5696 | 1311406.633 | 21991733.6854 | 15639121.3076 | 0 | 759991.0759 | 0 | 23717244.0459 | 61707403.9317 | 42116571.1437 | 188354665.3927 | 961560.8286 | 24629381.4663 | 24629381.4663 | 1478867.319 | 10733473.6564 | 0 | 213945607.6877 | 250787330.1294 | 74989.4209 | 97.8564 | 2186.3218 | 2562.8094 | 44.5711 | 52.2463
1 | 6200 | 707 | 0.04 | 15 | 15 | 7 | 1e-10 | 5spot_SharedNeighbor | Water | Porous | Wet | R245fa | MinimizeLCOE_Brownfield | IgnoreSilica | 231.3138 | 195.0691 | 24.9048 | 4 | 2170.2028 | 2540.0287 | 44.2425 | 51.7819 | 233.5362 | 0 | 137.1344 | 21333255.7396 | 1324887.2935 | 22250282.7948 | 15946507.6323 | 0 | 684326.5817 | 0 | 24000311.4163 | 62443887.1645 | 42619236.0834 | 190602694.7061 | 961560.8286 | 24629381.4663 | 24629381.4663 | 1478867.319 | 10733473.6564 | 0 | 216193637.0011 | 253035359.4429 | 100000 | 99.6191 | 2170.2028 | 2540.0287 | 44.2425 | 51.7819
1 | 6200 | 707 | 0.04 | 15 | 15 | 7 | 1.3335e-10 | 5spot_SharedNeighbor | Water | Porous | Wet | R245fa | MinimizeLCOE_Brownfield | IgnoreSilica | 234.9017 | 197.1719 | 25.2375 | 4 | 2157.9781 | 2522.9283 | 43.9933 | 51.4333 | 232.9702 | 0 | 164.599 | 21497713.0068 | 1334868.3974 | 22441955.4922 | 16179115.4118 | 0 | 619715.4562 | 0 | 24208613.4282 | 62985846.2706 | 42989134.3094 | 192256961.7727 | 961560.8286 | 24629381.4663 | 24629381.4663 | 1478867.319 | 10733473.6564 | 0 | 217847904.0677 | 254689626.5094 | 133352.1432 | 100.95 | 2157.9781 | 2522.9283 | 43.9933 | 51.4333
1 | 6200 | 707 | 0.04 | 15 | 15 | 7 | 1.7783e-10 | 5spot_SharedNeighbor | Water | Porous | Wet | R245fa | MinimizeLCOE_Brownfield | IgnoreSilica | 237.5734 | 198.7114 | 25.4854 | 4 | 2148.7115 | 2510.1122 | 43.8044 | 51.172 | 232.5436 | 0 | 203.4767 | 21617809.9091 | 1342155.8552 | 22582030.0654 | 16351738.4724 | 0 | 565429.6135 | 0 | 24359073.9271 | 63377313.6253 | 43256318.8228 | 193451870.291 | 961560.8286 | 24629381.4663 | 24629381.4663 | 1478867.319 | 10733473.6564 | 0 | 219042812.586 | 255884535.0278 | 177827.941 | 101.9415 | 2148.7115 | 2510.1122 | 43.8044 | 51.172
1 | 6200 | 707 | 0.04 | 15 | 15 | 7 | 2.3714e-10 | 5spot_SharedNeighbor | Water | Porous | Wet | R245fa | MinimizeLCOE_Brownfield | IgnoreSilica | 239.6 | 199.8655 | 25.6726 | 4 | 2141.6956 | 2500.4605 | 43.6614 | 50.9753 | 232.2174 | 0 | 279.5919 | 21707664.7818 | 1347607.4834 | 22686888.662 | 16482633.1672 | 0 | 521352.5331 | 0 | 24470997.1847 | 63668514.983 | 43455069.733 | 194340728.5283 | 961560.8286 | 24629381.4663 | 24629381.4663 | 1478867.319 | 10733473.6564 | 0 | 219931670.8233 | 256773393.265 | 237137.3706 | 102.6904 | 2141.6956 | 2500.4605 | 43.6614 | 50.9753
1 | 6200 | 707 | 0.04 | 15 | 15 | 7 | 3.1623e-10 | 5spot_SharedNeighbor | Water | Porous | Wet | R245fa | MinimizeLCOE_Brownfield | IgnoreSilica | 241.1903 | 200.763 | 25.8174 | 4 | 2136.3889 | 2493.1414 | 43.5532 | 50.8261 | 231.9601 | 0 | 397.926 | 21777448.7731 | 1351840.9408 | 22768358.3438 | 16585276.3686 | 0 | 486830.6337 | 0 | 24558204.4734 | 63895410.4593 | 43609930.5579 | 195033300.5504 | 961560.8286 | 24629381.4663 | 24629381.4663 | 1478867.319 | 10733473.6564 | 0 | 220624242.8454 | 257465965.2872 | 316227.766 | 103.2697 | 2136.3889 | 2493.1414 | 43.5532 | 50.8261
1 | 6200 | 707 | 0.04 | 15 | 15 | 7 | 4.217e-10 | 5spot_SharedNeighbor | Water | Porous | Wet | R245fa | MinimizeLCOE_Brownfield | IgnoreSilica | 242.3035 | 201.3854 | 25.9208 | 4 | 2132.3764 | 2487.7061 | 43.4714 | 50.7153 | 231.7786 | 0 | 393.7593 | 21825786.1881 | 1354773.1129 | 22824807.1499 | 16656873.7667 | 0 | 458418.3889 | 0 | 24617056.8565 | 64048532.288 | 43714439.3523 | 195500687.1033 | 961560.8286 | 24629381.4663 | 24629381.4663 | 1478867.319 | 10733473.6564 | 0 | 221091629.3983 | 257933351.8401 | 421696.5034 | 103.6832 | 2132.3764 | 2487.7061 | 43.4714 | 50.7153
1 | 6200 | 707 | 0.04 | 15 | 15 | 7 | 5.6234e-10 | 5spot_SharedNeighbor | Water | Porous | Wet | R245fa | MinimizeLCOE_Brownfield | IgnoreSilica | 241.305 | 200.8104 | 25.8815 | 4 | 2129.3226 | 2485.1923 | 43.4091 | 50.664 | 231.9313 | 0 | 723.9625 | 21781125.8173 | 1352063.9986 | 22772651.9348 | 16592381.1229 | 0 | 412059.5437 | 0 | 24535010.1427 | 63835063.5688 | 43568742.5651 | 194849098.694 | 961560.8286 | 24629381.4663 | 24629381.4663 | 1478867.319 | 10733473.6564 | 0 | 220440040.989 | 257281763.4307 | 562341.3252 | 103.5259 | 2129.3226 | 2485.1923 | 43.4091 | 50.664
1 | 6200 | 707 | 0.04 | 15 | 15 | 7 | 7.4989e-10 | 5spot_SharedNeighbor | Water | Porous | Wet | R245fa | MinimizeLCOE_Brownfield | IgnoreSilica | 244.0861 | 202.378 | 26.0773 | 4 | 2127.0182 | 2480.2159 | 43.3621 | 50.5626 | 231.4887 | 0 | 508.4662 | 21902794.1846 | 1359444.0771 | 22914766.4101 | 16771562.2762 | 0 | 422524.2945 | 0 | 24714725.5846 | 64302646.2838 | 43887877.3759 | 196276340.4868 | 961560.8286 | 24629381.4663 | 24629381.4663 | 1478867.319 | 10733473.6564 | 0 | 221867282.7818 | 258709005.2236 | 749894.2093 | 104.3091 | 2127.0182 | 2480.2159 | 43.3621 | 50.5626
1 | 6200 | 707 | 0.04 | 15 | 15 | 7 | 1e-09 | 5spot_SharedNeighbor | Water | Porous | Wet | R245fa | MinimizeLCOE_Brownfield | IgnoreSilica | 243.682 | 202.1456 | 26.065 | 4 | 2125.3307 | 2478.6945 | 43.3277 | 50.5315 | 231.5497 | 0 | 572.8014 | 21884772.1996 | 1358350.985 | 22893710.3149 | 16745435.5335 | 0 | 398348.3249 | 0 | 24679440.7696 | 64210842.433 | 43825219.3614 | 195996119.9218 | 961560.8286 | 24629381.4663 | 24629381.4663 | 1478867.319 | 10733473.6564 | 0 | 221587062.2167 | 258428784.6585 | 1000000 | 104.26 | 2125.3307 | 2478.6945 | 43.3277 | 50.5315
1 | 6200 | 707 | 0.04 | 15 | 15 | 7 | 1.3335e-09 | 5spot_SharedNeighbor | Water | Porous | Wet | R245fa | MinimizeLCOE_Brownfield | IgnoreSilica | 244.8561 | 202.8011 | 26.1496 | 4 | 2124.0746 | 2476.2958 | 43.3021 | 50.4826 | 231.3613 | 0 | 523.7065 | 21935578.3294 | 1361432.4769 | 22953074.9057 | 16821046.4069 | 0 | 399139.6014 | 0 | 24753405.9709 | 64403284.7146 | 43956565.1729 | 196583527.5787 | 961560.8286 | 24629381.4663 | 24629381.4663 | 1478867.319 | 10733473.6564 | 0 | 222174469.8737 | 259016192.3154 | 1333521.4322 | 104.5982 | 2124.0746 | 2476.2958 | 43.3021 | 50.4826
1 | 6200 | 707 | 0.04 | 15 | 15 | 7 | 1.7783e-09 | 5spot_SharedNeighbor | Water | Porous | Wet | R245fa | MinimizeLCOE_Brownfield | IgnoreSilica | 245.0996 | 202.9344 | 26.1725 | 4 | 2123.1246 | 2475.0365 | 43.2828 | 50.457 | 231.3209 | 0 | 535.3116 | 21945912.4526 | 1362059.2371 | 22965151.7197 | 16836698.5985 | 0 | 391375.9901 | 0 | 24765467.2192 | 64434665.6086 | 43977983.2778 | 196679314.1037 | 961560.8286 | 24629381.4663 | 24629381.4663 | 1478867.319 | 10733473.6564 | 0 | 222270256.3987 | 259111978.8404 | 1778279.41 | 104.6902 | 2123.1246 | 2475.0365 | 43.2828 | 50.457
1 | 6200 | 707 | 0.04 | 15 | 15 | 7 | 2.3714e-09 | 5spot_SharedNeighbor | Water | Porous | Wet | R245fa | MinimizeLCOE_Brownfield | IgnoreSilica | 243.241 | 201.8887 | 26.06 | 4 | 2122.3892 | 2475.8209 | 43.2678 | 50.473 | 231.6145 | 0 | 783.9626 | 21864843.82 | 1357142.2342 | 22870429.1182 | 16716879.7382 | 0 | 358581.8216 | 0 | 24635471.9255 | 64096444.5201 | 43747140.4352 | 195646933.6129 | 961560.8286 | 24629381.4663 | 24629381.4663 | 1478867.319 | 10733473.6564 | 0 | 221237875.9079 | 258079598.3497 | 2371373.7057 | 104.24 | 2122.3892 | 2475.8209 | 43.2678 | 50.473
1 | 6200 | 707 | 0.04 | 15 | 15 | 7 | 3.1623e-09 | 5spot_SharedNeighbor | Water | Porous | Wet | R245fa | MinimizeLCOE_Brownfield | IgnoreSilica | 244.669 | 202.6903 | 26.1558 | 4 | 2121.7985 | 2473.9363 | 43.2557 | 50.4345 | 231.3875 | 0 | 594.6939 | 21926997.8074 | 1360912.0656 | 22943047.8917 | 16808897.6846 | 0 | 370522.6938 | 0 | 24730047.4758 | 64342510.7018 | 43915085.6603 | 196398021.9809 | 961560.8286 | 24629381.4663 | 24629381.4663 | 1478867.319 | 10733473.6564 | 0 | 221988964.2759 | 258830686.7177 | 3162277.6602 | 104.623 | 2121.7985 | 2473.9363 | 43.2557 | 50.4345
1 | 6200 | 707 | 0.04 | 15 | 15 | 7 | 4.217e-09 | 5spot_SharedNeighbor | Water | Porous | Wet | R245fa | MinimizeLCOE_Brownfield | IgnoreSilica | 245.1728 | 202.9712 | 26.191 | 4 | 2121.3832 | 2473.0466 | 43.2473 | 50.4164 | 231.3068 | 0 | 539.25 | 21948758.5233 | 1362231.8486 | 22968477.8476 | 16841349.3476 | 0 | 372210.1509 | 0 | 24762280.8101 | 64426375.2256 | 43972324.9211 | 196654008.6748 | 961560.8286 | 24629381.4663 | 24629381.4663 | 1478867.319 | 10733473.6564 | 0 | 222244950.9698 | 259086673.4115 | 4216965.0343 | 104.7642 | 2121.3832 | 2473.0466 | 43.2473 | 50.4164
1 | 6200 | 707 | 0.04 | 15 | 15 | 7 | 5.6234e-09 | 5spot_SharedNeighbor | Water | Porous | Wet | R245fa | MinimizeLCOE_Brownfield | IgnoreSilica | 245.2628 | 203.0206 | 26.1992 | 4 | 2121.0735 | 2472.6273 | 43.241 | 50.4079 | 231.292 | 0 | 562.6899 | 21952589.3827 | 1362464.1856 | 22972954.9478 | 16847136.9572 | 0 | 369753.8743 | 0 | 24766910.7456 | 64438421.368 | 43980546.6608 | 196690778.122 | 961560.8286 | 24629381.4663 | 24629381.4663 | 1478867.319 | 10733473.6564 | 0 | 222281720.4169 | 259123442.8587 | 5623413.2519 | 104.7968 | 2121.0735 | 2472.6273 | 43.241 | 50.4079
1 | 6200 | 707 | 0.04 | 15 | 15 | 7 | 7.4989e-09 | 5spot_SharedNeighbor | Water | Porous | Wet | R245fa | MinimizeLCOE_Brownfield | IgnoreSilica | 245.3165 | 203.05 | 26.2044 | 4 | 2120.841 | 2472.3245 | 43.2362 | 50.4017 | 231.2831 | 0 | 550.8379 | 21954864.4053 | 1362602.1624 | 22975613.7929 | 16850588.7754 | 0 | 367726.0018 | 0 | 24769444.1038 | 64445012.6464 | 43985045.3438 | 196710897.2319 | 961560.8286 | 24629381.4663 | 24629381.4663 | 1478867.319 | 10733473.6564 | 0 | 222301839.5269 | 259143561.9687 | 7498942.0933 | 104.8178 | 2120.841 | 2472.3245 | 43.2362 | 50.4017
1 | 6200 | 707 | 0.04 | 15 | 15 | 7 | 1e-08 | 5spot_SharedNeighbor | Water | Porous | Wet | R245fa | MinimizeLCOE_Brownfield | IgnoreSilica | 245.3554 | 203.0713 | 26.2083 | 4 | 2120.6666 | 2472.0985 | 43.2327 | 50.3971 | 231.2766 | 0 | 558.3484 | 21956510.0771 | 1362701.9698 | 22977537.1275 | 16853088.1018 | 0 | 366182.8677 | 0 | 24771247.8562 | 64449705.6401 | 43988248.4084 | 196725222.0486 | 961560.8286 | 24629381.4663 | 24629381.4663 | 1478867.319 | 10733473.6564 | 0 | 222316164.3436 | 259157886.7853 | 10000000 | 104.8332 | 2120.6666 | 2472.0985 | 43.2327 | 50.3971
1 | 6300 | 707 | 0.04 | 15 | 15 | 7 | 1e-13 | 5spot_SharedNeighbor | Water | Porous | Wet | R245fa | MinimizeLCOE_Brownfield | IgnoreSilica | 1.2545 | 0.50043 | 0.05121 | 4 | 137709.0375 | 321457.4001 | 2807.385 | 6553.3439 | 165.8001 | 0 | 46.6535 | 299987.3662 | 17045.0982 | 189853.7257 | 91645.8102 | 0 | 62660.3435 | 0 | 257865.0141 | 670911.8712 | 457911.138 | 2047880.367 | 961560.8286 | 25198831.6101 | 25198831.6101 | 1478867.319 | 10961253.7139 | 0 | 28208272.8057 | 65847225.4488 | 100 | 0.20484 | 137709.0375 | 321457.4001 | 2807.385 | 6553.3439
1 | 6300 | 707 | 0.04 | 15 | 15 | 7 | 1.3335e-13 | 5spot_SharedNeighbor | Water | Porous | Wet | R245fa | MinimizeLCOE_Brownfield | IgnoreSilica | 1.6125 | 0.78277 | 0.091539 | 4 | 79205.8106 | 182000.7799 | 1614.7176 | 3710.3321 | 181.492 | 0 | 241.9421 | 430341.438 | 27834.9623 | 269210.359 | 122943.0843 | 0 | 67017.667 | 0 | 357765.5291 | 930832.519 | 635312.3209 | 2841257.8797 | 961560.8286 | 25198831.6101 | 25198831.6101 | 1478867.319 | 10961253.7139 | 0 | 29001650.3185 | 66640602.9615 | 133.3521 | 0.36616 | 79205.8106 | 182000.7799 | 1614.7176 | 3710.3321
1 | 6300 | 707 | 0.04 | 15 | 15 | 7 | 1.7783e-13 | 5spot_SharedNeighbor | Water | Porous | Wet | R245fa | MinimizeLCOE_Brownfield | IgnoreSilica | 2.0793 | 1.2152 | 0.14612 | 4 | 51307.2029 | 115703.6834 | 1045.9667 | 2358.7761 | 195.3784 | 0 | 317.2463 | 585092.2245 | 37870.2102 | 382736.4778 | 157668.3557 | 0 | 72578.708 | 0 | 482018.9307 | 1254114.382 | 855958.8352 | 3828038.1241 | 961560.8286 | 25198831.6101 | 25198831.6101 | 1478867.319 | 10961253.7139 | 0 | 29988430.5628 | 67627383.2059 | 177.8279 | 0.58449 | 51307.2029 | 115703.6834 | 1045.9667 | 2358.7761
1 | 6300 | 707 | 0.04 | 15 | 15 | 7 | 2.3714e-13 | 5spot_SharedNeighbor | Water | Porous | Wet | R245fa | MinimizeLCOE_Brownfield | IgnoreSilica | 2.6822 | 1.7832 | 0.21802 | 4 | 35732.4784 | 78892.3339 | 728.4549 | 1608.3269 | 207.1838 | 0 | 413.2819 | 765264.0985 | 49531.8655 | 520166.1733 | 200943.644 | 0 | 78839.2833 | 0 | 629750.5751 | 1638481.8169 | 1118297.5075 | 5001274.9641 | 961560.8286 | 25198831.6101 | 25198831.6101 | 1478867.319 | 10961253.7139 | 0 | 31161667.4028 | 68800620.0458 | 237.1374 | 0.87208 | 35732.4784 | 78892.3339 | 728.4549 | 1608.3269
1 | 6300 | 707 | 0.04 | 15 | 15 | 7 | 3.1623e-13 | 5spot_SharedNeighbor | Water | Porous | Wet | R245fa | MinimizeLCOE_Brownfield | IgnoreSilica | 3.4212 | 2.4906 | 0.30831 | 4 | 26353.5431 | 56874.3057 | 537.2526 | 1159.4597 | 216.5929 | 0 | 505.8521 | 967341.9499 | 62583.5491 | 679560.9211 | 253374.1996 | 0 | 83934.2675 | 0 | 798250.006 | 2076882.7721 | 1417515.1677 | 6339442.8331 | 961560.8286 | 25198831.6101 | 25198831.6101 | 1478867.319 | 10961253.7139 | 0 | 32499835.2719 | 70138787.9149 | 316.2278 | 1.2332 | 26353.5431 | 56874.3057 | 537.2526 | 1159.4597
1 | 6300 | 707 | 0.04 | 15 | 15 | 7 | 4.217e-13 | 5spot_SharedNeighbor | Water | Porous | Wet | R245fa | MinimizeLCOE_Brownfield | IgnoreSilica | 4.3795 | 3.4201 | 0.42721 | 4 | 19973.0854 | 41999.0087 | 407.1784 | 856.2066 | 224.4485 | 0 | 87.341 | 1208755.6097 | 78139.6129 | 875815.1887 | 321211.9859 | 0 | 89509.8421 | 0 | 1003638.5733 | 2611261.6932 | 1782239.7617 | 7970572.2674 | 961560.8286 | 25198831.6101 | 25198831.6101 | 1478867.319 | 10961253.7139 | 0 | 34130964.7062 | 71769917.3492 | 421.6965 | 1.7088 | 19973.0854 | 41999.0087 | 407.1784 | 856.2066
1 | 6300 | 707 | 0.04 | 15 | 15 | 7 | 5.6234e-13 | 5spot_SharedNeighbor | Water | Porous | Wet | R245fa | MinimizeLCOE_Brownfield | IgnoreSilica | 5.5905 | 4.6065 | 0.57962 | 4 | 15558.3163 | 31792.6887 | 317.1773 | 648.137 | 230.7447 | 0 | 98.1498 | 1490546.9544 | 96251.7551 | 1111434.2842 | 407213.0794 | 0 | 94531.6575 | 0 | 1247991.3149 | 3247017.4032 | 2216156.0972 | 9911142.546 | 961560.8286 | 25198831.6101 | 25198831.6101 | 1478867.319 | 10961253.7139 | 0 | 36071534.9847 | 73710487.6278 | 562.3413 | 2.3185 | 15558.3163 | 31792.6887 | 317.1773 | 648.137
1 | 6300 | 707 | 0.04 | 15 | 15 | 7 | 7.4989e-13 | 5spot_SharedNeighbor | Water | Porous | Wet | R245fa | MinimizeLCOE_Brownfield | IgnoreSilica | 7.1984 | 6.1873 | 0.78262 | 4 | 12297.5663 | 24320.9839 | 250.7025 | 495.8162 | 235.8629 | 0 | 91.1099 | 1834989.7739 | 118330.341 | 1407290.4545 | 521387.5526 | 0 | 101135.3604 | 0 | 1553422.0581 | 4041685.5445 | 2758533.4325 | 12336774.5174 | 961560.8286 | 25198831.6101 | 25198831.6101 | 1478867.319 | 10961253.7139 | 0 | 38497166.9561 | 76136119.5992 | 749.8942 | 3.1305 | 12297.5663 | 24320.9839 | 250.7025 | 495.8162
1 | 6300 | 707 | 0.04 | 15 | 15 | 7 | 1e-12 | 5spot_SharedNeighbor | Water | Porous | Wet | R245fa | MinimizeLCOE_Brownfield | IgnoreSilica | 9.2984 | 8.2624 | 1.0495 | 4 | 9882.5615 | 18848.6541 | 201.4694 | 384.2553 | 239.9753 | 0 | 90.6683 | 2250484.3035 | 144884.1683 | 1773655.402 | 670737.2074 | 0 | 108436.9968 | 0 | 1929797.2504 | 5020936.5896 | 3426892.3923 | 15325824.3102 | 961560.8286 | 25198831.6101 | 25198831.6101 | 1478867.319 | 10961253.7139 | 0 | 41486216.7489 | 79125169.392 | 1000 | 4.1979 | 9882.5615 | 18848.6541 | 201.4694 | 384.2553
1 | 6300 | 707 | 0.04 | 15 | 15 | 7 | 1.3335e-12 | 5spot_SharedNeighbor | Water | Porous | Wet | R245fa | MinimizeLCOE_Brownfield | IgnoreSilica | 12.0775 | 11.0478 | 1.4085 | 4 | 8031.9635 | 14712.8592 | 163.7424 | 299.9415 | 243.6174 | 0 | 83.3312 | 2763392.9393 | 177558.0231 | 2237719.6091 | 869090.1627 | 0 | 115838.9129 | 0 | 2403803.8624 | 6254204.5619 | 4268623.1245 | 19090231.1959 | 961560.8286 | 25198831.6101 | 25198831.6101 | 1478867.319 | 10961253.7139 | 0 | 45250623.6346 | 82889576.2776 | 1333.5214 | 5.6338 | 8031.9635 | 14712.8592 | 163.7424 | 299.9415
1 | 6300 | 707 | 0.04 | 15 | 15 | 7 | 1.7783e-12 | 5spot_SharedNeighbor | Water | Porous | Wet | R245fa | MinimizeLCOE_Brownfield | IgnoreSilica | 15.7322 | 14.6969 | 1.8787 | 4 | 6640.6808 | 11649.4123 | 135.3793 | 237.489 | 246.2845 | 0 | 99.7161 | 3381912.0602 | 216823.278 | 2811683.0262 | 1129788.4066 | 0 | 125331.8701 | 0 | 2989560.0701 | 7778222.0593 | 5308796.3819 | 23742117.1525 | 961560.8286 | 25198831.6101 | 25198831.6101 | 1478867.319 | 10961253.7139 | 0 | 49902509.5912 | 87541462.2343 | 1778.2794 | 7.5147 | 6640.6808 | 11649.4123 | 135.3793 | 237.489
1 | 6300 | 707 | 0.04 | 15 | 15 | 7 | 2.3714e-12 | 5spot_SharedNeighbor | Water | Porous | Wet | R245fa | MinimizeLCOE_Brownfield | IgnoreSilica | 20.5622 | 19.5269 | 2.5013 | 4 | 5568.4824 | 9330.4853 | 113.521 | 190.2146 | 248.3762 | 0 | 108.2521 | 4136319.4153 | 264539.0637 | 3529318.2608 | 1474544.783 | 0 | 136777.5694 | 0 | 3721184.6459 | 9681759.1288 | 6607999.5457 | 29552442.4125 | 961560.8286 | 25198831.6101 | 25198831.6101 | 1478867.319 | 10961253.7139 | 0 | 55712834.8513 | 93351787.4943 | 2371.3737 | 10.005 | 5568.4824 | 9330.4853 | 113.521 | 190.2146
1 | 6300 | 707 | 0.04 | 15 | 15 | 7 | 3.1623e-12 | 5spot_SharedNeighbor | Water | Porous | Wet | R245fa | MinimizeLCOE_Brownfield | IgnoreSilica | 26.94 | 25.9104 | 3.3243 | 4 | 4735.4527 | 7566.0163 | 96.5386 | 154.2435 | 250.0017 | 0 | 120.0783 | 5055697.8381 | 322462.1794 | 4425516.2011 | 1929919.3939 | 0 | 150645.8977 | 0 | 4634854.1889 | 12058939.8603 | 8230474.2411 | 36808509.8004 | 961560.8286 | 25198831.6101 | 25198831.6101 | 1478867.319 | 10961253.7139 | 0 | 62968902.2391 | 100607854.8822 | 3162.2777 | 13.2973 | 4735.4527 | 7566.0163 | 96.5386 | 154.2435
1 | 6300 | 707 | 0.04 | 15 | 15 | 7 | 4.217e-12 | 5spot_SharedNeighbor | Water | Porous | Wet | R245fa | MinimizeLCOE_Brownfield | IgnoreSilica | 35.3347 | 34.3175 | 4.4086 | 4 | 4083.5688 | 6217.9901 | 83.2491 | 126.7621 | 251.2533 | 0 | 118.1267 | 6172944.2164 | 392561.5312 | 5541113.2364 | 2529523.6028 | 0 | 167407.4721 | 0 | 5773384.5229 | 15021162.2446 | 10252251.886 | 45850348.7123 | 961560.8286 | 25198831.6101 | 25198831.6101 | 1478867.319 | 10961253.7139 | 0 | 72010741.1511 | 109649693.7941 | 4216.965 | 17.6343 | 4083.5688 | 6217.9901 | 83.2491 | 126.7621
1 | 6300 | 707 | 0.04 | 15 | 15 | 7 | 5.6234e-12 | 5spot_SharedNeighbor | Water | Porous | Wet | R245fa | MinimizeLCOE_Brownfield | IgnoreSilica | 46.2969 | 45.2935 | 5.8244 | 4 | 3571.0667 | 5186.6372 | 72.801 | 105.7366 | 252.1921 | 0 | 97.9553 | 7520220.8326 | 476729.4904 | 6918522.29 | 3312429.9005 | 0 | 187436.1938 | 0 | 7181982.0959 | 18686044.1864 | 12753609.117 | 57036974.1066 | 961560.8286 | 25198831.6101 | 25198831.6101 | 1478867.319 | 10961253.7139 | 0 | 83197366.5454 | 120836319.1884 | 5623.4133 | 23.2976 | 3571.0667 | 5186.6372 | 72.801 | 105.7366
1 | 6300 | 707 | 0.04 | 15 | 15 | 7 | 7.4989e-12 | 5spot_SharedNeighbor | Water | Porous | Wet | R245fa | MinimizeLCOE_Brownfield | IgnoreSilica | 60.4185 | 59.3832 | 7.6417 | 4 | 3168.2702 | 4399.6439 | 64.5895 | 89.6927 | 252.7888 | 0 | 112.5383 | 9120372.3411 | 576250.8321 | 8592423.6997 | 4320072.8802 | 0 | 212058.0566 | 0 | 8900259.3458 | 23156649.1235 | 15804888.8484 | 70682975.1275 | 961560.8286 | 25198831.6101 | 25198831.6101 | 1478867.319 | 10961253.7139 | 0 | 96843367.5662 | 134482320.2093 | 7498.9421 | 30.5666 | 3168.2702 | 4399.6439 | 64.5895 | 89.6927
1 | 6300 | 707 | 0.04 | 15 | 15 | 7 | 1e-11 | 5spot_SharedNeighbor | Water | Porous | Wet | R245fa | MinimizeLCOE_Brownfield | IgnoreSilica | 78.1922 | 76.8848 | 9.896 | 4 | 2855.6893 | 3806.553 | 58.2171 | 77.6017 | 252.8431 | 0 | 110.7818 | 10964876.8719 | 690454.9985 | 10564700.3679 | 5584412.2805 | 0 | 245924.8174 | 0 | 10939644.0411 | 28462709.7653 | 19426384.265 | 86879107.4076 | 961560.8286 | 25198831.6101 | 25198831.6101 | 1478867.319 | 10961253.7139 | 0 | 113039499.8463 | 150678452.4894 | 10000 | 39.584 | 2855.6893 | 3806.553 | 58.2171 | 77.6017
1 | 6300 | 707 | 0.04 | 15 | 15 | 7 | 1.3335e-11 | 5spot_SharedNeighbor | Water | Porous | Wet | R245fa | MinimizeLCOE_Brownfield | IgnoreSilica | 99.6468 | 97.3763 | 12.5265 | 4 | 2620.93 | 3372.1182 | 53.4312 | 68.7452 | 252.0456 | 0 | 134.7234 | 12979327.8495 | 814637.3948 | 12762843.0548 | 7099891.7939 | 0 | 297130.8368 | 0 | 13241994.0626 | 34452952.2444 | 23514847.8442 | 105163625.081 | 961560.8286 | 25198831.6101 | 25198831.6101 | 1478867.319 | 10961253.7139 | 0 | 131324017.5197 | 168962970.1628 | 13335.2143 | 50.1059 | 2620.93 | 3372.1182 | 53.4312 | 68.7452
1 | 6300 | 707 | 0.04 | 15 | 15 | 7 | 1.7783e-11 | 5spot_SharedNeighbor | Water | Porous | Wet | R245fa | MinimizeLCOE_Brownfield | IgnoreSilica | 124.248 | 119.6616 | 15.3688 | 4 | 2451.9759 | 3064.2392 | 49.9868 | 62.4687 | 250.1754 | 0 | 148.3598 | 15038361.4652 | 941055.5014 | 15050414.2191 | 8816638.5735 | 0 | 374679.2885 | 0 | 15686248.1286 | 40812399.9388 | 27855301.5692 | 124575098.6844 | 961560.8286 | 25198831.6101 | 25198831.6101 | 1478867.319 | 10961253.7139 | 0 | 150735491.1231 | 188374443.7662 | 17782.7941 | 61.4751 | 2451.9759 | 3064.2392 | 49.9868 | 62.4687
1 | 6300 | 707 | 0.04 | 15 | 15 | 7 | 2.3714e-11 | 5spot_SharedNeighbor | Water | Porous | Wet | R245fa | MinimizeLCOE_Brownfield | IgnoreSilica | 150.7428 | 142.1072 | 18.2074 | 4 | 2334.7125 | 2851.5213 | 47.5963 | 58.1321 | 247.4404 | 0 | 143.8968 | 17005425.1563 | 1061397.854 | 17269412.3015 | 10640042.6578 | 0 | 476378.8162 | 0 | 18116536.1465 | 47135510.8405 | 32170954.6866 | 143875658.4593 | 961560.8286 | 25198831.6101 | 25198831.6101 | 1478867.319 | 10961253.7139 | 0 | 170036050.8981 | 207675003.5411 | 23713.7371 | 72.8295 | 2334.7125 | 2851.5213 | 47.5963 | 58.1321
1 | 6300 | 707 | 0.04 | 15 | 15 | 7 | 3.1623e-11 | 5spot_SharedNeighbor | Water | Porous | Wet | R245fa | MinimizeLCOE_Brownfield | IgnoreSilica | 177.4152 | 163.2268 | 20.8558 | 4 | 2254.6911 | 2705.8729 | 45.9649 | 55.1629 | 244.3449 | 0 | 156.7483 | 18777747.7145 | 1169502.0751 | 19293805.2925 | 12452410.7598 | 0 | 589235.5536 | 0 | 20390253.5442 | 53051257.106 | 36208573.0692 | 161932785.1149 | 961560.8286 | 25198831.6101 | 25198831.6101 | 1478867.319 | 10961253.7139 | 0 | 188093177.5536 | 225732130.1967 | 31622.7766 | 83.423 | 2254.6911 | 2705.8729 | 45.9649 | 55.1629
1 | 6300 | 707 | 0.04 | 15 | 15 | 7 | 4.217e-11 | 5spot_SharedNeighbor | Water | Porous | Wet | R245fa | MinimizeLCOE_Brownfield | IgnoreSilica | 202.4648 | 181.4154 | 23.1093 | 4 | 2204.4178 | 2611.6019 | 44.94 | 53.241 | 241.0178 | 0 | 167.2243 | 20252989.0292 | 1259269.9943 | 20995393.3381 | 14129074.7368 | 0 | 707551.3053 | 0 | 22364268.5775 | 58187239.2963 | 39713986.4479 | 177609772.7253 | 961560.8286 | 25198831.6101 | 25198831.6101 | 1478867.319 | 10961253.7139 | 0 | 203770165.1641 | 241409117.8071 | 42169.6503 | 92.4372 | 2204.4178 | 2611.6019 | 44.94 | 53.241
1 | 6300 | 707 | 0.04 | 15 | 15 | 7 | 5.6234e-11 | 5spot_SharedNeighbor | Water | Porous | Wet | R245fa | MinimizeLCOE_Brownfield | IgnoreSilica | 223.9145 | 195.628 | 24.8528 | 4 | 2174.8981 | 2553.5174 | 44.3382 | 52.0569 | 237.8725 | 0 | 142.5858 | 21377014.4256 | 1327543.2708 | 22301266.928 | 15543438.8779 | 0 | 811093.3933 | 0 | 23930539.1893 | 62262354.1419 | 42495336.0653 | 190048586.2921 | 961560.8286 | 25198831.6101 | 25198831.6101 | 1478867.319 | 10961253.7139 | 0 | 216208978.7308 | 253847931.3739 | 56234.1325 | 99.4111 | 2174.8981 | 2553.5174 | 44.3382 | 52.0569
1 | 6300 | 707 | 0.04 | 15 | 15 | 7 | 7.4989e-11 | 5spot_SharedNeighbor | Water | Porous | Wet | R245fa | MinimizeLCOE_Brownfield | IgnoreSilica | 229.9159 | 199.335 | 25.4172 | 4 | 2155.6246 | 2525.8362 | 43.9453 | 51.4926 | 236.9247 | 0 | 215.196 | 21666381.4115 | 1345102.8396 | 22638705.8939 | 15935028.1808 | 0 | 727827.4871 | 0 | 24302087.8671 | 63229047.5864 | 43155124.2048 | 192999305.4713 | 961560.8286 | 25198831.6101 | 25198831.6101 | 1478867.319 | 10961253.7139 | 0 | 219159697.91 | 256798650.553 | 74989.4209 | 101.6688 | 2155.6246 | 2525.8362 | 43.9453 | 51.4926
1 | 6300 | 707 | 0.04 | 15 | 15 | 7 | 1e-10 | 5spot_SharedNeighbor | Water | Porous | Wet | R245fa | MinimizeLCOE_Brownfield | IgnoreSilica | 234.5392 | 202.1165 | 25.8471 | 4 | 2141.0399 | 2505.0942 | 43.648 | 51.0697 | 236.18 | 0 | 206.8555 | 21882510.4587 | 1358213.8013 | 22891067.9324 | 16235710.3017 | 0 | 655460.623 | 0 | 24578955.6156 | 63949400.6749 | 43646779.9894 | 195198099.3969 | 961560.8286 | 25198831.6101 | 25198831.6101 | 1478867.319 | 10961253.7139 | 0 | 221358491.8357 | 258997444.4787 | 100000 | 103.3883 | 2141.0399 | 2505.0942 | 43.648 | 51.0697
1 | 6300 | 707 | 0.04 | 15 | 15 | 7 | 1.3335e-10 | 5spot_SharedNeighbor | Water | Porous | Wet | R245fa | MinimizeLCOE_Brownfield | IgnoreSilica | 238.1607 | 204.2501 | 26.1785 | 4 | 2129.9995 | 2489.4445 | 43.4229 | 50.7507 | 235.5883 | 0 | 291.922 | 22047735.8955 | 1368234.3386 | 23084179.9026 | 16470586.7102 | 0 | 595431.4155 | 0 | 24790805.6223 | 64500590.9359 | 44022978.6683 | 196880543.4889 | 961560.8286 | 25198831.6101 | 25198831.6101 | 1478867.319 | 10961253.7139 | 0 | 223040935.9277 | 260679888.5707 | 133352.1432 | 104.7141 | 2129.9995 | 2489.4445 | 43.4229 | 50.7507
1 | 6300 | 707 | 0.04 | 15 | 15 | 7 | 1.7783e-10 | 5spot_SharedNeighbor | Water | Porous | Wet | R245fa | MinimizeLCOE_Brownfield | IgnoreSilica | 240.8861 | 205.829 | 26.427 | 4 | 2121.6443 | 2477.7093 | 43.2526 | 50.5115 | 235.1378 | 0 | 347.849 | 22169702.5098 | 1375629.9616 | 23226835.2529 | 16647083.1022 | 0 | 545345.5996 | 0 | 24946192.6062 | 64904875.9936 | 44298911.5275 | 198114576.5534 | 961560.8286 | 25198831.6101 | 25198831.6101 | 1478867.319 | 10961253.7139 | 0 | 224274968.9921 | 261913921.6352 | 177827.941 | 105.7081 | 2121.6443 | 2477.7093 | 43.2526 | 50.5115
1 | 6300 | 707 | 0.04 | 15 | 15 | 7 | 2.3714e-10 | 5spot_SharedNeighbor | Water | Porous | Wet | R245fa | MinimizeLCOE_Brownfield | IgnoreSilica | 242.9861 | 207.0301 | 26.6166 | 4 | 2115.3234 | 2468.8528 | 43.1237 | 50.3309 | 234.788 | 0 | 365.3231 | 22262298.0814 | 1381243.8569 | 23335195.7775 | 16782815.3264 | 0 | 505116.1329 | 0 | 25064000.9783 | 65211389.2119 | 44508113.0972 | 199050172.4625 | 961560.8286 | 25198831.6101 | 25198831.6101 | 1478867.319 | 10961253.7139 | 0 | 225210564.9012 | 262849517.5443 | 237137.3706 | 106.4663 | 2115.3234 | 2468.8528 | 43.1237 | 50.3309
1 | 6300 | 707 | 0.04 | 15 | 15 | 7 | 3.1623e-10 | 5spot_SharedNeighbor | Water | Porous | Wet | R245fa | MinimizeLCOE_Brownfield | IgnoreSilica | 244.513 | 207.894 | 26.7553 | 4 | 2110.5457 | 2462.2416 | 43.0263 | 50.1961 | 234.5316 | 0 | 446.2528 | 22328809.3113 | 1385275.898 | 23413061.8833 | 16881362.0596 | 0 | 472162.9484 | 0 | 25147462.1192 | 65428537.9805 | 44656321.5937 | 199712993.794 | 961560.8286 | 25198831.6101 | 25198831.6101 | 1478867.319 | 10961253.7139 | 0 | 225873386.2327 | 263512338.8758 | 316227.766 | 107.0213 | 2110.5457 | 2462.2416 | 43.0263 | 50.1961
1 | 6300 | 707 | 0.04 | 15 | 15 | 7 | 4.217e-10 | 5spot_SharedNeighbor | Water | Porous | Wet | R245fa | MinimizeLCOE_Brownfield | IgnoreSilica | 245.6682 | 208.5429 | 26.8599 | 4 | 2106.9383 | 2457.2645 | 42.9528 | 50.0947 | 234.3368 | 0 | 267.4681 | 22378723.6747 | 1388301.5802 | 23471514.6262 | 16955911.2644 | 0 | 446206.5019 | 0 | 25209856.4825 | 65590875.3148 | 44767120.1601 | 200208509.6048 | 961560.8286 | 25198831.6101 | 25198831.6101 | 1478867.319 | 10961253.7139 | 0 | 226368902.0435 | 264007854.6866 | 421696.5034 | 107.4397 | 2106.9383 | 2457.2645 | 42.9528 | 50.0947
1 | 6300 | 707 | 0.04 | 15 | 15 | 7 | 5.6234e-10 | 5spot_SharedNeighbor | Water | Porous | Wet | R245fa | MinimizeLCOE_Brownfield | IgnoreSilica | 246.7984 | 209.1775 | 26.9559 | 4 | 2104.1488 | 2453.2275 | 42.8959 | 50.0124 | 234.1476 | 0 | 280.1427 | 22427489.4034 | 1391257.4497 | 23528636.2439 | 17028892.4197 | 0 | 428463.6743 | 0 | 25273848.2845 | 65757368.857 | 44880755.4237 | 200716711.7562 | 961560.8286 | 25198831.6101 | 25198831.6101 | 1478867.319 | 10961253.7139 | 0 | 226877104.1949 | 264516056.838 | 562341.3252 | 107.8237 | 2104.1488 | 2453.2275 | 42.8959 | 50.0124
1 | 6300 | 707 | 0.04 | 15 | 15 | 7 | 7.4989e-10 | 5spot_SharedNeighbor | Water | Porous | Wet | R245fa | MinimizeLCOE_Brownfield | IgnoreSilica | 247.446 | 209.5367 | 27.014 | 4 | 2102.1455 | 2450.4731 | 42.8551 | 49.9562 | 234.0372 | 0 | 524.7486 | 22455070.3174 | 1392929.1489 | 23560949.1936 | 17070669.5734 | 0 | 413176.2853 | 0 | 25308189.8622 | 65846718.5979 | 44941738.4578 | 200989441.4365 | 961560.8286 | 25198831.6101 | 25198831.6101 | 1478867.319 | 10961253.7139 | 0 | 227149833.8752 | 264788786.5183 | 749894.2093 | 108.0562 | 2102.1455 | 2450.4731 | 42.8551 | 49.9562
1 | 6300 | 707 | 0.04 | 15 | 15 | 7 | 1e-09 | 5spot_SharedNeighbor | Water | Porous | Wet | R245fa | MinimizeLCOE_Brownfield | IgnoreSilica | 249.1 | 210.461 | 27.1325 | 4 | 2100.5797 | 2447.3862 | 42.8232 | 49.8933 | 233.7627 | 0 | 320.6938 | 22525993.7324 | 1397227.6004 | 23644061.1241 | 17177041.9896 | 0 | 415281.2192 | 0 | 25412246.2096 | 66117451.8689 | 45126519.4783 | 201815823.2225 | 961560.8286 | 25198831.6101 | 25198831.6101 | 1478867.319 | 10961253.7139 | 0 | 227976215.6613 | 265615168.3043 | 1000000 | 108.5301 | 2100.5797 | 2447.3862 | 42.8232 | 49.8933
1 | 6300 | 707 | 0.04 | 15 | 15 | 7 | 1.3335e-09 | 5spot_SharedNeighbor | Water | Porous | Wet | R245fa | MinimizeLCOE_Brownfield | IgnoreSilica | 248.3982 | 210.0627 | 27.0967 | 4 | 2099.501 | 2446.7662 | 42.8012 | 49.8806 | 233.8752 | 0 | 327.6568 | 22495441.0931 | 1395375.9456 | 23608254.3029 | 17131828.241 | 0 | 393708.8557 | 0 | 25359597.291 | 65980470.1824 | 45033026.6626 | 201397702.5743 | 961560.8286 | 25198831.6101 | 25198831.6101 | 1478867.319 | 10961253.7139 | 0 | 227558095.013 | 265197047.6561 | 1333521.4322 | 108.3868 | 2099.501 | 2446.7662 | 42.8012 | 49.8806
1 | 6300 | 707 | 0.04 | 15 | 15 | 7 | 1.7783e-09 | 5spot_SharedNeighbor | Water | Porous | Wet | R245fa | MinimizeLCOE_Brownfield | IgnoreSilica | 247.4775 | 209.5424 | 27.0453 | 4 | 2098.5968 | 2446.5222 | 42.7827 | 49.8757 | 234.0251 | 0 | 403.3641 | 22455507.6347 | 1392955.6545 | 23561461.5766 | 17072522.6978 | 0 | 371164.3332 | 0 | 25292908.6397 | 65806959.9916 | 44914602.3921 | 200868082.9202 | 961560.8286 | 25198831.6101 | 25198831.6101 | 1478867.319 | 10961253.7139 | 0 | 227028475.359 | 264667428.002 | 1778279.41 | 108.1811 | 2098.5968 | 2446.5222 | 42.7827 | 49.8757
1 | 6300 | 707 | 0.04 | 15 | 15 | 7 | 2.3714e-09 | 5spot_SharedNeighbor | Water | Porous | Wet | R245fa | MinimizeLCOE_Brownfield | IgnoreSilica | 248.5567 | 210.147 | 27.1198 | 4 | 2097.9286 | 2444.8976 | 42.7691 | 49.8425 | 233.8465 | 0 | 470.2904 | 22501911.0658 | 1395768.0668 | 23615836.4755 | 17141950.0392 | 0 | 376784.8983 | 0 | 25362577.7128 | 65988224.6288 | 45038319.2316 | 201421372.1189 | 961560.8286 | 25198831.6101 | 25198831.6101 | 1478867.319 | 10961253.7139 | 0 | 227581764.5577 | 265220717.2007 | 2371373.7057 | 108.4793 | 2097.9286 | 2444.8976 | 42.7691 | 49.8425
1 | 6300 | 707 | 0.04 | 15 | 15 | 7 | 3.1623e-09 | 5spot_SharedNeighbor | Water | Porous | Wet | R245fa | MinimizeLCOE_Brownfield | IgnoreSilica | 248.6929 | 210.2217 | 27.1326 | 4 | 2097.4351 | 2444.2413 | 42.7591 | 49.8292 | 233.8231 | 0 | 524.6174 | 22507636.8444 | 1396115.0825 | 23622546.7278 | 17150678.0644 | 0 | 372496.8267 | 0 | 25369294.6829 | 66005700.807 | 45050247.0823 | 201474716.1181 | 961560.8286 | 25198831.6101 | 25198831.6101 | 1478867.319 | 10961253.7139 | 0 | 227635108.5569 | 265274061.1999 | 3162277.6602 | 108.5302 | 2097.4351 | 2444.2413 | 42.7591 | 49.8292
1 | 6300 | 707 | 0.04 | 15 | 15 | 7 | 4.217e-09 | 5spot_SharedNeighbor | Water | Porous | Wet | R245fa | MinimizeLCOE_Brownfield | IgnoreSilica | 248.8003 | 210.2806 | 27.1424 | 4 | 2097.0646 | 2443.7444 | 42.7515 | 49.819 | 233.8047 | 0 | 520.5706 | 22512156.4999 | 1396388.9983 | 23627843.6136 | 17157566.3934 | 0 | 369327.289 | 0 | 25374680.2898 | 66019713.0514 | 45059810.727 | 201517486.8624 | 961560.8286 | 25198831.6101 | 25198831.6101 | 1478867.319 | 10961253.7139 | 0 | 227677879.3011 | 265316831.9442 | 4216965.0343 | 108.5698 | 2097.0646 | 2443.7444 | 42.7515 | 49.819
1 | 6300 | 707 | 0.04 | 15 | 15 | 7 | 5.6234e-09 | 5spot_SharedNeighbor | Water | Porous | Wet | R245fa | MinimizeLCOE_Brownfield | IgnoreSilica | 248.9272 | 210.3507 | 27.1528 | 4 | 2096.7866 | 2443.3339 | 42.7458 | 49.8107 | 233.7833 | 0 | 515.1502 | 22517531.0965 | 1396714.7262 | 23634142.6158 | 17165710.1022 | 0 | 367523.6858 | 0 | 25381832.6683 | 66038322.0731 | 45072511.7667 | 201574288.7345 | 961560.8286 | 25198831.6101 | 25198831.6101 | 1478867.319 | 10961253.7139 | 0 | 227734681.1733 | 265373633.8163 | 5623413.2519 | 108.6113 | 2096.7866 | 2443.3339 | 42.7458 | 49.8107
1 | 6300 | 707 | 0.04 | 15 | 15 | 7 | 7.4989e-09 | 5spot_SharedNeighbor | Water | Porous | Wet | R245fa | MinimizeLCOE_Brownfield | IgnoreSilica | 248.9512 | 210.3634 | 27.1561 | 4 | 2096.5779 | 2443.0839 | 42.7416 | 49.8056 | 233.7789 | 0 | 539.832 | 22518509.7066 | 1396774.0347 | 23635289.5602 | 17167247.095 | 0 | 365265.9649 | 0 | 25382403.6809 | 66039807.7309 | 45073525.7587 | 201578823.5319 | 961560.8286 | 25198831.6101 | 25198831.6101 | 1478867.319 | 10961253.7139 | 0 | 227739215.9707 | 265378168.6137 | 7498942.0933 | 108.6243 | 2096.5779 | 2443.0839 | 42.7416 | 49.8056
1 | 6300 | 707 | 0.04 | 15 | 15 | 7 | 1e-08 | 5spot_SharedNeighbor | Water | Porous | Wet | R245fa | MinimizeLCOE_Brownfield | IgnoreSilica | 248.9829 | 210.3806 | 27.1594 | 4 | 2096.4214 | 2442.8852 | 42.7384 | 49.8015 | 233.7734 | 0 | 550.0346 | 22519827.8781 | 1396853.9221 | 23636834.484 | 17169274.8237 | 0 | 363740.9641 | 0 | 25383747.5081 | 66043304.0936 | 45075912.0981 | 201589495.7721 | 961560.8286 | 25198831.6101 | 25198831.6101 | 1478867.319 | 10961253.7139 | 0 | 227749888.2108 | 265388840.8539 | 10000000 | 108.6375 | 2096.4214 | 2442.8852 | 42.7384 | 49.8015
1 | 6400 | 707 | 0.04 | 15 | 15 | 7 | 1e-13 | 5spot_SharedNeighbor | Water | Porous | Wet | R245fa | MinimizeLCOE_Brownfield | IgnoreSilica | 1.2934 | 0.53652 | 0.056849 | 4 | 127071.2808 | 296135.1041 | 2590.5199 | 6037.1146 | 169.2274 | 0 | 54.5964 | 319270.2491 | 18758.293 | 200248.4742 | 95803.398 | 0 | 63234.3248 | 0 | 271952.7483 | 707565.2658 | 482927.8329 | 2159760.5861 | 961560.8286 | 25774141.8447 | 25774141.8447 | 1478867.319 | 11191377.8078 | 0 | 28895463.2594 | 67339850.231 | 100 | 0.2274 | 127071.2808 | 296135.1041 | 2590.5199 | 6037.1146
1 | 6400 | 707 | 0.04 | 15 | 15 | 7 | 1.3335e-13 | 5spot_SharedNeighbor | Water | Porous | Wet | R245fa | MinimizeLCOE_Brownfield | IgnoreSilica | 1.6709 | 0.85799 | 0.10103 | 4 | 73622.4181 | 168749.9969 | 1500.8926 | 3440.1969 | 185.3346 | 0 | 252.1046 | 458794.4942 | 29681.3556 | 289714.0711 | 128118.3996 | 0 | 68005.0329 | 0 | 379982.2078 | 988635.7597 | 674764.2205 | 3017695.5415 | 961560.8286 | 25774141.8447 | 25774141.8447 | 1478867.319 | 11191377.8078 | 0 | 29753398.2148 | 68197785.1864 | 133.3521 | 0.40414 | 73622.4181 | 168749.9969 | 1500.8926 | 3440.1969
1 | 6400 | 707 | 0.04 | 15 | 15 | 7 | 1.7783e-13 | 5spot_SharedNeighbor | Water | Porous | Wet | R245fa | MinimizeLCOE_Brownfield | IgnoreSilica | 2.1376 | 1.3004 | 0.15721 | 4 | 48881.3706 | 110016.8676 | 996.5129 | 2242.8427 | 198.8528 | 0 | 323.467 | 613493.2928 | 39710.0635 | 404060.1196 | 162602.6838 | 0 | 72508.2585 | 0 | 504026.0231 | 1311372.3221 | 895038.5559 | 4002811.3192 | 961560.8286 | 25774141.8447 | 25774141.8447 | 1478867.319 | 11191377.8078 | 0 | 30738513.9926 | 69182900.9641 | 177.8279 | 0.62884 | 48881.3706 | 110016.8676 | 996.5129 | 2242.8427
1 | 6400 | 707 | 0.04 | 15 | 15 | 7 | 2.3714e-13 | 5spot_SharedNeighbor | Water | Porous | Wet | R245fa | MinimizeLCOE_Brownfield | IgnoreSilica | 2.7405 | 1.8822 | 0.23131 | 4 | 34495.8279 | 76046.9837 | 703.2441 | 1550.3206 | 210.4557 | 0 | 399.0556 | 794812.0341 | 51442.0954 | 543154.999 | 205867.7309 | 0 | 77457.1226 | 0 | 652366.253 | 1697323.1716 | 1158457.9411 | 5180881.3477 | 961560.8286 | 25774141.8447 | 25774141.8447 | 1478867.319 | 11191377.8078 | 0 | 31916584.021 | 70360970.9926 | 237.1374 | 0.92523 | 34495.8279 | 76046.9837 | 703.2441 | 1550.3206
1 | 6400 | 707 | 0.04 | 15 | 15 | 7 | 3.1623e-13 | 5spot_SharedNeighbor | Water | Porous | Wet | R245fa | MinimizeLCOE_Brownfield | IgnoreSilica | 3.499 | 2.6268 | 0.32658 | 4 | 25493.326 | 54922.7909 | 519.7159 | 1119.6754 | 219.9754 | 0 | 517.3856 | 1004180.0555 | 64959.7788 | 709128.2632 | 259853.0655 | 0 | 82084.7624 | 0 | 826880.3109 | 2151372.9525 | 1468356.2464 | 6566815.4352 | 961560.8286 | 25774141.8447 | 25774141.8447 | 1478867.319 | 11191377.8078 | 0 | 33302518.1086 | 71746905.0801 | 316.2278 | 1.3063 | 25493.326 | 54922.7909 | 519.7159 | 1119.6754
1 | 6400 | 707 | 0.04 | 15 | 15 | 7 | 4.217e-13 | 5spot_SharedNeighbor | Water | Porous | Wet | R245fa | MinimizeLCOE_Brownfield | IgnoreSilica | 4.4721 | 3.5954 | 0.45099 | 4 | 19387.7807 | 40699.0202 | 395.2461 | 829.7046 | 227.8362 | 0 | 87.2537 | 1252017.9534 | 80923.3936 | 911563.9407 | 329071.2903 | 0 | 86477.8186 | 0 | 1037421.2147 | 2699157.1962 | 1842230.2486 | 8238863.056 | 961560.8286 | 25774141.8447 | 25774141.8447 | 1478867.319 | 11191377.8078 | 0 | 34974565.7294 | 73418952.7009 | 421.6965 | 1.8039 | 19387.7807 | 40699.0202 | 395.2461 | 829.7046
1 | 6400 | 707 | 0.04 | 15 | 15 | 7 | 5.6234e-13 | 5spot_SharedNeighbor | Water | Porous | Wet | R245fa | MinimizeLCOE_Brownfield | IgnoreSilica | 5.7322 | 4.8631 | 0.61418 | 4 | 15067.455 | 30716.2415 | 307.1705 | 626.1921 | 234.267 | 0 | 83.0058 | 1548553.0973 | 99974.395 | 1160695.2852 | 419104.8684 | 0 | 90911.9315 | 0 | 1294503.4352 | 3368032.3991 | 2298751.3185 | 10280526.7301 | 961560.8286 | 25774141.8447 | 25774141.8447 | 1478867.319 | 11191377.8078 | 0 | 37016229.4035 | 75460616.375 | 562.3413 | 2.4567 | 15067.455 | 30716.2415 | 307.1705 | 626.1921
1 | 6400 | 707 | 0.04 | 15 | 15 | 7 | 7.4989e-13 | 5spot_SharedNeighbor | Water | Porous | Wet | R245fa | MinimizeLCOE_Brownfield | IgnoreSilica | 7.3615 | 6.5074 | 0.82617 | 4 | 11951.9775 | 23585.3444 | 243.6572 | 480.8191 | 239.3261 | 0 | 99.0205 | 1901447.3385 | 122583.1447 | 1465240.9493 | 535502.9909 | 0 | 95516.3526 | 0 | 1606913.4026 | 4180859.0504 | 2853522.21 | 12761585.4391 | 961560.8286 | 25774141.8447 | 25774141.8447 | 1478867.319 | 11191377.8078 | 0 | 39497288.1125 | 77941675.084 | 749.8942 | 3.3047 | 11951.9775 | 23585.3444 | 243.6572 | 480.8191
1 | 6400 | 707 | 0.04 | 15 | 15 | 7 | 1e-12 | 5spot_SharedNeighbor | Water | Porous | Wet | R245fa | MinimizeLCOE_Brownfield | IgnoreSilica | 9.4958 | 8.6884 | 1.108 | 4 | 9608.2167 | 18282.6417 | 195.8765 | 372.7164 | 243.6482 | 0 | 88.2966 | 2331825.7601 | 150073.306 | 1846439.0683 | 688495.7836 | 0 | 99691.5976 | 0 | 1995444.9511 | 5191738.4407 | 3543468.1654 | 15847177.0729 | 961560.8286 | 25774141.8447 | 25774141.8447 | 1478867.319 | 11191377.8078 | 0 | 42582879.7462 | 81027266.7178 | 1000 | 4.4319 | 9608.2167 | 18282.6417 | 195.8765 | 372.7164
1 | 6400 | 707 | 0.04 | 15 | 15 | 7 | 1.3335e-12 | 5spot_SharedNeighbor | Water | Porous | Wet | R245fa | MinimizeLCOE_Brownfield | IgnoreSilica | 12.3138 | 11.5779 | 1.4816 | 4 | 7834.432 | 14321.48 | 159.7155 | 291.9627 | 247.1055 | 0 | 90.8322 | 2856536.1227 | 183480.0836 | 2323217.2006 | 890768.4961 | 0 | 104445.9851 | 0 | 2479794.6764 | 6451917.0721 | 4403565.9754 | 19693725.612 | 961560.8286 | 25774141.8447 | 25774141.8447 | 1478867.319 | 11191377.8078 | 0 | 46429428.2854 | 84873815.2569 | 1333.5214 | 5.9263 | 7834.432 | 14321.48 | 159.7155 | 291.9627
1 | 6400 | 707 | 0.04 | 15 | 15 | 7 | 1.7783e-12 | 5spot_SharedNeighbor | Water | Porous | Wet | R245fa | MinimizeLCOE_Brownfield | IgnoreSilica | 16.0385 | 15.3999 | 1.9759 | 4 | 6481.4518 | 11345.715 | 132.1332 | 231.2977 | 249.7885 | 0 | 104.3869 | 3495702.2578 | 224032.2171 | 2918771.8858 | 1158276.3208 | 0 | 110231.8649 | 0 | 3083735.6731 | 8023247.6601 | 5476031.3893 | 24490029.2688 | 961560.8286 | 25774141.8447 | 25774141.8447 | 1478867.319 | 11191377.8078 | 0 | 51225731.9422 | 89670118.9137 | 1778.2794 | 7.9034 | 6481.4518 | 11345.715 | 132.1332 | 231.2977
1 | 6400 | 707 | 0.04 | 15 | 15 | 7 | 2.3714e-12 | 5spot_SharedNeighbor | Water | Porous | Wet | R245fa | MinimizeLCOE_Brownfield | IgnoreSilica | 20.9689 | 20.4671 | 2.6314 | 4 | 5436.9028 | 9089.3949 | 110.8386 | 185.2996 | 251.8948 | 0 | 131.5425 | 4276606.865 | 273392.8209 | 3664633.8412 | 1512648.0012 | 0 | 117097.3682 | 0 | 3839307.7696 | 9989091.2663 | 6817760.0445 | 30490537.9769 | 961560.8286 | 25774141.8447 | 25774141.8447 | 1478867.319 | 11191377.8078 | 0 | 57226240.6503 | 95670627.6218 | 2371.3737 | 10.5255 | 5436.9028 | 9089.3949 | 110.8386 | 185.2996
1 | 6400 | 707 | 0.04 | 15 | 15 | 7 | 3.1623e-12 | 5spot_SharedNeighbor | Water | Porous | Wet | R245fa | MinimizeLCOE_Brownfield | IgnoreSilica | 27.4541 | 27.1384 | 3.4948 | 4 | 4627.6285 | 7377.7717 | 94.3405 | 150.4059 | 253.5255 | 0 | 118.9792 | 5224710.5947 | 333085.8914 | 4592534.7629 | 1978853.1807 | 0 | 124943.723 | 0 | 4779109.9796 | 12434263.8365 | 8486640.567 | 37954142.5358 | 961560.8286 | 25774141.8447 | 25774141.8447 | 1478867.319 | 11191377.8078 | 0 | 64689845.2092 | 103134232.1807 | 3162.2777 | 13.979 | 4627.6285 | 7377.7717 | 94.3405 | 150.4059
1 | 6400 | 707 | 0.04 | 15 | 15 | 7 | 4.217e-12 | 5spot_SharedNeighbor | Water | Porous | Wet | R245fa | MinimizeLCOE_Brownfield | IgnoreSilica | 35.9996 | 35.9341 | 4.6333 | 4 | 3992.8985 | 6067.2537 | 81.4006 | 123.6892 | 254.7829 | 0 | 103.3219 | 6378323.143 | 405416.4402 | 5748965.8721 | 2593351.4915 | 0 | 134360.5454 | 0 | 5951562.822 | 15484745.6294 | 10568657.0718 | 47265383.0155 | 961560.8286 | 25774141.8447 | 25774141.8447 | 1478867.319 | 11191377.8078 | 0 | 74001085.6889 | 112445472.6604 | 4216.965 | 18.5332 | 3992.8985 | 6067.2537 | 81.4006 | 123.6892
1 | 6400 | 707 | 0.04 | 15 | 15 | 7 | 5.6234e-12 | 5spot_SharedNeighbor | Water | Porous | Wet | R245fa | MinimizeLCOE_Brownfield | IgnoreSilica | 47.1595 | 47.4173 | 6.12 | 4 | 3493.5224 | 5063.9587 | 71.2202 | 103.2356 | 255.7229 | 0 | 106.2676 | 7769597.8365 | 492269.4879 | 7176858.32 | 3395847.3289 | 0 | 145457.2253 | 0 | 7402211.7774 | 19259036.6425 | 13144688.2421 | 58785966.8605 | 961560.8286 | 25774141.8447 | 25774141.8447 | 1478867.319 | 11191377.8078 | 0 | 85521669.5339 | 123966056.5054 | 5623.4133 | 24.4801 | 3493.5224 | 5063.9587 | 71.2202 | 103.2356
1 | 6400 | 707 | 0.04 | 15 | 15 | 7 | 7.4989e-12 | 5spot_SharedNeighbor | Water | Porous | Wet | R245fa | MinimizeLCOE_Brownfield | IgnoreSilica | 61.522 | 62.1377 | 8.0255 | 4 | 3101.3013 | 4298.8668 | 63.2242 | 87.6382 | 256.3049 | 0 | 155.7482 | 9419927.8755 | 594833.523 | 8909814.8479 | 4427705.7178 | 0 | 159718.8783 | 0 | 9169680.3285 | 23857627.2548 | 16283320.8266 | 72822629.2523 | 961560.8286 | 25774141.8447 | 25774141.8447 | 1478867.319 | 11191377.8078 | 0 | 99558331.9257 | 138002718.8972 | 7498.9421 | 32.1021 | 3101.3013 | 4298.8668 | 63.2242 | 87.6382
1 | 6400 | 707 | 0.04 | 15 | 15 | 7 | 1e-11 | 5spot_SharedNeighbor | Water | Porous | Wet | R245fa | MinimizeLCOE_Brownfield | IgnoreSilica | 79.5152 | 80.3162 | 10.3755 | 4 | 2798.1821 | 3724.5049 | 57.0447 | 75.9291 | 256.3134 | 0 | 126.0081 | 11311872.8667 | 711884.1697 | 10940254.4117 | 5715723.9066 | 0 | 182888.9352 | 0 | 11256423.473 | 29286904.8669 | 19988914.3574 | 89394866.9872 | 961560.8286 | 25774141.8447 | 25774141.8447 | 1478867.319 | 11191377.8078 | 0 | 116130569.6606 | 154574956.6321 | 10000 | 41.5021 | 2798.1821 | 3724.5049 | 57.0447 | 75.9291
1 | 6400 | 707 | 0.04 | 15 | 15 | 7 | 1.3335e-11 | 5spot_SharedNeighbor | Water | Porous | Wet | R245fa | MinimizeLCOE_Brownfield | IgnoreSilica | 101.2079 | 101.5331 | 13.1084 | 4 | 2570.916 | 3304.1196 | 52.4116 | 67.3589 | 255.4329 | 0 | 143.7615 | 13372690.5905 | 838826.636 | 13196863.0391 | 7256123.9147 | 0 | 226494.6753 | 0 | 13607489.5537 | 35403896.5389 | 24163886.8651 | 108066271.8134 | 961560.8286 | 25774141.8447 | 25774141.8447 | 1478867.319 | 11191377.8078 | 0 | 134801974.4867 | 173246361.4583 | 13335.2143 | 52.4334 | 2570.916 | 3304.1196 | 52.4116 | 67.3589
1 | 6400 | 707 | 0.04 | 15 | 15 | 7 | 1.7783e-11 | 5spot_SharedNeighbor | Water | Porous | Wet | R245fa | MinimizeLCOE_Brownfield | IgnoreSilica | 125.9654 | 124.4448 | 16.0398 | 4 | 2408.2877 | 3007.49 | 49.0962 | 61.3118 | 253.451 | 0 | 154.4401 | 15465679.7335 | 967232.2895 | 15529812.861 | 8991739.9466 | 0 | 300895.3787 | 0 | 16089590.4816 | 41861814.0044 | 28571548.2323 | 127778312.9276 | 961560.8286 | 25774141.8447 | 25774141.8447 | 1478867.319 | 11191377.8078 | 0 | 154514015.601 | 192958402.5725 | 17782.7941 | 64.1593 | 2408.2877 | 3007.49 | 49.0962 | 61.3118
1 | 6400 | 707 | 0.04 | 15 | 15 | 7 | 2.3714e-11 | 5spot_SharedNeighbor | Water | Porous | Wet | R245fa | MinimizeLCOE_Brownfield | IgnoreSilica | 152.499 | 147.3916 | 18.9512 | 4 | 2295.5822 | 2802.7331 | 46.7985 | 57.1375 | 250.6302 | 0 | 140.1492 | 17455438.1395 | 1088874.702 | 17781276.3937 | 10824839.4765 | 0 | 401393.3297 | 0 | 18545210.5961 | 48250833.8253 | 32932185.5413 | 147280052.0039 | 961560.8286 | 25774141.8447 | 25774141.8447 | 1478867.319 | 11191377.8078 | 0 | 174015754.6773 | 212460141.6488 | 23713.7371 | 75.8046 | 2295.5822 | 2802.7331 | 46.7985 | 57.1375
1 | 6400 | 707 | 0.04 | 15 | 15 | 7 | 3.1623e-11 | 5spot_SharedNeighbor | Water | Porous | Wet | R245fa | MinimizeLCOE_Brownfield | IgnoreSilica | 179.1326 | 168.8685 | 21.6522 | 4 | 2218.9687 | 2662.8543 | 45.2367 | 54.2859 | 247.4388 | 0 | 165.0965 | 19240043.662 | 1197652.9902 | 19825475.5294 | 12639341.8739 | 0 | 514632.0979 | 0 | 20832686.9998 | 54202378.2017 | 36994236.8701 | 165446448.2248 | 961560.8286 | 25774141.8447 | 25774141.8447 | 1478867.319 | 11191377.8078 | 0 | 192182150.8981 | 230626537.8697 | 31622.7766 | 86.6088 | 2218.9687 | 2662.8543 | 45.2367 | 54.2859
1 | 6400 | 707 | 0.04 | 15 | 15 | 7 | 4.217e-11 | 5spot_SharedNeighbor | Water | Porous | Wet | R245fa | MinimizeLCOE_Brownfield | IgnoreSilica | 204.0311 | 187.2495 | 23.9359 | 4 | 2171.0996 | 2572.6341 | 44.2608 | 52.4466 | 244.0313 | 0 | 167.249 | 20717269.6739 | 1287482.9643 | 21533831.6641 | 14309448.9338 | 0 | 633887.0161 | 0 | 22807948.8984 | 59341604.4799 | 40501864.4056 | 181133338.0361 | 961560.8286 | 25774141.8447 | 25774141.8447 | 1478867.319 | 11191377.8078 | 0 | 207869040.7095 | 246313427.681 | 42169.6503 | 95.7437 | 2171.0996 | 2572.6341 | 44.2608 | 52.4466
1 | 6400 | 707 | 0.04 | 15 | 15 | 7 | 5.6234e-11 | 5spot_SharedNeighbor | Water | Porous | Wet | R245fa | MinimizeLCOE_Brownfield | IgnoreSilica | 225.9802 | 201.9984 | 25.7428 | 4 | 2143.1603 | 2516.5115 | 43.6912 | 51.3025 | 240.7165 | 0 | 160.7706 | 21873352.9858 | 1357658.3593 | 22880369.6058 | 15759292.5608 | 0 | 748639.1982 | 0 | 24421531.9569 | 63539816.6067 | 43367230.4468 | 193947891.7202 | 961560.8286 | 25774141.8447 | 25774141.8447 | 1478867.319 | 11191377.8078 | 0 | 220683594.3936 | 259127981.3651 | 56234.1325 | 102.9711 | 2143.1603 | 2516.5115 | 43.6912 | 51.3025
1 | 6400 | 707 | 0.04 | 15 | 15 | 7 | 7.4989e-11 | 5spot_SharedNeighbor | Water | Porous | Wet | R245fa | MinimizeLCOE_Brownfield | IgnoreSilica | 233.1218 | 206.4555 | 26.3806 | 4 | 2125.8031 | 2490.128 | 43.3374 | 50.7646 | 239.5575 | 0 | 205.8801 | 22218017.6023 | 1378559.2977 | 23283370.016 | 16225671.3407 | 0 | 687614.8448 | 0 | 24879360.9096 | 64730993.6282 | 44180233.2401 | 197583820.8795 | 961560.8286 | 25774141.8447 | 25774141.8447 | 1478867.319 | 11191377.8078 | 0 | 224319523.5528 | 262763910.5244 | 74989.4209 | 105.5222 | 2125.8031 | 2490.128 | 43.3374 | 50.7646
1 | 6400 | 707 | 0.04 | 15 | 15 | 7 | 1e-10 | 5spot_SharedNeighbor | Water | Porous | Wet | R245fa | MinimizeLCOE_Brownfield | IgnoreSilica | 237.889 | 209.3366 | 26.815 | 4 | 2112.7261 | 2471.1486 | 43.0708 | 50.3777 | 238.7632 | 0 | 229.5749 | 22439709.0686 | 1391998.0997 | 23542951.8829 | 16535896.818 | 0 | 622495.051 | 0 | 25167889.8589 | 65481686.7687 | 44692596.7338 | 199875224.2815 | 961560.8286 | 25774141.8447 | 25774141.8447 | 1478867.319 | 11191377.8078 | 0 | 226610926.9549 | 265055313.9264 | 100000 | 107.26 | 2112.7261 | 2471.1486 | 43.0708 | 50.3777
1 | 6400 | 707 | 0.04 | 15 | 15 | 7 | 1.3335e-10 | 5spot_SharedNeighbor | Water | Porous | Wet | R245fa | MinimizeLCOE_Brownfield | IgnoreSilica | 241.5176 | 211.4801 | 27.1423 | 4 | 2102.8428 | 2456.9425 | 42.8693 | 50.0881 | 238.1494 | 0 | 287.2561 | 22604082.6204 | 1401959.8837 | 23735603.5773 | 16771026.5415 | 0 | 567117.3895 | 0 | 25381118.1048 | 66036462.9256 | 45071242.8603 | 201568613.9031 | 961560.8286 | 25774141.8447 | 25774141.8447 | 1478867.319 | 11191377.8078 | 0 | 228304316.5765 | 266748703.548 | 133352.1432 | 108.5694 | 2102.8428 | 2456.9425 | 42.8693 | 50.0881
1 | 6400 | 707 | 0.04 | 15 | 15 | 7 | 1.7783e-10 | 5spot_SharedNeighbor | Water | Porous | Wet | R245fa | MinimizeLCOE_Brownfield | IgnoreSilica | 244.3286 | 213.1117 | 27.3926 | 4 | 2095.3725 | 2446.2377 | 42.717 | 49.8699 | 237.6688 | 0 | 363.3482 | 22728895.0289 | 1409522.7034 | 23881992.2396 | 16952667.7083 | 0 | 521968.1181 | 0 | 25543067.8613 | 66457822.9716 | 45358829.7498 | 202854766.381 | 961560.8286 | 25774141.8447 | 25774141.8447 | 1478867.319 | 11191377.8078 | 0 | 229590469.0544 | 268034856.0259 | 177827.941 | 109.5702 | 2095.3725 | 2446.2377 | 42.717 | 49.8699
1 | 6400 | 707 | 0.04 | 15 | 15 | 7 | 2.3714e-10 | 5spot_SharedNeighbor | Water | Porous | Wet | R245fa | MinimizeLCOE_Brownfield | IgnoreSilica | 246.4239 | 214.3111 | 27.5787 | 4 | 2089.7292 | 2438.2264 | 42.602 | 49.7065 | 237.3074 | 0 | 388.4673 | 22820475.1238 | 1415071.1076 | 23989460.5622 | 17087867.9244 | 0 | 484849.1725 | 0 | 25661112.3173 | 66764950.4318 | 45568450.5522 | 203792237.192 | 961560.8286 | 25774141.8447 | 25774141.8447 | 1478867.319 | 11191377.8078 | 0 | 230527939.8653 | 268972326.8369 | 237137.3706 | 110.3147 | 2089.7292 | 2438.2264 | 42.602 | 49.7065
1 | 6400 | 707 | 0.04 | 15 | 15 | 7 | 3.1623e-10 | 5spot_SharedNeighbor | Water | Porous | Wet | R245fa | MinimizeLCOE_Brownfield | IgnoreSilica | 247.9897 | 215.1982 | 27.7175 | 4 | 2085.469 | 2432.2203 | 42.5151 | 49.5841 | 237.0355 | 0 | 445.0943 | 22888117.4811 | 1419168.8295 | 24068868.953 | 17188864.4906 | 0 | 454968.9451 | 0 | 25747795.5928 | 66990482.5333 | 45722380.8457 | 204480647.6712 | 961560.8286 | 25774141.8447 | 25774141.8447 | 1478867.319 | 11191377.8078 | 0 | 231216350.3445 | 269660737.3161 | 316227.766 | 110.8702 | 2085.469 | 2432.2203 | 42.5151 | 49.5841
1 | 6400 | 707 | 0.04 | 15 | 15 | 7 | 4.217e-10 | 5spot_SharedNeighbor | Water | Porous | Wet | R245fa | MinimizeLCOE_Brownfield | IgnoreSilica | 249.2077 | 215.8828 | 27.8242 | 4 | 2082.2533 | 2427.675 | 42.4496 | 49.4914 | 236.8232 | 0 | 448.2684 | 22940264.572 | 1422327.6241 | 24130104.5479 | 17267246.8774 | 0 | 431866.5897 | 0 | 25814805.9823 | 67164829.8212 | 45841376.4522 | 205012822.467 | 961560.8286 | 25774141.8447 | 25774141.8447 | 1478867.319 | 11191377.8078 | 0 | 231748525.1404 | 270192912.1119 | 421696.5034 | 111.297 | 2082.2533 | 2427.675 | 42.4496 | 49.4914
1 | 6400 | 707 | 0.04 | 15 | 15 | 7 | 5.6234e-10 | 5spot_SharedNeighbor | Water | Porous | Wet | R245fa | MinimizeLCOE_Brownfield | IgnoreSilica | 250.3667 | 216.5331 | 27.9204 | 4 | 2079.7861 | 2424.0179 | 42.3993 | 49.4169 | 236.6223 | 0 | 497.0687 | 22989753.5783 | 1425325.2162 | 24188233.0837 | 17341838.3087 | 0 | 416319.3878 | 0 | 25880973.1342 | 67336983.1776 | 45958874.6553 | 205538300.542 | 961560.8286 | 25774141.8447 | 25774141.8447 | 1478867.319 | 11191377.8078 | 0 | 232274003.2153 | 270718390.1869 | 562341.3252 | 111.6817 | 2079.7861 | 2424.0179 | 42.3993 | 49.4169
1 | 6400 | 707 | 0.04 | 15 | 15 | 7 | 7.4989e-10 | 5spot_SharedNeighbor | Water | Porous | Wet | R245fa | MinimizeLCOE_Brownfield | IgnoreSilica | 250.513 | 216.6089 | 27.9457 | 4 | 2077.9429 | 2421.8635 | 42.3617 | 49.373 | 236.5935 | 0 | 480.8848 | 22995523.3253 | 1425674.6828 | 24195010.9874 | 17351161.0471 | 0 | 395429.8565 | 0 | 25881491.9607 | 67338333.0577 | 45959795.9763 | 205542420.8938 | 961560.8286 | 25774141.8447 | 25774141.8447 | 1478867.319 | 11191377.8078 | 0 | 232278123.5672 | 270722510.5387 | 749894.2093 | 111.7827 | 2077.9429 | 2421.8635 | 42.3617 | 49.373
1 | 6400 | 707 | 0.04 | 15 | 15 | 7 | 1e-09 | 5spot_SharedNeighbor | Water | Porous | Wet | R245fa | MinimizeLCOE_Brownfield | IgnoreSilica | 251.4922 | 217.1552 | 28.0196 | 4 | 2076.6608 | 2419.6747 | 42.3355 | 49.3283 | 236.4234 | 0 | 511.6601 | 23037063.5163 | 1428190.6479 | 24243815.1273 | 17414184.1521 | 0 | 391409.0114 | 0 | 25940718.3575 | 67492427.9931 | 46064968.936 | 206012777.7417 | 961560.8286 | 25774141.8447 | 25774141.8447 | 1478867.319 | 11191377.8078 | 0 | 232748480.415 | 271192867.3866 | 1000000 | 112.0782 | 2076.6608 | 2419.6747 | 42.3355 | 49.3283
1 | 6400 | 707 | 0.04 | 15 | 15 | 7 | 1.3335e-09 | 5spot_SharedNeighbor | Water | Porous | Wet | R245fa | MinimizeLCOE_Brownfield | IgnoreSilica | 250.864 | 216.797 | 27.9881 | 4 | 2075.6052 | 2419.0046 | 42.314 | 49.3147 | 236.528 | 0 | 607.8079 | 23009822.8941 | 1426540.7796 | 24211809.9548 | 17373623.6716 | 0 | 370338.5339 | 0 | 25892932.9752 | 67368100.2307 | 45980112.6835 | 205633281.7233 | 961560.8286 | 25774141.8447 | 25774141.8447 | 1478867.319 | 11191377.8078 | 0 | 232368984.3967 | 270813371.3682 | 1333521.4322 | 111.9524 | 2075.6052 | 2419.0046 | 42.314 | 49.3147
1 | 6400 | 707 | 0.04 | 15 | 15 | 7 | 1.7783e-09 | 5spot_SharedNeighbor | Water | Porous | Wet | R245fa | MinimizeLCOE_Brownfield | IgnoreSilica | 251.8749 | 217.3638 | 28.0599 | 4 | 2074.8204 | 2417.3411 | 42.298 | 49.2808 | 236.3545 | 0 | 521.4601 | 23052917.9742 | 1429150.8708 | 24262444.5602 | 17438746.5835 | 0 | 372917.1729 | 0 | 25956909.0931 | 67534552.966 | 46093720.0956 | 206141359.3164 | 961560.8286 | 25774141.8447 | 25774141.8447 | 1478867.319 | 11191377.8078 | 0 | 232877061.9897 | 271321448.9613 | 1778279.41 | 112.2396 | 2074.8204 | 2417.3411 | 42.298 | 49.2808
1 | 6400 | 707 | 0.04 | 15 | 15 | 7 | 2.3714e-09 | 5spot_SharedNeighbor | Water | Porous | Wet | R245fa | MinimizeLCOE_Brownfield | IgnoreSilica | 252.0723 | 217.4725 | 28.0776 | 4 | 2074.2371 | 2416.5424 | 42.2861 | 49.2645 | 236.3195 | 0 | 544.26 | 23061171.4581 | 1429650.7344 | 24272143.1981 | 17451437.712 | 0 | 367904.7298 | 0 | 25967100.0546 | 67561067.7576 | 46111816.9856 | 206222292.6303 | 961560.8286 | 25774141.8447 | 25774141.8447 | 1478867.319 | 11191377.8078 | 0 | 232957995.3036 | 271402382.2752 | 2371373.7057 | 112.3102 | 2074.2371 | 2416.5424 | 42.2861 | 49.2645
1 | 6400 | 707 | 0.04 | 15 | 15 | 7 | 3.1623e-09 | 5spot_SharedNeighbor | Water | Porous | Wet | R245fa | MinimizeLCOE_Brownfield | IgnoreSilica | 252.2233 | 217.5554 | 28.091 | 4 | 2073.7991 | 2415.941 | 42.2772 | 49.2522 | 236.2928 | 0 | 546.3457 | 23067475.9734 | 1430032.5573 | 24279551.87 | 17461141.1209 | 0 | 364149.2402 | 0 | 25974916.7971 | 67581405.318 | 46125697.7885 | 206284370.6653 | 961560.8286 | 25774141.8447 | 25774141.8447 | 1478867.319 | 11191377.8078 | 0 | 233020073.3387 | 271464460.3102 | 3162277.6602 | 112.3639 | 2073.7991 | 2415.941 | 42.2772 | 49.2522
1 | 6400 | 707 | 0.04 | 15 | 15 | 7 | 4.217e-09 | 5spot_SharedNeighbor | Water | Porous | Wet | R245fa | MinimizeLCOE_Brownfield | IgnoreSilica | 252.3398 | 217.6195 | 28.1012 | 4 | 2073.4703 | 2415.4871 | 42.2705 | 49.243 | 236.2722 | 0 | 545.5086 | 23072341.6092 | 1430327.2347 | 24285269.8142 | 17468631.3762 | 0 | 361355.3806 | 0 | 25980990.9118 | 67597208.9185 | 46136484.0706 | 206332609.3157 | 961560.8286 | 25774141.8447 | 25774141.8447 | 1478867.319 | 11191377.8078 | 0 | 233068311.9891 | 271512698.9606 | 4216965.0343 | 112.4049 | 2073.4703 | 2415.4871 | 42.2705 | 49.243
1 | 6400 | 707 | 0.04 | 15 | 15 | 7 | 5.6234e-09 | 5spot_SharedNeighbor | Water | Porous | Wet | R245fa | MinimizeLCOE_Brownfield | IgnoreSilica | 252.413 | 217.6595 | 28.108 | 4 | 2073.2235 | 2415.1578 | 42.2655 | 49.2363 | 236.2592 | 0 | 540.948 | 23075382.5563 | 1430511.4026 | 24288843.5089 | 17473332.1036 | 0 | 359074.4394 | 0 | 25984586.1642 | 67606563.0276 | 46142868.4423 | 206361161.6448 | 961560.8286 | 25774141.8447 | 25774141.8447 | 1478867.319 | 11191377.8078 | 0 | 233096864.3181 | 271541251.2897 | 5623413.2519 | 112.4321 | 2073.2235 | 2415.1578 | 42.2655 | 49.2363
1 | 6400 | 707 | 0.04 | 15 | 15 | 7 | 7.4989e-09 | 5spot_SharedNeighbor | Water | Porous | Wet | R245fa | MinimizeLCOE_Brownfield | IgnoreSilica | 252.4861 | 217.6998 | 28.1143 | 4 | 2073.0383 | 2414.8964 | 42.2617 | 49.2309 | 236.2463 | 0 | 533.1587 | 23078441.0586 | 1430696.633 | 24292437.8871 | 17478036.6726 | 0 | 357583.6175 | 0 | 25988506.3888 | 67616762.6481 | 46149829.8928 | 206392294.7985 | 961560.8286 | 25774141.8447 | 25774141.8447 | 1478867.319 | 11191377.8078 | 0 | 233127997.4719 | 271572384.4434 | 7498942.0933 | 112.4572 | 2073.0383 | 2414.8964 | 42.2617 | 49.2309
1 | 6400 | 707 | 0.04 | 15 | 15 | 7 | 1e-08 | 5spot_SharedNeighbor | Water | Porous | Wet | R245fa | MinimizeLCOE_Brownfield | IgnoreSilica | 252.525 | 217.721 | 28.118 | 4 | 2072.8994 | 2414.7128 | 42.2589 | 49.2272 | 236.2393 | 0 | 539.851 | 23080054.0278 | 1430794.3181 | 24294333.4835 | 17480535.2828 | 0 | 356265.3011 | 0 | 25990373.1412 | 67621619.5547 | 46153144.8314 | 206407119.9406 | 961560.8286 | 25774141.8447 | 25774141.8447 | 1478867.319 | 11191377.8078 | 0 | 233142822.614 | 271587209.5855 | 10000000 | 112.4718 | 2072.8994 | 2414.7128 | 42.2589 | 49.2272
1 | 6500 | 707 | 0.04 | 15 | 15 | 7 | 1e-13 | 5spot_SharedNeighbor | Water | Porous | Wet | R245fa | MinimizeLCOE_Brownfield | IgnoreSilica | 1.325 | 0.56873 | 0.062269 | 4 | 118744.3929 | 276358.2528 | 2420.7651 | 5633.9368 | 172.2712 | 0 | 60.1286 | 336848.3473 | 20460.428 | 209332.8108 | 99710.5871 | 0 | 63214.4425 | 0 | 284530.9802 | 740291.245 | 505263.9862 | 2259652.8271 | 961560.8286 | 26355312.1702 | 26355312.1702 | 1478867.319 | 11423845.938 | 0 | 29576525.826 | 68834551.2532 | 100 | 0.24908 | 118744.3929 | 276358.2528 | 2420.7651 | 5633.9368
1 | 6500 | 707 | 0.04 | 15 | 15 | 7 | 1.3335e-13 | 5spot_SharedNeighbor | Water | Porous | Wet | R245fa | MinimizeLCOE_Brownfield | IgnoreSilica | 1.7098 | 0.91643 | 0.10872 | 4 | 70052.9918 | 160326.768 | 1428.125 | 3268.478 | 188.4729 | 0 | 258.3249 | 480392.1206 | 31082.5086 | 305396.2368 | 131716.7947 | 0 | 67664.3505 | 0 | 396338.2843 | 1031190.9157 | 703808.9888 | 3147590.1999 | 961560.8286 | 26355312.1702 | 26355312.1702 | 1478867.319 | 11423845.938 | 0 | 30464463.1988 | 69722488.626 | 133.3521 | 0.43488 | 70052.9918 | 160326.768 | 1428.125 | 3268.478
1 | 6500 | 707 | 0.04 | 15 | 15 | 7 | 1.7783e-13 | 5spot_SharedNeighbor | Water | Porous | Wet | R245fa | MinimizeLCOE_Brownfield | IgnoreSilica | 2.196 | 1.3871 | 0.16868 | 4 | 46679.1006 | 104864.594 | 951.6166 | 2137.8066 | 202.3142 | 0 | 343.6545 | 642131.1329 | 41619.7756 | 425443.8834 | 167420.8278 | 0 | 72235.9031 | 0 | 526052.0939 | 1368679.6402 | 934151.978 | 4177735.2348 | 961560.8286 | 26355312.1702 | 26355312.1702 | 1478867.319 | 11423845.938 | 0 | 31494608.2336 | 70752633.6609 | 177.8279 | 0.6747 | 46679.1006 | 104864.594 | 951.6166 | 2137.8066
1 | 6500 | 707 | 0.04 | 15 | 15 | 7 | 2.3714e-13 | 5spot_SharedNeighbor | Water | Porous | Wet | R245fa | MinimizeLCOE_Brownfield | IgnoreSilica | 2.8183 | 2.003 | 0.24716 | 4 | 33093.9924 | 72802.842 | 674.6658 | 1484.1844 | 214.0194 | 0 | 419.0356 | 830239.7931 | 53731.6205 | 570869.2921 | 212171.763 | 0 | 76918.1258 | 0 | 680132.9319 | 1769566.3743 | 1207765.4114 | 5401395.3122 | 961560.8286 | 26355312.1702 | 26355312.1702 | 1478867.319 | 11423845.938 | 0 | 32718268.311 | 71976293.7383 | 237.1374 | 0.98865 | 33093.9924 | 72802.842 | 674.6658 | 1484.1844
1 | 6500 | 707 | 0.04 | 15 | 15 | 7 | 3.1623e-13 | 5spot_SharedNeighbor | Water | Porous | Wet | R245fa | MinimizeLCOE_Brownfield | IgnoreSilica | 3.5768 | 2.7666 | 0.34543 | 4 | 24689.0682 | 53101.9073 | 503.3201 | 1082.5542 | 223.3513 | 0 | 548.4812 | 1041428.2117 | 67361.5328 | 739170.6383 | 266346.5027 | 0 | 79900.7576 | 0 | 855740.9808 | 2226462.4954 | 1519606.4024 | 6796017.5216 | 961560.8286 | 26355312.1702 | 26355312.1702 | 1478867.319 | 11423845.938 | 0 | 34112890.5205 | 73370915.9477 | 316.2278 | 1.3817 | 24689.0682 | 53101.9073 | 503.3201 | 1082.5542
1 | 6500 | 707 | 0.04 | 15 | 15 | 7 | 4.217e-13 | 5spot_SharedNeighbor | Water | Porous | Wet | R245fa | MinimizeLCOE_Brownfield | IgnoreSilica | 4.5648 | 3.7762 | 0.47558 | 4 | 18833.7769 | 39470.699 | 383.952 | 804.6636 | 231.2174 | 0 | 87.4932 | 1295967.9362 | 83750.2458 | 948046.0371 | 337146.4593 | 0 | 83005.5893 | 0 | 1071687.3444 | 2788310.637 | 1903079.3038 | 8510993.553 | 961560.8286 | 26355312.1702 | 26355312.1702 | 1478867.319 | 11423845.938 | 0 | 35827866.5518 | 75085891.9791 | 421.6965 | 1.9023 | 18833.7769 | 39470.699 | 383.952 | 804.6636
1 | 6500 | 707 | 0.04 | 15 | 15 | 7 | 5.6234e-13 | 5spot_SharedNeighbor | Water | Porous | Wet | R245fa | MinimizeLCOE_Brownfield | IgnoreSilica | 5.8559 | 5.1093 | 0.64774 | 4 | 14643.6918 | 29795.6318 | 298.5315 | 607.4243 | 237.7067 | 0 | 76.9648 | 1603364.4416 | 103490.2935 | 1207461.9643 | 429836.1577 | 0 | 86080.7583 | 0 | 1337791.11 | 3480658.0496 | 2375620.6392 | 10624303.4143 | 961560.8286 | 26355312.1702 | 26355312.1702 | 1478867.319 | 11423845.938 | 0 | 37941176.4131 | 77199201.8403 | 562.3413 | 2.591 | 14643.6918 | 29795.6318 | 298.5315 | 607.4243
1 | 6500 | 707 | 0.04 | 15 | 15 | 7 | 7.4989e-13 | 5spot_SharedNeighbor | Water | Porous | Wet | R245fa | MinimizeLCOE_Brownfield | IgnoreSilica | 7.5079 | 6.82 | 0.86912 | 4 | 11644.5018 | 22936.9368 | 237.3889 | 467.6005 | 242.7374 | 0 | 91.6165 | 1965448.0331 | 126676.6652 | 1521293.0869 | 548598.0995 | 0 | 88559.0687 | 0 | 1657724.2318 | 4313058.4052 | 2943750.986 | 13165108.5765 | 961560.8286 | 26355312.1702 | 26355312.1702 | 1478867.319 | 11423845.938 | 0 | 40481981.5753 | 79740007.0026 | 749.8942 | 3.4765 | 11644.5018 | 22936.9368 | 237.3889 | 467.6005
1 | 6500 | 707 | 0.04 | 15 | 15 | 7 | 1e-12 | 5spot_SharedNeighbor | Water | Porous | Wet | R245fa | MinimizeLCOE_Brownfield | IgnoreSilica | 9.7005 | 9.1274 | 1.1683 | 4 | 9349.5604 | 17749.9952 | 190.6034 | 361.8577 | 247.1986 | 0 | 86.6844 | 2414474.3563 | 155342.8738 | 1920719.7074 | 706941.361 | 0 | 90022.7523 | 0 | 2062125.4098 | 5365227.3162 | 3661877.8877 | 16376731.6645 | 961560.8286 | 26355312.1702 | 26355312.1702 | 1478867.319 | 11423845.938 | 0 | 43693604.6634 | 82951630.0906 | 1000 | 4.6733 | 9349.5604 | 17749.9952 | 190.6034 | 361.8577
1 | 6500 | 707 | 0.04 | 15 | 15 | 7 | 1.3335e-12 | 5spot_SharedNeighbor | Water | Porous | Wet | R245fa | MinimizeLCOE_Brownfield | IgnoreSilica | 12.5768 | 12.1535 | 1.5609 | 4 | 7633.1447 | 13920.8903 | 155.612 | 283.7962 | 250.6084 | 0 | 100.6241 | 2956287.2148 | 189818.5917 | 2415164.6806 | 914795.5897 | 0 | 91447.6958 | 0 | 2561330.3713 | 6664056.2251 | 4548355.3063 | 20341255.6753 | 961560.8286 | 26355312.1702 | 26355312.1702 | 1478867.319 | 11423845.938 | 0 | 47658128.6742 | 86916154.1014 | 1333.5214 | 6.2436 | 7633.1447 | 13920.8903 | 155.612 | 283.7962
1 | 6500 | 707 | 0.04 | 15 | 15 | 7 | 1.7783e-12 | 5spot_SharedNeighbor | Water | Porous | Wet | R245fa | MinimizeLCOE_Brownfield | IgnoreSilica | 16.3675 | 16.1503 | 2.0797 | 4 | 6322.1947 | 11041.4706 | 128.8865 | 225.0953 | 253.2945 | 0 | 103.8177 | 3615518.8232 | 231618.2695 | 3031995.399 | 1188959.7049 | 0 | 92453.6318 | 0 | 3182612.873 | 8280505.852 | 5651615.3914 | 25275279.9447 | 961560.8286 | 26355312.1702 | 26355312.1702 | 1478867.319 | 11423845.938 | 0 | 52592152.9436 | 91850178.3708 | 1778.2794 | 8.3187 | 6322.1947 | 11041.4706 | 128.8865 | 225.0953
1 | 6500 | 707 | 0.04 | 15 | 15 | 7 | 2.3714e-12 | 5spot_SharedNeighbor | Water | Porous | Wet | R245fa | MinimizeLCOE_Brownfield | IgnoreSilica | 21.3905 | 21.4549 | 2.7684 | 4 | 5307.3496 | 8852.5282 | 108.1975 | 180.4708 | 255.4073 | 0 | 125.6287 | 4422011.9796 | 282563.5459 | 3805455.2331 | 1552509.1433 | 0 | 93166.1053 | 0 | 3960725.3428 | 10304994.8854 | 7033370.7558 | 31454796.9911 | 961560.8286 | 26355312.1702 | 26355312.1702 | 1478867.319 | 11423845.938 | 0 | 58771669.9899 | 98029695.4171 | 2371.3737 | 11.0736 | 5307.3496 | 8852.5282 | 108.1975 | 180.4708
1 | 6500 | 707 | 0.04 | 15 | 15 | 7 | 3.1623e-12 | 5spot_SharedNeighbor | Water | Porous | Wet | R245fa | MinimizeLCOE_Brownfield | IgnoreSilica | 28.005 | 28.4477 | 3.6767 | 4 | 4519.5654 | 7188.9755 | 92.1375 | 146.557 | 257.0449 | 0 | 93.7278 | 5402525.6999 | 344255.1868 | 4768952.8564 | 2031558.4785 | 0 | 93164.8374 | 0 | 4929778.253 | 12826271.7778 | 8754194.0419 | 39150701.1318 | 961560.8286 | 26355312.1702 | 26355312.1702 | 1478867.319 | 11423845.938 | 0 | 66467574.1306 | 105725599.5579 | 3162.2777 | 14.7066 | 4519.5654 | 7188.9755 | 92.1375 | 146.557
1 | 6500 | 707 | 0.04 | 15 | 15 | 7 | 4.217e-12 | 5spot_SharedNeighbor | Water | Porous | Wet | R245fa | MinimizeLCOE_Brownfield | IgnoreSilica | 36.699 | 37.6437 | 4.8714 | 4 | 3902.4924 | 5917.2227 | 79.5576 | 120.6306 | 258.3044 | 0 | 87.7049 | 6592683.4183 | 418823.8288 | 5966756.7422 | 2661243.3843 | 0 | 92216.8022 | 0 | 6135372.4286 | 15962980.5212 | 10895062.2122 | 48725139.3378 | 961560.8286 | 26355312.1702 | 26355312.1702 | 1478867.319 | 11423845.938 | 0 | 76042012.3366 | 115300037.7639 | 4216.965 | 19.4855 | 3902.4924 | 5917.2227 | 79.5576 | 120.6306
1 | 6500 | 707 | 0.04 | 15 | 15 | 7 | 5.6234e-12 | 5spot_SharedNeighbor | Water | Porous | Wet | R245fa | MinimizeLCOE_Brownfield | IgnoreSilica | 48.0459 | 49.6408 | 6.4303 | 4 | 3416.5801 | 4942.8627 | 69.6516 | 100.7669 | 259.2424 | 0 | 114.8411 | 8027299.5899 | 508316.1893 | 7444842.9865 | 3483018.1062 | 0 | 90016.7991 | 0 | 7625862.5317 | 19840930.028 | 13541842.4345 | 60562128.6652 | 961560.8286 | 26355312.1702 | 26355312.1702 | 1478867.319 | 11423845.938 | 0 | 87879001.6641 | 127137027.0913 | 5623.4133 | 25.7213 | 3416.5801 | 4942.8627 | 69.6516 | 100.7669
1 | 6500 | 707 | 0.04 | 15 | 15 | 7 | 7.4989e-12 | 5spot_SharedNeighbor | Water | Porous | Wet | R245fa | MinimizeLCOE_Brownfield | IgnoreSilica | 35.6294 | 36.4991 | 4.7406 | 4 | 3933.7474 | 6004.0483 | 80.1948 | 122.4006 | 258.1362 | 0 | 107.2816 | 6449486.0389 | 409868.4818 | 5821172.8209 | 2583547.1762 | 0 | 0 | 0 | 5952989.0619 | 15488456.4132 | 10571189.758 | 47276709.7509 | 961560.8286 | 26355312.1702 | 26355312.1702 | 1478867.319 | 11423845.938 | 0 | 74593582.7497 | 113851608.1769 | 7498.9421 | 18.9625 | 3933.7474 | 6004.0483 | 80.1948 | 122.4006
1 | 6500 | 707 | 0.04 | 15 | 15 | 7 | 1e-11 | 5spot_SharedNeighbor | Water | Porous | Wet | R245fa | MinimizeLCOE_Brownfield | IgnoreSilica | 46.4166 | 47.9003 | 6.2214 | 4 | 3452.6519 | 5030.1816 | 70.387 | 102.5471 | 259.0883 | 0 | 78.9104 | 7825860.3579 | 495773.9055 | 7235278.055 | 3364687.4761 | 0 | 0 | 0 | 7379423.9198 | 19199747.3114 | 13104222.0554 | 58604993.0812 | 961560.8286 | 26355312.1702 | 26355312.1702 | 1478867.319 | 11423845.938 | 0 | 85921866.08 | 125179891.5072 | 10000 | 24.8858 | 3452.6519 | 5030.1816 | 70.387 | 102.5471
1 | 6500 | 707 | 0.04 | 15 | 15 | 7 | 1.3335e-11 | 5spot_SharedNeighbor | Water | Porous | Wet | R245fa | MinimizeLCOE_Brownfield | IgnoreSilica | 59.9368 | 62.1396 | 8.0709 | 4 | 3078.4612 | 4294.4986 | 62.7586 | 87.5492 | 259.6875 | 0 | 85.7718 | 9420141.5677 | 594846.7741 | 8910041.6871 | 4342952.9589 | 0 | 0 | 0 | 9074513.3653 | 23610022.3378 | 16114325.383 | 72066844.0738 | 961560.8286 | 26355312.1702 | 26355312.1702 | 1478867.319 | 11423845.938 | 0 | 99383717.0727 | 138641742.4999 | 13335.2143 | 32.2836 | 3078.4612 | 4294.4986 | 62.7586 | 87.5492
1 | 6500 | 707 | 0.04 | 15 | 15 | 7 | 1.7783e-11 | 5spot_SharedNeighbor | Water | Porous | Wet | R245fa | MinimizeLCOE_Brownfield | IgnoreSilica | 76.2043 | 79.0611 | 10.2687 | 4 | 2792.1525 | 3747.9208 | 56.9218 | 76.4064 | 259.7794 | 0 | 84.2599 | 11185447.0189 | 704078.5097 | 10803267.7385 | 5516172.7185 | 0 | 0 | 0 | 11001496.7344 | 28623637.7855 | 19536220.9456 | 87370321.451 | 961560.8286 | 26355312.1702 | 26355312.1702 | 1478867.319 | 11423845.938 | 0 | 114687194.4499 | 153945219.8771 | 17782.7941 | 41.0748 | 2792.1525 | 3747.9208 | 56.9218 | 76.4064
1 | 6500 | 707 | 0.04 | 15 | 15 | 7 | 2.3714e-11 | 5spot_SharedNeighbor | Water | Porous | Wet | R245fa | MinimizeLCOE_Brownfield | IgnoreSilica | 94.6574 | 97.7537 | 12.6966 | 4 | 2579.227 | 3352.2326 | 52.581 | 68.3398 | 259.1817 | 0 | 97.1997 | 13015227.752 | 816845.7802 | 12802391.9105 | 6837860.0479 | 0 | 0 | 0 | 13054206.9413 | 33964368.6752 | 23181379.5188 | 103672280.6258 | 961560.8286 | 26355312.1702 | 26355312.1702 | 1478867.319 | 11423845.938 | 0 | 130989153.6247 | 170247179.0519 | 23713.7371 | 50.7862 | 2579.227 | 3352.2326 | 52.581 | 68.3398
1 | 6500 | 707 | 0.04 | 15 | 15 | 7 | 3.1623e-11 | 5spot_SharedNeighbor | Water | Porous | Wet | R245fa | MinimizeLCOE_Brownfield | IgnoreSilica | 114.246 | 116.782 | 15.168 | 4 | 2425.3521 | 3072.4051 | 49.4441 | 62.6351 | 257.8562 | 0 | 107.2108 | 14778797.4997 | 925145.4628 | 14759965.7689 | 8226553.8718 | 0 | 0 | 0 | 15089280.4152 | 39259212.4034 | 26795219.1615 | 119834174.5833 | 961560.8286 | 26355312.1702 | 26355312.1702 | 1478867.319 | 11423845.938 | 0 | 147151047.5822 | 186409073.0094 | 31622.7766 | 60.672 | 2425.3521 | 3072.4051 | 49.4441 | 62.6351
1 | 6500 | 707 | 0.04 | 15 | 15 | 7 | 4.217e-11 | 5spot_SharedNeighbor | Water | Porous | Wet | R245fa | MinimizeLCOE_Brownfield | IgnoreSilica | 205.6099 | 193.1927 | 24.7807 | 4 | 2138.691 | 2534.7454 | 43.6001 | 51.6742 | 247.0195 | 0 | 185.6259 | 21186081.9413 | 1315953.3031 | 22078893.2237 | 14493552.5928 | 0 | 551306.4592 | 0 | 23254057.1329 | 60502286.5967 | 41294053.7999 | 184676185.0497 | 961560.8286 | 26355312.1702 | 26355312.1702 | 1478867.319 | 11423845.938 | 0 | 211993058.0486 | 251251083.4758 | 42169.6503 | 99.1228 | 2138.691 | 2534.7454 | 43.6001 | 51.6742
1 | 6500 | 707 | 0.04 | 15 | 15 | 7 | 5.6234e-11 | 5spot_SharedNeighbor | Water | Porous | Wet | R245fa | MinimizeLCOE_Brownfield | IgnoreSilica | 227.3615 | 208.0176 | 26.6014 | 4 | 2112.3383 | 2481.2857 | 43.0629 | 50.5844 | 243.6414 | 0 | 178.7146 | 22338320.7536 | 1385852.4724 | 23424199.2394 | 15932323.0572 | 0 | 668542.508 | 0 | 24862202.832 | 64686351.8297 | 44149764.2954 | 197447556.9877 | 961560.8286 | 26355312.1702 | 26355312.1702 | 1478867.319 | 11423845.938 | 0 | 224764429.9865 | 264022455.4138 | 56234.1325 | 106.4055 | 2112.3383 | 2481.2857 | 43.0629 | 50.5844
1 | 6500 | 707 | 0.04 | 15 | 15 | 7 | 7.4989e-11 | 5spot_SharedNeighbor | Water | Porous | Wet | R245fa | MinimizeLCOE_Brownfield | IgnoreSilica | 236.3498 | 213.6904 | 27.3643 | 4 | 2096.7481 | 2455.409 | 42.745 | 50.0568 | 242.1463 | 0 | 156.709 | 22773096.6011 | 1412200.7468 | 23933856.35 | 16520133.3241 | 0 | 640273.0775 | 0 | 25459028.4388 | 66239169.6329 | 45209594.3533 | 202187352.5245 | 961560.8286 | 26355312.1702 | 26355312.1702 | 1478867.319 | 11423845.938 | 0 | 229504225.5234 | 268762250.9506 | 74989.4209 | 109.4572 | 2096.7481 | 2455.409 | 42.745 | 50.0568
1 | 6500 | 707 | 0.04 | 15 | 15 | 7 | 1e-10 | 5spot_SharedNeighbor | Water | Porous | Wet | R245fa | MinimizeLCOE_Brownfield | IgnoreSilica | 241.1286 | 216.5855 | 27.7931 | 4 | 2085.147 | 2438.274 | 42.5085 | 49.7075 | 241.3227 | 0 | 228.0835 | 22993737.0476 | 1425566.4904 | 24192912.5704 | 16830896.0497 | 0 | 581269.3486 | 0 | 25749508.7876 | 66994939.9148 | 45725423.1002 | 204494253.3092 | 961560.8286 | 26355312.1702 | 26355312.1702 | 1478867.319 | 11423845.938 | 0 | 231811126.3081 | 271069151.7353 | 100000 | 111.1726 | 2085.147 | 2438.274 | 42.5085 | 49.7075
1 | 6500 | 707 | 0.04 | 15 | 15 | 7 | 1.3335e-10 | 5spot_SharedNeighbor | Water | Porous | Wet | R245fa | MinimizeLCOE_Brownfield | IgnoreSilica | 244.8823 | 218.8071 | 28.1234 | 4 | 2076.4027 | 2425.3827 | 42.3303 | 49.4447 | 240.6666 | 0 | 163.608 | 23162491.4987 | 1435786.6596 | 24391235.3481 | 17074031.4708 | 0 | 532606.266 | 0 | 25972498.9849 | 67575114.6665 | 46121404.2897 | 206265169.1843 | 961560.8286 | 26355312.1702 | 26355312.1702 | 1478867.319 | 11423845.938 | 0 | 233582042.1832 | 272840067.6104 | 133352.1432 | 112.4936 | 2076.4027 | 2425.3827 | 42.3303 | 49.4447
1 | 6500 | 707 | 0.04 | 15 | 15 | 7 | 1.7783e-10 | 5spot_SharedNeighbor | Water | Porous | Wet | R245fa | MinimizeLCOE_Brownfield | IgnoreSilica | 247.7003 | 220.4433 | 28.3696 | 4 | 2069.8061 | 2415.7581 | 42.1958 | 49.2485 | 240.1682 | 0 | 197.5836 | 23286473.1551 | 1443293.9242 | 24537042.7193 | 17255967.8609 | 0 | 491785.2579 | 0 | 26135679.5378 | 67999676.9924 | 46411176.8009 | 207561096.2486 | 961560.8286 | 26355312.1702 | 26355312.1702 | 1478867.319 | 11423845.938 | 0 | 234877969.2475 | 274135994.6747 | 177827.941 | 113.4782 | 2069.8061 | 2415.7581 | 42.1958 | 49.2485
1 | 6500 | 707 | 0.04 | 15 | 15 | 7 | 2.3714e-10 | 5spot_SharedNeighbor | Water | Porous | Wet | R245fa | MinimizeLCOE_Brownfield | IgnoreSilica | 249.8346 | 221.6653 | 28.5546 | 4 | 2064.8313 | 2408.5408 | 42.0944 | 49.1014 | 239.7876 | 0 | 213.9141 | 23378900.6927 | 1448889.7974 | 24645797.2526 | 17393638.6336 | 0 | 458632.6152 | 0 | 26257085.0067 | 68315549.1187 | 46626766.0177 | 208525259.1346 | 961560.8286 | 26355312.1702 | 26355312.1702 | 1478867.319 | 11423845.938 | 0 | 235842132.1334 | 275100157.5606 | 237137.3706 | 114.2186 | 2064.8313 | 2408.5408 | 42.0944 | 49.1014
1 | 6500 | 707 | 0.04 | 15 | 15 | 7 | 3.1623e-10 | 5spot_SharedNeighbor | Water | Porous | Wet | R245fa | MinimizeLCOE_Brownfield | IgnoreSilica | 251.4346 | 222.5714 | 28.6929 | 4 | 2061.0807 | 2403.1344 | 42.0179 | 48.9911 | 239.5004 | 0 | 259.1865 | 23447342.2884 | 1453033.0726 | 24726359.5549 | 17496776.6638 | 0 | 431990.2439 | 0 | 26346645.7112 | 68548567.7004 | 46785805.9878 | 209236521.2231 | 961560.8286 | 26355312.1702 | 26355312.1702 | 1478867.319 | 11423845.938 | 0 | 236553394.2219 | 275811419.6491 | 316227.766 | 114.7715 | 2061.0807 | 2403.1344 | 42.0179 | 48.9911
1 | 6500 | 707 | 0.04 | 15 | 15 | 7 | 4.217e-10 | 5spot_SharedNeighbor | Water | Porous | Wet | R245fa | MinimizeLCOE_Brownfield | IgnoreSilica | 252.6391 | 223.248 | 28.7966 | 4 | 2058.2546 | 2399.0768 | 41.9603 | 48.9084 | 239.2831 | 0 | 494.3135 | 23498396.9404 | 1456123.5618 | 24786472.7485 | 17574405.8664 | 0 | 410961.57 | 0 | 26413280.668 | 68721938.1892 | 46904134.9087 | 209765714.4529 | 961560.8286 | 26355312.1702 | 26355312.1702 | 1478867.319 | 11423845.938 | 0 | 237082587.4518 | 276340612.879 | 421696.5034 | 115.1862 | 2058.2546 | 2399.0768 | 41.9603 | 48.9084
1 | 6500 | 707 | 0.04 | 15 | 15 | 7 | 5.6234e-10 | 5spot_SharedNeighbor | Water | Porous | Wet | R245fa | MinimizeLCOE_Brownfield | IgnoreSilica | 253.7897 | 223.8931 | 28.8904 | 4 | 2056.1059 | 2395.8207 | 41.9165 | 48.842 | 239.0765 | 0 | 324.7906 | 23547039.6891 | 1459067.8723 | 24843759.5711 | 17648602.9563 | 0 | 397265.2461 | 0 | 26479336.7807 | 68893802.6444 | 47021435.9309 | 210290310.691 | 961560.8286 | 26355312.1702 | 26355312.1702 | 1478867.319 | 11423845.938 | 0 | 237607183.6899 | 276865209.1171 | 562341.3252 | 115.5617 | 2056.1059 | 2395.8207 | 41.9165 | 48.842
1 | 6500 | 707 | 0.04 | 15 | 15 | 7 | 7.4989e-10 | 5spot_SharedNeighbor | Water | Porous | Wet | R245fa | MinimizeLCOE_Brownfield | IgnoreSilica | 254.5861 | 224.3351 | 28.9557 | 4 | 2054.5391 | 2393.4876 | 41.8846 | 48.7945 | 238.9322 | 0 | 410.8132 | 23580340.1299 | 1461083.4233 | 24882985.2436 | 17699796.004 | 0 | 386364.9987 | 0 | 26524122.2218 | 69010325.1756 | 47100964.9527 | 210645982.1496 | 961560.8286 | 26355312.1702 | 26355312.1702 | 1478867.319 | 11423845.938 | 0 | 237962855.1485 | 277220880.5757 | 749894.2093 | 115.823 | 2054.5391 | 2393.4876 | 41.8846 | 48.7945
1 | 6500 | 707 | 0.04 | 15 | 15 | 7 | 1e-09 | 5spot_SharedNeighbor | Water | Porous | Wet | R245fa | MinimizeLCOE_Brownfield | IgnoreSilica | 253.8358 | 223.905 | 28.9177 | 4 | 2053.3322 | 2392.7268 | 41.86 | 48.779 | 239.0605 | 0 | 460.4024 | 23547935.1155 | 1459122.0702 | 24844814.2425 | 17651364.1562 | 0 | 361264.1251 | 0 | 26467154.8867 | 68862107.8552 | 46999803.586 | 210193566.0373 | 961560.8286 | 26355312.1702 | 26355312.1702 | 1478867.319 | 11423845.938 | 0 | 237510439.0361 | 276768464.4633 | 1000000 | 115.6707 | 2053.3322 | 2392.7268 | 41.86 | 48.779
1 | 6500 | 707 | 0.04 | 15 | 15 | 7 | 1.3335e-09 | 5spot_SharedNeighbor | Water | Porous | Wet | R245fa | MinimizeLCOE_Brownfield | IgnoreSilica | 255.2318 | 224.6883 | 29.0161 | 4 | 2052.4099 | 2390.6529 | 41.8412 | 48.7367 | 238.8131 | 0 | 495.3652 | 23606941.7538 | 1462693.4613 | 24914324.5743 | 17741118.762 | 0 | 365954.1605 | 0 | 26555502.7577 | 69091970.8928 | 47156689.8324 | 210895196.1948 | 961560.8286 | 26355312.1702 | 26355312.1702 | 1478867.319 | 11423845.938 | 0 | 238212069.1937 | 277470094.6209 | 1333521.4322 | 116.0646 | 2052.4099 | 2390.6529 | 41.8412 | 48.7367
1 | 6500 | 707 | 0.04 | 15 | 15 | 7 | 1.7783e-09 | 5spot_SharedNeighbor | Water | Porous | Wet | R245fa | MinimizeLCOE_Brownfield | IgnoreSilica | 255.505 | 224.8383 | 29.0397 | 4 | 2051.7284 | 2389.6968 | 41.8273 | 48.7172 | 238.7632 | 0 | 517.8557 | 23618232.1362 | 1463376.7853 | 24927626.9395 | 17758617.4252 | 0 | 360098.6218 | 0 | 26569901.2441 | 69129432.801 | 47182258.3545 | 211009544.3076 | 961560.8286 | 26355312.1702 | 26355312.1702 | 1478867.319 | 11423845.938 | 0 | 238326417.3064 | 277584442.7337 | 1778279.41 | 116.1589 | 2051.7284 | 2389.6968 | 41.8273 | 48.7172
1 | 6500 | 707 | 0.04 | 15 | 15 | 7 | 2.3714e-09 | 5spot_SharedNeighbor | Water | Porous | Wet | R245fa | MinimizeLCOE_Brownfield | IgnoreSilica | 255.7387 | 224.9668 | 29.0592 | 4 | 2051.2164 | 2388.9577 | 41.8168 | 48.7021 | 238.7206 | 0 | 536.5551 | 23627902.6998 | 1463962.066 | 24939021.3893 | 17773593.484 | 0 | 356006.0635 | 0 | 26582589.424 | 69162444.8424 | 47204789.7511 | 211110309.7201 | 961560.8286 | 26355312.1702 | 26355312.1702 | 1478867.319 | 11423845.938 | 0 | 238427182.7189 | 277685208.1462 | 2371373.7057 | 116.237 | 2051.2164 | 2388.9577 | 41.8168 | 48.7021
1 | 6500 | 707 | 0.04 | 15 | 15 | 7 | 3.1623e-09 | 5spot_SharedNeighbor | Water | Porous | Wet | R245fa | MinimizeLCOE_Brownfield | IgnoreSilica | 255.8897 | 225.0494 | 29.0723 | 4 | 2050.8321 | 2388.4215 | 41.809 | 48.6912 | 238.693 | 0 | 533.9385 | 23634120.1535 | 1464338.3544 | 24946347.4466 | 17783261.1781 | 0 | 352616.3 | 0 | 26590466.5387 | 69182939.479 | 47218777.7617 | 211172867.2119 | 961560.8286 | 26355312.1702 | 26355312.1702 | 1478867.319 | 11423845.938 | 0 | 238489740.2108 | 277747765.638 | 3162277.6602 | 116.2893 | 2050.8321 | 2388.4215 | 41.809 | 48.6912
1 | 6500 | 707 | 0.04 | 15 | 15 | 7 | 4.217e-09 | 5spot_SharedNeighbor | Water | Porous | Wet | R245fa | MinimizeLCOE_Brownfield | IgnoreSilica | 256.0017 | 225.1106 | 29.082 | 4 | 2050.5436 | 2388.0202 | 41.8031 | 48.683 | 238.6724 | 0 | 530.6577 | 23638730.3073 | 1464617.365 | 24951779.7522 | 17790437.442 | 0 | 350044.6397 | 0 | 26596287.7074 | 69198084.9659 | 47229114.8677 | 211219097.0472 | 961560.8286 | 26355312.1702 | 26355312.1702 | 1478867.319 | 11423845.938 | 0 | 238535970.046 | 277793995.4733 | 4216965.0343 | 116.3282 | 2050.5436 | 2388.0202 | 41.8031 | 48.683
1 | 6500 | 707 | 0.04 | 15 | 15 | 7 | 5.6234e-09 | 5spot_SharedNeighbor | Water | Porous | Wet | R245fa | MinimizeLCOE_Brownfield | IgnoreSilica | 256.0944 | 225.1613 | 29.0899 | 4 | 2050.3272 | 2387.7127 | 41.7987 | 48.6768 | 238.6555 | 0 | 525.8877 | 23642546.0462 | 1464848.2958 | 24956276.0599 | 17796369.9438 | 0 | 348210.2537 | 0 | 26601217.7338 | 69210911.8833 | 47237869.5024 | 211258249.7191 | 961560.8286 | 26355312.1702 | 26355312.1702 | 1478867.319 | 11423845.938 | 0 | 238575122.718 | 277833148.1452 | 5623413.2519 | 116.3595 | 2050.3272 | 2387.7127 | 41.7987 | 48.6768
1 | 6500 | 707 | 0.04 | 15 | 15 | 7 | 7.4989e-09 | 5spot_SharedNeighbor | Water | Porous | Wet | R245fa | MinimizeLCOE_Brownfield | IgnoreSilica | 256.1675 | 225.2014 | 29.096 | 4 | 2050.1647 | 2387.4793 | 41.7954 | 48.672 | 238.6422 | 0 | 517.3732 | 23645562.0728 | 1465030.8268 | 24959830.0768 | 17801057.2713 | 0 | 346874.145 | 0 | 26605158.2131 | 69221164.2023 | 47244866.9207 | 211289543.7288 | 961560.8286 | 26355312.1702 | 26355312.1702 | 1478867.319 | 11423845.938 | 0 | 238606416.7277 | 277864442.1549 | 7498942.0933 | 116.384 | 2050.1647 | 2387.4793 | 41.7954 | 48.672
1 | 6500 | 707 | 0.04 | 15 | 15 | 7 | 1e-08 | 5spot_SharedNeighbor | Water | Porous | Wet | R245fa | MinimizeLCOE_Brownfield | IgnoreSilica | 256.2233 | 225.232 | 29.1007 | 4 | 2050.0429 | 2387.3036 | 41.7929 | 48.6684 | 238.632 | 0 | 561.9943 | 23647859.7353 | 1465169.8817 | 24962537.6234 | 17804628.696 | 0 | 345879.8318 | 0 | 26608169.5496 | 69228999.0819 | 47250214.3871 | 211313458.7866 | 961560.8286 | 26355312.1702 | 26355312.1702 | 1478867.319 | 11423845.938 | 0 | 238630331.7854 | 277888357.2126 | 10000000 | 116.4026 | 2050.0429 | 2387.3036 | 41.7929 | 48.6684
1 | 6600 | 707 | 0.04 | 15 | 15 | 7 | 1e-13 | 5spot_SharedNeighbor | Water | Porous | Wet | R245fa | MinimizeLCOE_Brownfield | IgnoreSilica | 1.3639 | 0.60798 | 0.068764 | 4 | 110100.5608 | 255815.9854 | 2244.5489 | 5215.1549 | 175.6714 | 0 | 67.3113 | 357813.1777 | 22574.4022 | 220265.9181 | 104151.2686 | 0 | 63582.7102 | 0 | 299671.1159 | 779682.7726 | 532149.5132 | 2379890.8785 | 961560.8286 | 26942342.5866 | 26942342.5866 | 1478867.319 | 11658658.1045 | 0 | 30283794.2937 | 70363662.3038 | 100 | 0.27506 | 110100.5608 | 255815.9854 | 2244.5489 | 5215.1549
1 | 6600 | 707 | 0.04 | 15 | 15 | 7 | 1.3335e-13 | 5spot_SharedNeighbor | Water | Porous | Wet | R245fa | MinimizeLCOE_Brownfield | IgnoreSilica | 1.7487 | 0.97603 | 0.11659 | 4 | 66860.5448 | 152802.0914 | 1363.0426 | 3115.0773 | 191.6072 | 0 | 260.7768 | 502003.4762 | 32484.2222 | 321186.0844 | 135261.8906 | 0 | 67198.9409 | 0 | 412672.4996 | 1073689.1932 | 732814.9364 | 3277311.2435 | 961560.8286 | 26942342.5866 | 26942342.5866 | 1478867.319 | 11658658.1045 | 0 | 31181214.6587 | 71261082.6688 | 133.3521 | 0.46636 | 66860.5448 | 152802.0914 | 1363.0426 | 3115.0773
1 | 6600 | 707 | 0.04 | 15 | 15 | 7 | 1.7783e-13 | 5spot_SharedNeighbor | Water | Porous | Wet | R245fa | MinimizeLCOE_Brownfield | IgnoreSilica | 2.2543 | 1.4771 | 0.18038 | 4 | 44708.4246 | 100258.3832 | 911.4417 | 2043.9028 | 205.7632 | 0 | 340.4017 | 670716.908 | 43415.2624 | 447427.2049 | 172322.2891 | 0 | 71778.5202 | 0 | 548207.472 | 1426323.3892 | 973495.0212 | 4353686.0669 | 961560.8286 | 26942342.5866 | 26942342.5866 | 1478867.319 | 11658658.1045 | 0 | 32257589.4821 | 72337457.4922 | 177.8279 | 0.72151 | 44708.4246 | 100258.3832 | 911.4417 | 2043.9028
1 | 6600 | 707 | 0.04 | 15 | 15 | 7 | 2.3714e-13 | 5spot_SharedNeighbor | Water | Porous | Wet | R245fa | MinimizeLCOE_Brownfield | IgnoreSilica | 2.8766 | 2.1074 | 0.26125 | 4 | 32045.0086 | 70398.2374 | 653.2808 | 1435.1633 | 217.2789 | 0 | 421.6079 | 860350.8141 | 55676.8484 | 594549.1656 | 217092.5655 | 0 | 75138.1429 | 0 | 703094.9392 | 1829308.8072 | 1248540.8495 | 5583752.1324 | 961560.8286 | 26942342.5866 | 26942342.5866 | 1478867.319 | 11658658.1045 | 0 | 33487655.5476 | 73567523.5577 | 237.1374 | 1.045 | 32045.0086 | 70398.2374 | 653.2808 | 1435.1633
1 | 6600 | 707 | 0.04 | 15 | 15 | 7 | 3.1623e-13 | 5spot_SharedNeighbor | Water | Porous | Wet | R245fa | MinimizeLCOE_Brownfield | IgnoreSilica | 3.674 | 2.9306 | 0.36729 | 4 | 23801.7367 | 51082.6357 | 485.2306 | 1041.3886 | 226.9098 | 0 | 544.5059 | 1084409.749 | 70131.833 | 774013.2555 | 274293.4941 | 0 | 78055.0228 | 0 | 889552.3082 | 2314432.6338 | 1579647.8294 | 7064536.1258 | 961560.8286 | 26942342.5866 | 26942342.5866 | 1478867.319 | 11658658.1045 | 0 | 34968439.541 | 75048307.5512 | 316.2278 | 1.4692 | 23801.7367 | 51082.6357 | 485.2306 | 1041.3886
1 | 6600 | 707 | 0.04 | 15 | 15 | 7 | 4.217e-13 | 5spot_SharedNeighbor | Water | Porous | Wet | R245fa | MinimizeLCOE_Brownfield | IgnoreSilica | 4.6768 | 3.9823 | 0.50342 | 4 | 18237.3054 | 38141.2011 | 371.7921 | 777.56 | 234.7133 | 0 | 85.5316 | 1345341.3397 | 86924.5411 | 989222.0496 | 346598.6813 | 0 | 79598.3026 | 0 | 1110597.1166 | 2889545.8825 | 1972174.439 | 8820002.3523 | 961560.8286 | 26942342.5866 | 26942342.5866 | 1478867.319 | 11658658.1045 | 0 | 36723905.7675 | 76803773.7776 | 421.6965 | 2.0137 | 18237.3054 | 38141.2011 | 371.7921 | 777.56
1 | 6600 | 707 | 0.04 | 15 | 15 | 7 | 5.6234e-13 | 5spot_SharedNeighbor | Water | Porous | Wet | R245fa | MinimizeLCOE_Brownfield | IgnoreSilica | 5.9802 | 5.3637 | 0.68255 | 4 | 14239.7087 | 28919.9692 | 290.2957 | 589.5727 | 241.1392 | 0 | 77.7695 | 1659202.4455 | 107070.371 | 1255316.1138 | 440776.7341 | 0 | 80507.0014 | 0 | 1381720.3396 | 3594952.8939 | 2453629.219 | 10973175.1183 | 961560.8286 | 26942342.5866 | 26942342.5866 | 1478867.319 | 11658658.1045 | 0 | 38877078.5335 | 78956946.5437 | 562.3413 | 2.7302 | 14239.7087 | 28919.9692 | 290.2957 | 589.5727
1 | 6600 | 707 | 0.04 | 15 | 15 | 7 | 7.4989e-13 | 5spot_SharedNeighbor | Water | Porous | Wet | R245fa | MinimizeLCOE_Brownfield | IgnoreSilica | 7.671 | 7.1601 | 0.91575 | 4 | 11330.4127 | 22272.1862 | 230.9858 | 454.0486 | 246.1744 | 0 | 101.8292 | 2034100.1161 | 131065.4875 | 1581676.7131 | 563122.0561 | 0 | 80878.9114 | 0 | 1712428.8808 | 4455388.6805 | 3040894.3235 | 13599555.169 | 961560.8286 | 26942342.5866 | 26942342.5866 | 1478867.319 | 11658658.1045 | 0 | 41503458.5842 | 81583326.5944 | 749.8942 | 3.663 | 11330.4127 | 22272.1862 | 230.9858 | 454.0486
1 | 6600 | 707 | 0.04 | 15 | 15 | 7 | 1e-12 | 5spot_SharedNeighbor | Water | Porous | Wet | R245fa | MinimizeLCOE_Brownfield | IgnoreSilica | 9.9025 | 9.5751 | 1.2301 | 4 | 9106.7218 | 17252.3049 | 185.6528 | 351.7116 | 250.6872 | 0 | 109.3945 | 2497571.6973 | 160638.1114 | 1995725.7215 | 725499.2685 | 0 | 78688.372 | 0 | 2128668.0366 | 5538357.5814 | 3780042.8511 | 16905191.6399 | 961560.8286 | 26942342.5866 | 26942342.5866 | 1478867.319 | 11658658.1045 | 0 | 44809095.0551 | 84888963.0652 | 1000 | 4.9204 | 9106.7218 | 17252.3049 | 185.6528 | 351.7116
1 | 6600 | 707 | 0.04 | 15 | 15 | 7 | 1.3335e-12 | 5spot_SharedNeighbor | Water | Porous | Wet | R245fa | MinimizeLCOE_Brownfield | IgnoreSilica | 12.8474 | 12.7571 | 1.6443 | 4 | 7436.2232 | 13529.9784 | 151.5975 | 275.8269 | 254.1076 | 0 | 91.5507 | 3059444.8832 | 196369.646 | 2510657.357 | 939839.9752 | 0 | 75712.7851 | 0 | 2644989.6122 | 6881720.4089 | 4696915.5843 | 21005650.2519 | 961560.8286 | 26942342.5866 | 26942342.5866 | 1478867.319 | 11658658.1045 | 0 | 48909553.6671 | 88989421.6772 | 1333.5214 | 6.5772 | 7436.2232 | 13529.9784 | 151.5975 | 275.8269
1 | 6600 | 707 | 0.04 | 15 | 15 | 7 | 1.7783e-12 | 5spot_SharedNeighbor | Water | Porous | Wet | R245fa | MinimizeLCOE_Brownfield | IgnoreSilica | 16.699 | 16.9297 | 2.1879 | 4 | 6167.3133 | 10747.0978 | 125.729 | 219.0941 | 256.7909 | 0 | 80.771 | 3738305.702 | 239387.5232 | 3148503.5977 | 1220508.6614 | 0 | 70164.7455 | 0 | 3282579.3896 | 8540598.2221 | 5829133.7784 | 26069181.6199 | 961560.8286 | 26942342.5866 | 26942342.5866 | 1478867.319 | 11658658.1045 | 0 | 53973085.0351 | 94052953.0452 | 1778.2794 | 8.7515 | 6167.3133 | 10747.0978 | 125.729 | 219.0941
1 | 6600 | 707 | 0.04 | 15 | 15 | 7 | 2.3714e-12 | 5spot_SharedNeighbor | Water | Porous | Wet | R245fa | MinimizeLCOE_Brownfield | IgnoreSilica | 21.8191 | 22.4857 | 2.9118 | 4 | 5179.9627 | 8621.0831 | 105.6005 | 175.7524 | 258.9105 | 0 | 102.9453 | 4571707.7626 | 291998.6393 | 3951019.0781 | 1593846.6159 | 0 | 61618.7308 | 0 | 4083374.4224 | 10624102.6319 | 7251168.3497 | 32428836.2307 | 961560.8286 | 26942342.5866 | 26942342.5866 | 1478867.319 | 11658658.1045 | 0 | 60332739.6459 | 100412607.6561 | 2371.3737 | 11.6473 | 5179.9627 | 8621.0831 | 105.6005 | 175.7524
1 | 6600 | 707 | 0.04 | 15 | 15 | 7 | 3.1623e-12 | 5spot_SharedNeighbor | Water | Porous | Wet | R245fa | MinimizeLCOE_Brownfield | IgnoreSilica | 16.5138 | 16.7252 | 2.1723 | 4 | 6158.5928 | 10771.1503 | 125.5512 | 219.5845 | 256.6619 | 0 | 71.8461 | 3706251.7371 | 237359.7992 | 3118042.8901 | 1206935.0741 | 0 | 0 | 0 | 3224749.9052 | 8390137.7662 | 5726441.4255 | 25609918.5974 | 961560.8286 | 26942342.5866 | 26942342.5866 | 1478867.319 | 11658658.1045 | 0 | 53513822.0126 | 93593690.0227 | 3162.2777 | 8.6893 | 6158.5928 | 10771.1503 | 125.5512 | 219.5845
1 | 6600 | 707 | 0.04 | 15 | 15 | 7 | 4.217e-12 | 5spot_SharedNeighbor | Water | Porous | Wet | R245fa | MinimizeLCOE_Brownfield | IgnoreSilica | 21.5951 | 22.2362 | 2.8881 | 4 | 5181.901 | 8651.2897 | 105.6401 | 176.3682 | 258.8017 | 0 | 103.1188 | 4535661.2605 | 289727.2551 | 3915914.0813 | 1577400.7281 | 0 | 0 | 0 | 4024294.2967 | 10470388.2638 | 7146255.135 | 31959641.0205 | 961560.8286 | 26942342.5866 | 26942342.5866 | 1478867.319 | 11658658.1045 | 0 | 59863544.4357 | 99943412.4459 | 4216.965 | 11.5524 | 5181.901 | 8651.2897 | 105.6401 | 176.3682
1 | 6600 | 707 | 0.04 | 15 | 15 | 7 | 5.6234e-12 | 5spot_SharedNeighbor | Water | Porous | Wet | R245fa | MinimizeLCOE_Brownfield | IgnoreSilica | 28.2608 | 29.4731 | 3.8281 | 4 | 4424.0949 | 7041.5989 | 90.1912 | 143.5525 | 260.4528 | 0 | 59.8329 | 5540152.9345 | 352894.812 | 4905978.4542 | 2063637.0375 | 0 | 0 | 0 | 5016438.6629 | 13051744.3878 | 8908083.7312 | 39838930.02 | 961560.8286 | 26942342.5866 | 26942342.5866 | 1478867.319 | 11658658.1045 | 0 | 67742833.4352 | 107822701.4453 | 5623.4133 | 15.3122 | 4424.0949 | 7041.5989 | 90.1912 | 143.5525
1 | 6600 | 707 | 0.04 | 15 | 15 | 7 | 7.4989e-12 | 5spot_SharedNeighbor | Water | Porous | Wet | R245fa | MinimizeLCOE_Brownfield | IgnoreSilica | 36.94 | 38.9016 | 5.0527 | 4 | 3832.6177 | 5815.7219 | 78.1331 | 118.5614 | 261.7134 | 0 | 88.5425 | 6748648.3567 | 428572.7499 | 6125747.6106 | 2696972.5479 | 0 | 0 | 0 | 6239977.0934 | 16235140.4017 | 11080816.9229 | 49555875.683 | 961560.8286 | 26942342.5866 | 26942342.5866 | 1478867.319 | 11658658.1045 | 0 | 77459779.0983 | 117539647.1084 | 7498.9421 | 20.2107 | 3832.6177 | 5815.7219 | 78.1331 | 118.5614
1 | 6600 | 707 | 0.04 | 15 | 15 | 7 | 1e-11 | 5spot_SharedNeighbor | Water | Porous | Wet | R245fa | MinimizeLCOE_Brownfield | IgnoreSilica | 48.0802 | 50.9978 | 6.6237 | 4 | 3369.882 | 4882.6155 | 68.6996 | 99.5387 | 262.6423 | 0 | 71.9862 | 8182966.8 | 518003.5462 | 7607213.2335 | 3509731.5009 | 0 | 0 | 0 | 7728986.8814 | 20109238.4322 | 13724968.4335 | 61381108.8277 | 961560.8286 | 26942342.5866 | 26942342.5866 | 1478867.319 | 11658658.1045 | 0 | 89285012.2429 | 129364880.253 | 10000 | 26.495 | 3369.882 | 4882.6155 | 68.6996 | 99.5387
1 | 6600 | 707 | 0.04 | 15 | 15 | 7 | 1.3335e-11 | 5spot_SharedNeighbor | Water | Porous | Wet | R245fa | MinimizeLCOE_Brownfield | IgnoreSilica | 62.0043 | 66.0492 | 8.5787 | 4 | 3010.1012 | 4178.1097 | 61.365 | 85.1764 | 263.1972 | 0 | 87.891 | 9838952.1284 | 620803.595 | 9355752.443 | 4524388.3281 | 0 | 0 | 0 | 9492559.6329 | 24697692.973 | 16856682.9409 | 75386832.0413 | 961560.8286 | 26942342.5866 | 26942342.5866 | 1478867.319 | 11658658.1045 | 0 | 103290735.4565 | 143370603.4666 | 13335.2143 | 34.3147 | 3010.1012 | 4178.1097 | 61.365 | 85.1764
1 | 6600 | 707 | 0.04 | 15 | 15 | 7 | 1.7783e-11 | 5spot_SharedNeighbor | Water | Porous | Wet | R245fa | MinimizeLCOE_Brownfield | IgnoreSilica | 78.6721 | 83.809 | 10.8854 | 4 | 2735.5706 | 3656.0683 | 55.7683 | 74.5339 | 263.2045 | 0 | 90.3361 | 11660803.6406 | 733416.2427 | 11319242.1568 | 5734236.9166 | 0 | 0 | 0 | 11484602.5931 | 29880580.1314 | 20394109.9242 | 91206991.6056 | 961560.8286 | 26942342.5866 | 26942342.5866 | 1478867.319 | 11658658.1045 | 0 | 119110895.0208 | 159190763.0309 | 17782.7941 | 43.5415 | 2735.5706 | 3656.0683 | 55.7683 | 74.5339
1 | 6600 | 707 | 0.04 | 15 | 15 | 7 | 2.3714e-11 | 5spot_SharedNeighbor | Water | Porous | Wet | R245fa | MinimizeLCOE_Brownfield | IgnoreSilica | 97.4541 | 103.2424 | 13.4095 | 4 | 2532.1984 | 3279.4301 | 51.6223 | 66.8556 | 262.485 | 0 | 108.425 | 13533130.4777 | 848687.3288 | 13374306.9762 | 7086891.2502 | 0 | 0 | 0 | 13588776.2528 | 35355208.3686 | 24130656.1885 | 107917656.8428 | 961560.8286 | 26942342.5866 | 26942342.5866 | 1478867.319 | 11658658.1045 | 0 | 135821560.258 | 175901428.2681 | 23713.7371 | 53.6378 | 2532.1984 | 3279.4301 | 51.6223 | 66.8556
1 | 6600 | 707 | 0.04 | 15 | 15 | 7 | 3.1623e-11 | 5spot_SharedNeighbor | Water | Porous | Wet | R245fa | MinimizeLCOE_Brownfield | IgnoreSilica | 117.2495 | 122.8187 | 15.9521 | 4 | 2385.8175 | 3013.9467 | 48.6381 | 61.4434 | 261.0227 | 0 | 117.8214 | 15320934.1302 | 958367.5996 | 15367255.8214 | 8495809.6391 | 0 | 0 | 0 | 15655523.2042 | 40732459.988 | 27800740.9102 | 124331091.2926 | 961560.8286 | 26942342.5866 | 26942342.5866 | 1478867.319 | 11658658.1045 | 0 | 152234994.7079 | 192314862.718 | 31622.7766 | 63.8083 | 2385.8175 | 3013.9467 | 48.6381 | 61.4434
1 | 6600 | 707 | 0.04 | 15 | 15 | 7 | 4.217e-11 | 5spot_SharedNeighbor | Water | Porous | Wet | R245fa | MinimizeLCOE_Brownfield | IgnoreSilica | 136.6259 | 140.9014 | 18.3007 | 4 | 2283.6666 | 2831.1845 | 46.5556 | 57.7175 | 259.0039 | 0 | 103.6093 | 16902086.6112 | 1055085.4518 | 17152084.4495 | 9855421.4771 | 0 | 0 | 0 | 17536224.416 | 45625658.7561 | 31140449.6146 | 139267010.7763 | 961560.8286 | 26942342.5866 | 26942342.5866 | 1478867.319 | 11658658.1045 | 0 | 167170914.1916 | 207250782.2017 | 42169.6503 | 73.2029 | 2283.6666 | 2831.1845 | 46.5556 | 57.7175
1 | 6600 | 707 | 0.04 | 15 | 15 | 7 | 5.6234e-11 | 5spot_SharedNeighbor | Water | Porous | Wet | R245fa | MinimizeLCOE_Brownfield | IgnoreSilica | 154.6574 | 157.0338 | 20.396 | 4 | 2210.5495 | 2701.8195 | 45.065 | 55.0802 | 256.9884 | 0 | 114.6706 | 18265089.786 | 1138262.0435 | 18705931.0158 | 11109161.1712 | 0 | 0 | 0 | 19195193.1664 | 49941955.1435 | 34086410.59 | 152442002.9165 | 961560.8286 | 26942342.5866 | 26942342.5866 | 1478867.319 | 11658658.1045 | 0 | 180345906.3317 | 220425774.3418 | 56234.1325 | 81.5842 | 2210.5495 | 2701.8195 | 45.065 | 55.0802
1 | 6600 | 707 | 0.04 | 15 | 15 | 7 | 7.4989e-11 | 5spot_SharedNeighbor | Water | Porous | Wet | R245fa | MinimizeLCOE_Brownfield | IgnoreSilica | 239.605 | 221.043 | 28.3693 | 4 | 2068.3607 | 2421.5578 | 42.1663 | 49.3667 | 244.689 | 0 | 181.445 | 23331851.8704 | 1446041.3832 | 24590431.4526 | 16818715.4518 | 0 | 584426.9397 | 0 | 26040872.1681 | 67753007.664 | 46242819.9158 | 206808166.8455 | 961560.8286 | 26942342.5866 | 26942342.5866 | 1478867.319 | 11658658.1045 | 0 | 234712070.2607 | 274791938.2708 | 74989.4209 | 113.4773 | 2068.3607 | 2421.5578 | 42.1663 | 49.3667
1 | 6600 | 707 | 0.04 | 15 | 15 | 7 | 1e-10 | 5spot_SharedNeighbor | Water | Porous | Wet | R245fa | MinimizeLCOE_Brownfield | IgnoreSilica | 244.4466 | 223.9777 | 28.7947 | 4 | 2058.209 | 2406.1885 | 41.9594 | 49.0534 | 243.8267 | 0 | 214.2524 | 23553411.5616 | 1459453.5442 | 24851264.7314 | 17133165.5764 | 0 | 532925.9493 | 0 | 26336786.3315 | 68522915.6169 | 46768297.9137 | 209158221.2251 | 961560.8286 | 26942342.5866 | 26942342.5866 | 1478867.319 | 11658658.1045 | 0 | 237062124.6403 | 277141992.6504 | 100000 | 115.1788 | 2058.209 | 2406.1885 | 41.9594 | 49.0534
1 | 6600 | 707 | 0.04 | 15 | 15 | 7 | 1.3335e-10 | 5spot_SharedNeighbor | Water | Porous | Wet | R245fa | MinimizeLCOE_Brownfield | IgnoreSilica | 248.164 | 226.1761 | 29.116 | 4 | 2050.5839 | 2394.7229 | 41.8039 | 48.8197 | 243.1549 | 0 | 272.121 | 23718857.9622 | 1469466.5138 | 25046215.7118 | 17373636.5323 | 0 | 489456.0602 | 0 | 26558076.7843 | 69098667.9821 | 47161260.7334 | 210915638.2801 | 961560.8286 | 26942342.5866 | 26942342.5866 | 1478867.319 | 11658658.1045 | 0 | 238819541.6953 | 278899409.7055 | 133352.1432 | 116.4642 | 2050.5839 | 2394.7229 | 41.8039 | 48.8197
1 | 6600 | 707 | 0.04 | 15 | 15 | 7 | 1.7783e-10 | 5spot_SharedNeighbor | Water | Porous | Wet | R245fa | MinimizeLCOE_Brownfield | IgnoreSilica | 251.0501 | 227.8512 | 29.3616 | 4 | 2044.8494 | 2386.1109 | 41.687 | 48.6441 | 242.6277 | 0 | 338.7096 | 23844615.7573 | 1477076.1496 | 25194501.1892 | 17559977.8249 | 0 | 454198.2716 | 0 | 26726843.9851 | 69537765.6196 | 47460953.8936 | 212255932.6908 | 961560.8286 | 26942342.5866 | 26942342.5866 | 1478867.319 | 11658658.1045 | 0 | 240159836.106 | 280239704.1161 | 177827.941 | 117.4462 | 2044.8494 | 2386.1109 | 41.687 | 48.6441
1 | 6600 | 707 | 0.04 | 15 | 15 | 7 | 2.3714e-10 | 5spot_SharedNeighbor | Water | Porous | Wet | R245fa | MinimizeLCOE_Brownfield | IgnoreSilica | 253.2233 | 229.0936 | 29.545 | 4 | 2040.5347 | 2379.6768 | 41.5991 | 48.5129 | 242.2273 | 0 | 350.7712 | 23937725.9522 | 1482709.5273 | 25304346.5863 | 17700144.75 | 0 | 425356.1641 | 0 | 26851610.3622 | 69862382.1397 | 47682511.3388 | 213246786.8205 | 961560.8286 | 26942342.5866 | 26942342.5866 | 1478867.319 | 11658658.1045 | 0 | 241150690.2358 | 281230558.2459 | 237137.3706 | 118.1801 | 2040.5347 | 2379.6768 | 41.5991 | 48.5129
1 | 6600 | 707 | 0.04 | 15 | 15 | 7 | 3.1623e-10 | 5spot_SharedNeighbor | Water | Porous | Wet | R245fa | MinimizeLCOE_Brownfield | IgnoreSilica | 254.9398 | 230.0643 | 29.6876 | 4 | 2037.286 | 2374.7993 | 41.5328 | 48.4135 | 241.9095 | 0 | 428.9805 | 24010374.9407 | 1487104.5178 | 25390086.0577 | 17810728.9524 | 0 | 403197.192 | 0 | 26949581.7476 | 70117283.588 | 47856486.8149 | 214024843.8112 | 961560.8286 | 26942342.5866 | 26942342.5866 | 1478867.319 | 11658658.1045 | 0 | 241928747.2264 | 282008615.2366 | 316227.766 | 118.7505 | 2037.286 | 2374.7993 | 41.5328 | 48.4135
1 | 6600 | 707 | 0.04 | 15 | 15 | 7 | 4.217e-10 | 5spot_SharedNeighbor | Water | Porous | Wet | R245fa | MinimizeLCOE_Brownfield | IgnoreSilica | 256.005 | 230.6597 | 29.78 | 4 | 2034.7992 | 2371.2654 | 41.4821 | 48.3415 | 241.7105 | 0 | 268.5325 | 24054886.1859 | 1489797.0916 | 25442631.9012 | 17879137.4853 | 0 | 382459.4137 | 0 | 27007075.7103 | 70266871.0851 | 47958583.3554 | 214481442.2284 | 961560.8286 | 26942342.5866 | 26942342.5866 | 1478867.319 | 11658658.1045 | 0 | 242385345.6437 | 282465213.6538 | 421696.5034 | 119.12 | 2034.7992 | 2371.2654 | 41.4821 | 48.3415
1 | 6600 | 707 | 0.04 | 15 | 15 | 7 | 5.6234e-10 | 5spot_SharedNeighbor | Water | Porous | Wet | R245fa | MinimizeLCOE_Brownfield | IgnoreSilica | 256.723 | 231.0561 | 29.8432 | 4 | 2032.983 | 2368.737 | 41.4451 | 48.2899 | 241.5746 | 0 | 311.6813 | 24084511.102 | 1491589.0822 | 25477610.2964 | 17925200.7288 | 0 | 366002.3004 | 0 | 27044516.2688 | 70364283.7383 | 48025069.4929 | 214778783.0098 | 961560.8286 | 26942342.5866 | 26942342.5866 | 1478867.319 | 11658658.1045 | 0 | 242682686.425 | 282762554.4351 | 562341.3252 | 119.3727 | 2032.983 | 2368.737 | 41.4451 | 48.2899
1 | 6600 | 707 | 0.04 | 15 | 15 | 7 | 7.4989e-10 | 5spot_SharedNeighbor | Water | Porous | Wet | R245fa | MinimizeLCOE_Brownfield | IgnoreSilica | 257.5 | 231.4863 | 29.9057 | 4 | 2031.6457 | 2366.6981 | 41.4178 | 48.2483 | 241.4288 | 0 | 294.9663 | 24116643.3721 | 1493532.6691 | 25515554.5324 | 17975095.25 | 0 | 356518.0056 | 0 | 27088364.0934 | 70478366.7835 | 48102933.5153 | 215127008.2214 | 961560.8286 | 26942342.5866 | 26942342.5866 | 1478867.319 | 11658658.1045 | 0 | 243030911.6366 | 283110779.6467 | 749894.2093 | 119.6227 | 2031.6457 | 2366.6981 | 41.4178 | 48.2483
1 | 6600 | 707 | 0.04 | 15 | 15 | 7 | 1e-09 | 5spot_SharedNeighbor | Water | Porous | Wet | R245fa | MinimizeLCOE_Brownfield | IgnoreSilica | 258.3381 | 231.9532 | 29.9699 | 4 | 2030.5729 | 2364.9077 | 41.396 | 48.2118 | 241.274 | 0 | 344.1603 | 24151493.4421 | 1495640.5634 | 25556714.4821 | 18028987.4456 | 0 | 351385.1607 | 0 | 27137846.2267 | 70607109.1441 | 48190802.8219 | 215519979.2867 | 961560.8286 | 26942342.5866 | 26942342.5866 | 1478867.319 | 11658658.1045 | 0 | 243423882.7019 | 283503750.712 | 1000000 | 119.8794 | 2030.5729 | 2364.9077 | 41.396 | 48.2118
1 | 6600 | 707 | 0.04 | 15 | 15 | 7 | 1.3335e-09 | 5spot_SharedNeighbor | Water | Porous | Wet | R245fa | MinimizeLCOE_Brownfield | IgnoreSilica | 258.7324 | 232.1699 | 30.0024 | 4 | 2029.7909 | 2363.7629 | 41.38 | 48.1885 | 241.1998 | 0 | 357.3911 | 24167659.6144 | 1496618.339 | 25575809.9006 | 18054309.227 | 0 | 344926.0427 | 0 | 27159336.0182 | 70663021.1736 | 48228963.9309 | 215690644.2464 | 961560.8286 | 26942342.5866 | 26942342.5866 | 1478867.319 | 11658658.1045 | 0 | 243594547.6616 | 283674415.6717 | 1333521.4322 | 120.0097 | 2029.7909 | 2363.7629 | 41.38 | 48.1885
1 | 6600 | 707 | 0.04 | 15 | 15 | 7 | 1.7783e-09 | 5spot_SharedNeighbor | Water | Porous | Wet | R245fa | MinimizeLCOE_Brownfield | IgnoreSilica | 259.0445 | 232.3412 | 30.0279 | 4 | 2029.2036 | 2362.8924 | 41.3681 | 48.1708 | 241.1411 | 0 | 359.7593 | 24180438.6118 | 1497391.2353 | 25590905.4024 | 18074352.2212 | 0 | 340201.7532 | 0 | 27176482.7973 | 70707633.5755 | 48259412.8119 | 215826818.4087 | 961560.8286 | 26942342.5866 | 26942342.5866 | 1478867.319 | 11658658.1045 | 0 | 243730721.8239 | 283810589.834 | 1778279.41 | 120.1115 | 2029.2036 | 2362.8924 | 41.3681 | 48.1708
1 | 6600 | 707 | 0.04 | 15 | 15 | 7 | 2.3714e-09 | 5spot_SharedNeighbor | Water | Porous | Wet | R245fa | MinimizeLCOE_Brownfield | IgnoreSilica | 259.264 | 232.4613 | 30.046 | 4 | 2028.7627 | 2362.2501 | 41.3591 | 48.1577 | 241.0997 | 0 | 500.6135 | 24189396.221 | 1497933.0004 | 25601487.323 | 18088444.6587 | 0 | 336445.9025 | 0 | 27188345.7712 | 70738498.6 | 48280478.8253 | 215921030.302 | 961560.8286 | 26942342.5866 | 26942342.5866 | 1478867.319 | 11658658.1045 | 0 | 243824933.7172 | 283904801.7273 | 2371373.7057 | 120.1841 | 2028.7627 | 2362.2501 | 41.3591 | 48.1577
1 | 6600 | 707 | 0.04 | 15 | 15 | 7 | 3.1623e-09 | 5spot_SharedNeighbor | Water | Porous | Wet | R245fa | MinimizeLCOE_Brownfield | IgnoreSilica | 259.4272 | 232.5504 | 30.0595 | 4 | 2028.4317 | 2361.7693 | 41.3523 | 48.1479 | 241.0689 | 0 | 509.0217 | 24196045.2615 | 1498335.1371 | 25609342.3354 | 18098920.7757 | 0 | 333588.7185 | 0 | 27197130.569 | 70761354.842 | 48296078.6801 | 215990796.3193 | 961560.8286 | 26942342.5866 | 26942342.5866 | 1478867.319 | 11658658.1045 | 0 | 243894699.7345 | 283974567.7446 | 3162277.6602 | 120.2381 | 2028.4317 | 2361.7693 | 41.3523 | 48.1479
1 | 6600 | 707 | 0.04 | 15 | 15 | 7 | 4.217e-09 | 5spot_SharedNeighbor | Water | Porous | Wet | R245fa | MinimizeLCOE_Brownfield | IgnoreSilica | 259.5561 | 232.6209 | 30.0701 | 4 | 2028.1833 | 2361.4041 | 41.3473 | 48.1404 | 241.0446 | 0 | 550.6784 | 24201298.9014 | 1498652.8772 | 25615549.0249 | 18107198.1003 | 0 | 331509.1142 | 0 | 27204141.127 | 70779594.8758 | 48308527.878 | 216046471.8988 | 961560.8286 | 26942342.5866 | 26942342.5866 | 1478867.319 | 11658658.1045 | 0 | 243950375.314 | 284030243.3241 | 4216965.0343 | 120.2802 | 2028.1833 | 2361.4041 | 41.3473 | 48.1404
1 | 6600 | 707 | 0.04 | 15 | 15 | 7 | 5.6234e-09 | 5spot_SharedNeighbor | Water | Porous | Wet | R245fa | MinimizeLCOE_Brownfield | IgnoreSilica | 259.6487 | 232.6714 | 30.0777 | 4 | 2027.997 | 2361.133 | 41.3435 | 48.1349 | 241.0271 | 0 | 545.9373 | 24205066.7369 | 1498880.7547 | 25620000.4659 | 18113144.0304 | 0 | 329894.2759 | 0 | 27209124.6429 | 70792560.9618 | 48317377.4981 | 216086049.3665 | 961560.8286 | 26942342.5866 | 26942342.5866 | 1478867.319 | 11658658.1045 | 0 | 243989952.7818 | 284069820.7919 | 5623413.2519 | 120.3108 | 2027.997 | 2361.133 | 41.3435 | 48.1349
1 | 6600 | 707 | 0.04 | 15 | 15 | 7 | 7.4989e-09 | 5spot_SharedNeighbor | Water | Porous | Wet | R245fa | MinimizeLCOE_Brownfield | IgnoreSilica | 259.707 | 232.7031 | 30.0827 | 4 | 2027.8572 | 2360.9377 | 41.3406 | 48.1309 | 241.016 | 0 | 567.4589 | 24207428.6879 | 1499023.6042 | 25622790.9892 | 18116887.7399 | 0 | 328548.8742 | 0 | 27212125.1593 | 70800367.69 | 48322705.7505 | 216109878.4952 | 961560.8286 | 26942342.5866 | 26942342.5866 | 1478867.319 | 11658658.1045 | 0 | 244013781.9105 | 284093649.9206 | 7498942.0933 | 120.3309 | 2027.8572 | 2360.9377 | 41.3406 | 48.1309
1 | 6600 | 707 | 0.04 | 15 | 15 | 7 | 1e-08 | 5spot_SharedNeighbor | Water | Porous | Wet | R245fa | MinimizeLCOE_Brownfield | IgnoreSilica | 259.8682 | 232.7922 | 30.094 | 4 | 2027.7521 | 2360.7073 | 41.3385 | 48.1262 | 240.9862 | 0 | 517.7045 | 24214073.4123 | 1499425.4713 | 25630641.5501 | 18127227.2011 | 0 | 328912.4345 | 0 | 27222109.227 | 70826344.1862 | 48340435.2429 | 216189168.7252 | 961560.8286 | 26942342.5866 | 26942342.5866 | 1478867.319 | 11658658.1045 | 0 | 244093072.1404 | 284172940.1505 | 10000000 | 120.3762 | 2027.7521 | 2360.7073 | 41.3385 | 48.1262
1 | 6700 | 707 | 0.04 | 15 | 15 | 7 | 1e-13 | 5spot_SharedNeighbor | Water | Porous | Wet | R245fa | MinimizeLCOE_Brownfield | IgnoreSilica | 1.3982 | 0.65099 | 0.07531 | 4 | 102897.23 | 238702.6733 | 2097.6992 | 4866.2769 | 178.8297 | 0 | 55.9567 | 378269.059 | 24423.3386 | 232314.3124 | 108567.021 | 0 | 63553.9071 | 0 | 314779.7788 | 818992.4143 | 558979.1514 | 2499878.9825 | 961560.8286 | 27535233.0938 | 27535233.0938 | 1478867.319 | 11895814.3074 | 0 | 30996672.9049 | 71906587.6252 | 100 | 0.30124 | 102897.23 | 238702.6733 | 2097.6992 | 4866.2769
1 | 6700 | 707 | 0.04 | 15 | 15 | 7 | 1.3335e-13 | 5spot_SharedNeighbor | Water | Porous | Wet | R245fa | MinimizeLCOE_Brownfield | IgnoreSilica | 1.7875 | 1.0368 | 0.12464 | 4 | 63989.544 | 146043.3011 | 1304.5134 | 2977.2902 | 194.7377 | 0 | 219.8367 | 523626.7287 | 33886.3718 | 337078.5525 | 138734.3043 | 0 | 66604.6126 | 0 | 428972.9223 | 1116099.5494 | 761760.876 | 3406763.9177 | 961560.8286 | 27535233.0938 | 27535233.0938 | 1478867.319 | 11895814.3074 | 0 | 31903557.8401 | 72813472.5603 | 133.3521 | 0.49857 | 63989.544 | 146043.3011 | 1304.5134 | 2977.2902
1 | 6700 | 707 | 0.04 | 15 | 15 | 7 | 1.7783e-13 | 5spot_SharedNeighbor | Water | Porous | Wet | R245fa | MinimizeLCOE_Brownfield | IgnoreSilica | 2.3126 | 1.5689 | 0.19249 | 4 | 42893.9429 | 96025.7223 | 874.451 | 1957.6142 | 209.2006 | 0 | 304.2577 | 699622.1194 | 45285.9411 | 469527.0684 | 177148.8445 | 0 | 71094.5917 | 0 | 570444.6403 | 1484179.9399 | 1012983.3058 | 4530286.4511 | 961560.8286 | 27535233.0938 | 27535233.0938 | 1478867.319 | 11895814.3074 | 0 | 33027080.3735 | 73936995.0937 | 177.8279 | 0.76997 | 42893.9429 | 96025.7223 | 874.451 | 1957.6142
1 | 6700 | 707 | 0.04 | 15 | 15 | 7 | 2.3714e-13 | 5spot_SharedNeighbor | Water | Porous | Wet | R245fa | MinimizeLCOE_Brownfield | IgnoreSilica | 2.9544 | 2.2348 | 0.27816 | 4 | 30831.4666 | 67600.2211 | 628.5412 | 1378.1219 | 220.8202 | 0 | 396.895 | 896489.477 | 58010.6302 | 623115.1003 | 223408.5659 | 0 | 73906.0369 | 0 | 731222.626 | 1902491.2784 | 1298489.3898 | 5807133.1043 | 961560.8286 | 27535233.0938 | 27535233.0938 | 1478867.319 | 11895814.3074 | 0 | 34303927.0267 | 75213841.747 | 237.1374 | 1.1126 | 30831.4666 | 67600.2211 | 628.5412 | 1378.1219
1 | 6700 | 707 | 0.04 | 15 | 15 | 7 | 3.1623e-13 | 5spot_SharedNeighbor | Water | Porous | Wet | R245fa | MinimizeLCOE_Brownfield | IgnoreSilica | 3.7559 | 3.0836 | 0.38801 | 4 | 23068.937 | 49427.5834 | 470.2915 | 1007.6481 | 230.3089 | 0 | 72.3538 | 1123890.0312 | 72675.4043 | 806178.0849 | 281311.1843 | 0 | 75238.7171 | 0 | 920124.4345 | 2393975.0351 | 1633937.1527 | 7307330.0442 | 961560.8286 | 27535233.0938 | 27535233.0938 | 1478867.319 | 11895814.3074 | 0 | 35804123.9666 | 76714038.6868 | 316.2278 | 1.552 | 23068.937 | 49427.5834 | 470.2915 | 1007.6481
1 | 6700 | 707 | 0.04 | 15 | 15 | 7 | 4.217e-13 | 5spot_SharedNeighbor | Water | Porous | Wet | R245fa | MinimizeLCOE_Brownfield | IgnoreSilica | 4.7816 | 4.1871 | 0.5313 | 4 | 17700.0402 | 36949.8179 | 360.8393 | 753.272 | 238.1544 | 0 | 83.7014 | 1393666.4605 | 90030.0399 | 1029714.1638 | 355640.8399 | 0 | 75362.1078 | 0 | 1148321.3086 | 2987696.4919 | 2039164.2467 | 9119595.6591 | 961560.8286 | 27535233.0938 | 27535233.0938 | 1478867.319 | 11895814.3074 | 0 | 37616389.5815 | 78526304.3017 | 421.6965 | 2.1252 | 17700.0402 | 36949.8179 | 360.8393 | 753.272
1 | 6700 | 707 | 0.04 | 15 | 15 | 7 | 5.6234e-13 | 5spot_SharedNeighbor | Water | Porous | Wet | R245fa | MinimizeLCOE_Brownfield | IgnoreSilica | 6.1117 | 5.6338 | 0.71955 | 4 | 13840.2765 | 28054.0075 | 282.1528 | 571.9189 | 244.5899 | 0 | 83.9633 | 1717675.618 | 110817.6231 | 1305650.2158 | 452392.0777 | 0 | 74206.152 | 0 | 1427689.2578 | 3714554.5894 | 2535259.8337 | 11338245.3675 | 961560.8286 | 27535233.0938 | 27535233.0938 | 1478867.319 | 11895814.3074 | 0 | 39835039.2899 | 80744954.0102 | 562.3413 | 2.8782 | 13840.2765 | 28054.0075 | 282.1528 | 571.9189
1 | 6700 | 707 | 0.04 | 15 | 15 | 7 | 7.4989e-13 | 5spot_SharedNeighbor | Water | Porous | Wet | R245fa | MinimizeLCOE_Brownfield | IgnoreSilica | 7.8368 | 7.5139 | 0.96442 | 4 | 11027.2354 | 21632.0068 | 224.8051 | 440.9977 | 249.6027 | 0 | 93.4719 | 2104541.5608 | 135566.3769 | 1643902.927 | 578091.3522 | 0 | 71867.9989 | 0 | 1768248.3842 | 4600619.578 | 3140017.3953 | 14042855.5732 | 961560.8286 | 27535233.0938 | 27535233.0938 | 1478867.319 | 11895814.3074 | 0 | 42539649.4956 | 83449564.2159 | 749.8942 | 3.8577 | 11027.2354 | 21632.0068 | 224.8051 | 440.9977
1 | 6700 | 707 | 0.04 | 15 | 15 | 7 | 1e-12 | 5spot_SharedNeighbor | Water | Porous | Wet | R245fa | MinimizeLCOE_Brownfield | IgnoreSilica | 10.1212 | 10.0558 | 1.2965 | 4 | 8862.513 | 16751.3468 | 180.6743 | 341.4989 | 254.1806 | 0 | 96.3833 | 2585541.1487 | 166240.6715 | 2075470.2189 | 745611.7562 | 0 | 65172.1061 | 0 | 2198834.0016 | 5720915.0293 | 3904642.0606 | 17462426.993 | 961560.8286 | 27535233.0938 | 27535233.0938 | 1478867.319 | 11895814.3074 | 0 | 45959220.9154 | 86869135.6357 | 1000 | 5.1858 | 8862.513 | 16751.3468 | 180.6743 | 341.4989
1 | 6700 | 707 | 0.04 | 15 | 15 | 7 | 1.3335e-12 | 5spot_SharedNeighbor | Water | Porous | Wet | R245fa | MinimizeLCOE_Brownfield | IgnoreSilica | 13.1032 | 13.3657 | 1.7289 | 4 | 7251.5153 | 13167.12 | 147.8319 | 268.4296 | 257.5825 | 0 | 105.3411 | 3162043.8254 | 202881.3546 | 2606028.6946 | 964333.9738 | 0 | 55336.0128 | 0 | 2726343.3058 | 7093386.0319 | 4841381.7213 | 21651734.9202 | 961560.8286 | 27535233.0938 | 27535233.0938 | 1478867.319 | 11895814.3074 | 0 | 50148528.8426 | 91058443.5629 | 1333.5214 | 6.9156 | 7251.5153 | 13167.12 | 147.8319 | 268.4296
1 | 6700 | 707 | 0.04 | 15 | 15 | 7 | 1.7783e-12 | 5spot_SharedNeighbor | Water | Porous | Wet | R245fa | MinimizeLCOE_Brownfield | IgnoreSilica | 17.0474 | 17.7557 | 2.3027 | 4 | 6011.5731 | 10453.0047 | 122.554 | 213.0986 | 260.2849 | 0 | 89.9791 | 3866670.8373 | 247504.5992 | 3270805.9505 | 1253957.091 | 0 | 38314.6883 | 0 | 3384128.7349 | 8804808.7879 | 6009462.9185 | 26875653.6076 | 961560.8286 | 27535233.0938 | 27535233.0938 | 1478867.319 | 11895814.3074 | 0 | 55372447.53 | 96282362.2502 | 1778.2794 | 9.211 | 6011.5731 | 10453.0047 | 122.554 | 213.0986
1 | 6700 | 707 | 0.04 | 15 | 15 | 7 | 2.3714e-12 | 5spot_SharedNeighbor | Water | Porous | Wet | R245fa | MinimizeLCOE_Brownfield | IgnoreSilica | 13.1226 | 13.3853 | 1.7385 | 4 | 7190.2536 | 13073.1121 | 146.583 | 266.5131 | 257.5796 | 0 | 92.0819 | 3165314.61 | 203088.881 | 2609075.4258 | 965724.1248 | 0 | 0 | 0 | 2707849.1862 | 7045268.1263 | 4808540.262 | 21504860.6162 | 961560.8286 | 27535233.0938 | 27535233.0938 | 1478867.319 | 11895814.3074 | 0 | 50001654.5387 | 90911569.2589 | 2371.3737 | 6.9541 | 7190.2536 | 13073.1121 | 146.583 | 266.5131
1 | 6700 | 707 | 0.04 | 15 | 15 | 7 | 3.1623e-12 | 5spot_SharedNeighbor | Water | Porous | Wet | R245fa | MinimizeLCOE_Brownfield | IgnoreSilica | 17.1354 | 17.8495 | 2.3183 | 4 | 5970.2041 | 10381.7473 | 121.7107 | 211.646 | 260.3005 | 0 | 64.1413 | 3881135.085 | 248418.9115 | 3284618.457 | 1260343.2466 | 0 | 0 | 0 | 3383061.123 | 8802031.0809 | 6007567.0763 | 26867174.9803 | 961560.8286 | 27535233.0938 | 27535233.0938 | 1478867.319 | 11895814.3074 | 0 | 55363968.9028 | 96273883.623 | 3162.2777 | 9.2734 | 5970.2041 | 10381.7473 | 121.7107 | 211.646
1 | 6700 | 707 | 0.04 | 15 | 15 | 7 | 4.217e-12 | 5spot_SharedNeighbor | Water | Porous | Wet | R245fa | MinimizeLCOE_Brownfield | IgnoreSilica | 22.3916 | 23.7073 | 3.0792 | 4 | 5034.0687 | 8355.5701 | 102.6263 | 170.3396 | 262.4069 | 0 | 59.3061 | 4746613.5259 | 303014.8534 | 4121827.3915 | 1646607.7591 | 0 | 0 | 0 | 4219044.7767 | 10977089.0638 | 7492088.8427 | 33506286.2131 | 961560.8286 | 27535233.0938 | 27535233.0938 | 1478867.319 | 11895814.3074 | 0 | 62003080.1355 | 102912994.8557 | 4216.965 | 12.3167 | 5034.0687 | 8355.5701 | 102.6263 | 170.3396
1 | 6700 | 707 | 0.04 | 15 | 15 | 7 | 5.6234e-12 | 5spot_SharedNeighbor | Water | Porous | Wet | R245fa | MinimizeLCOE_Brownfield | IgnoreSilica | 29.2984 | 31.4125 | 4.08 | 4 | 4304.965 | 6811.7266 | 87.7625 | 138.8663 | 264.0355 | 0 | 47.343 | 5796795.7654 | 368993.6595 | 5162581.5839 | 2154376.4683 | 0 | 0 | 0 | 5258271.516 | 13680943.865 | 9337525.3031 | 41759488.1612 | 961560.8286 | 27535233.0938 | 27535233.0938 | 1478867.319 | 11895814.3074 | 0 | 70256282.0836 | 111166196.8038 | 5623.4133 | 16.3198 | 4304.965 | 6811.7266 | 87.7625 | 138.8663
1 | 6700 | 707 | 0.04 | 15 | 15 | 7 | 7.4989e-12 | 5spot_SharedNeighbor | Water | Porous | Wet | R245fa | MinimizeLCOE_Brownfield | IgnoreSilica | 38.2654 | 41.4217 | 5.38 | 4 | 3736.3475 | 5637.3742 | 76.1705 | 114.9255 | 265.2747 | 0 | 43.0743 | 7056849.5308 | 447822.874 | 6441199.9132 | 2813830.3412 | 0 | 0 | 0 | 6536284.0371 | 17006070.2883 | 11606992.4116 | 51909049.3961 | 961560.8286 | 27535233.0938 | 27535233.0938 | 1478867.319 | 11895814.3074 | 0 | 80405843.3186 | 121315758.0388 | 7498.9421 | 21.5199 | 3736.3475 | 5637.3742 | 76.1705 | 114.9255
1 | 6700 | 707 | 0.04 | 15 | 15 | 7 | 1e-11 | 5spot_SharedNeighbor | Water | Porous | Wet | R245fa | MinimizeLCOE_Brownfield | IgnoreSilica | 49.771 | 54.2549 | 7.0468 | 4 | 3290.6108 | 4741.9773 | 67.0836 | 96.6716 | 266.1793 | 0 | 61.7175 | 8551908.4244 | 540946.1962 | 7993476.2871 | 3659860.259 | 0 | 0 | 0 | 8091014.555 | 21051160.1769 | 14367849.3788 | 64256215.2774 | 961560.8286 | 27535233.0938 | 27535233.0938 | 1478867.319 | 11895814.3074 | 0 | 92753009.1998 | 133662923.9201 | 10000 | 28.1872 | 3290.6108 | 4741.9773 | 67.0836 | 96.6716
1 | 6700 | 707 | 0.04 | 15 | 15 | 7 | 1.3335e-11 | 5spot_SharedNeighbor | Water | Porous | Wet | R245fa | MinimizeLCOE_Brownfield | IgnoreSilica | 64.1043 | 70.1538 | 9.1118 | 4 | 2944.5042 | 4066.9482 | 60.0277 | 82.9102 | 266.6849 | 0 | 57.8099 | 10271183.4554 | 647564.0784 | 9818058.3542 | 4712214.5953 | 0 | 0 | 0 | 9925117.9885 | 25823121.0845 | 17624810.7522 | 78822070.3086 | 961560.8286 | 27535233.0938 | 27535233.0938 | 1478867.319 | 11895814.3074 | 0 | 107318864.231 | 148228778.9513 | 13335.2143 | 36.4472 | 2944.5042 | 4066.9482 | 60.0277 | 82.9102
1 | 6700 | 707 | 0.04 | 15 | 15 | 7 | 1.7783e-11 | 5spot_SharedNeighbor | Water | Porous | Wet | R245fa | MinimizeLCOE_Brownfield | IgnoreSilica | 81.1541 | 88.7546 | 11.5277 | 4 | 2681.4513 | 3568.6584 | 54.665 | 72.7519 | 266.6006 | 0 | 76.42 | 12147941.5311 | 763449.8547 | 11850518.2351 | 5957991.4998 | 0 | 0 | 0 | 11980761.437 | 31171483.6671 | 21275178.1127 | 95147324.3375 | 961560.8286 | 27535233.0938 | 27535233.0938 | 1478867.319 | 11895814.3074 | 0 | 123644118.2599 | 164554032.9802 | 17782.7941 | 46.1109 | 2681.4513 | 3568.6584 | 54.665 | 72.7519
1 | 6700 | 707 | 0.04 | 15 | 15 | 7 | 2.3714e-11 | 5spot_SharedNeighbor | Water | Porous | Wet | R245fa | MinimizeLCOE_Brownfield | IgnoreSilica | 100.2721 | 108.9453 | 14.1502 | 4 | 2487.0333 | 3209.815 | 50.7015 | 65.4364 | 265.753 | 0 | 75.8352 | 14063093.4447 | 881237.6429 | 13962129.2926 | 7342078.7735 | 0 | 0 | 0 | 14136930.27 | 36781392.6793 | 25104056.2857 | 112270918.3886 | 961560.8286 | 27535233.0938 | 27535233.0938 | 1478867.319 | 11895814.3074 | 0 | 140767712.3111 | 181677627.0313 | 23713.7371 | 56.6007 | 2487.0333 | 3209.815 | 50.7015 | 65.4364
1 | 6700 | 707 | 0.04 | 15 | 15 | 7 | 3.1623e-11 | 5spot_SharedNeighbor | Water | Porous | Wet | R245fa | MinimizeLCOE_Brownfield | IgnoreSilica | 120.2332 | 129.0266 | 16.7584 | 4 | 2347.9967 | 2958.287 | 47.8671 | 60.3087 | 264.1533 | 0 | 75.1817 | 15870689.9418 | 992024.7437 | 15985572.1963 | 8768493.3913 | 0 | 0 | 0 | 16230544.3065 | 42228546.9431 | 28821850.9985 | 128897722.5212 | 961560.8286 | 27535233.0938 | 27535233.0938 | 1478867.319 | 11895814.3074 | 0 | 157394516.4437 | 198304431.1639 | 31622.7766 | 67.0335 | 2347.9967 | 2958.287 | 47.8671 | 60.3087
1 | 6700 | 707 | 0.04 | 15 | 15 | 7 | 4.217e-11 | 5spot_SharedNeighbor | Water | Porous | Wet | R245fa | MinimizeLCOE_Brownfield | IgnoreSilica | 139.7005 | 147.4604 | 19.1526 | 4 | 2250.9819 | 2784.9808 | 45.8893 | 56.7756 | 262.0131 | 0 | 65.2001 | 17461265.2497 | 1089230.3657 | 17787914.232 | 10138894.8327 | 0 | 0 | 0 | 18126148.8252 | 47160521.0588 | 32188024.6744 | 143951999.2384 | 961560.8286 | 27535233.0938 | 27535233.0938 | 1478867.319 | 11895814.3074 | 0 | 172448793.1608 | 213358707.8811 | 42169.6503 | 76.6105 | 2250.9819 | 2784.9808 | 45.8893 | 56.7756
1 | 6700 | 707 | 0.04 | 15 | 15 | 7 | 5.6234e-11 | 5spot_SharedNeighbor | Water | Porous | Wet | R245fa | MinimizeLCOE_Brownfield | IgnoreSilica | 157.7294 | 163.8558 | 21.2821 | 4 | 2181.2434 | 2661.8105 | 44.4676 | 54.2646 | 259.9479 | 0 | 87.2554 | 18829507.4536 | 1172654.8614 | 19353260.0927 | 11395667.5541 | 0 | 0 | 0 | 19792925.0851 | 51497130.9843 | 35147850.057 | 157188996.0882 | 961560.8286 | 27535233.0938 | 27535233.0938 | 1478867.319 | 11895814.3074 | 0 | 185685790.0107 | 226595704.7309 | 56234.1325 | 85.1284 | 2181.2434 | 2661.8105 | 44.4676 | 54.2646
1 | 6700 | 707 | 0.04 | 15 | 15 | 7 | 7.4989e-11 | 5spot_SharedNeighbor | Water | Porous | Wet | R245fa | MinimizeLCOE_Brownfield | IgnoreSilica | 173.4394 | 177.4024 | 23.0416 | 4 | 2133.0158 | 2576.8864 | 43.4844 | 52.5333 | 257.9387 | 0 | 83.2504 | 19931208.1732 | 1239705.724 | 20623021.8787 | 12478478.4661 | 0 | 0 | 0 | 21166241.5544 | 55070218.7313 | 37586555.864 | 168095430.3916 | 961560.8286 | 27535233.0938 | 27535233.0938 | 1478867.319 | 11895814.3074 | 0 | 196592224.3141 | 237502139.0343 | 74989.4209 | 92.1663 | 2133.0158 | 2576.8864 | 43.4844 | 52.5333
1 | 6700 | 707 | 0.04 | 15 | 15 | 7 | 1e-10 | 5spot_SharedNeighbor | Water | Porous | Wet | R245fa | MinimizeLCOE_Brownfield | IgnoreSilica | 186.6648 | 188.2468 | 24.4501 | 4 | 2099.4995 | 2517.7999 | 42.8011 | 51.3288 | 256.1087 | 0 | 66.8612 | 20796222.9391 | 1292278.9474 | 21625530.713 | 13380086.1475 | 0 | 0 | 0 | 22266706.3113 | 57933402.2926 | 39540737.4771 | 176834964.8279 | 961560.8286 | 27535233.0938 | 27535233.0938 | 1478867.319 | 11895814.3074 | 0 | 205331758.7504 | 246241673.4706 | 100000 | 97.8003 | 2099.4995 | 2517.7999 | 42.8011 | 51.3288
1 | 6700 | 707 | 0.04 | 15 | 15 | 7 | 1.3335e-10 | 5spot_SharedNeighbor | Water | Porous | Wet | R245fa | MinimizeLCOE_Brownfield | IgnoreSilica | 197.1984 | 196.5044 | 25.5226 | 4 | 2076.6986 | 2477.4209 | 42.3363 | 50.5056 | 254.5631 | 0 | 74.1941 | 21445561.4583 | 1331703.4931 | 22381155.831 | 14092215.5965 | 0 | 0 | 0 | 23107748.1878 | 60121620.7338 | 41034241.5266 | 183514246.8273 | 961560.8286 | 27535233.0938 | 27535233.0938 | 1478867.319 | 11895814.3074 | 0 | 212011040.7497 | 252920955.47 | 133352.1432 | 102.0904 | 2076.6986 | 2477.4209 | 42.3363 | 50.5056
1 | 6700 | 707 | 0.04 | 15 | 15 | 7 | 1.7783e-10 | 5spot_SharedNeighbor | Water | Porous | Wet | R245fa | MinimizeLCOE_Brownfield | IgnoreSilica | 254.3339 | 235.3095 | 30.3661 | 4 | 2020.4153 | 2357.2212 | 41.1889 | 48.0551 | 245.0549 | 0 | 220.4542 | 24401455.4513 | 1510756.867 | 25852126.2894 | 17862255.1334 | 0 | 406974.8464 | 0 | 27313091.7491 | 71063062.0457 | 48502000.0461 | 216911722.4283 | 961560.8286 | 27535233.0938 | 27535233.0938 | 1478867.319 | 11895814.3074 | 0 | 245408516.3507 | 286318431.071 | 177827.941 | 121.4644 | 2020.4153 | 2357.2212 | 41.1889 | 48.0551
1 | 6700 | 707 | 0.04 | 15 | 15 | 7 | 2.3714e-10 | 5spot_SharedNeighbor | Water | Porous | Wet | R245fa | MinimizeLCOE_Brownfield | IgnoreSilica | 256.6339 | 236.62 | 30.5531 | 4 | 2016.7466 | 2351.491 | 41.1141 | 47.9383 | 244.618 | 0 | 236.2369 | 24498786.0383 | 1516641.6654 | 25967244.9998 | 18010148.6858 | 0 | 383930.6519 | 0 | 27446933.296 | 71411290.2961 | 48739672.9824 | 217974648.6157 | 961560.8286 | 27535233.0938 | 27535233.0938 | 1478867.319 | 11895814.3074 | 0 | 246471442.5382 | 287381357.2584 | 237137.3706 | 122.2124 | 2016.7466 | 2351.491 | 41.1141 | 47.9383
1 | 6700 | 707 | 0.04 | 15 | 15 | 7 | 3.1623e-10 | 5spot_SharedNeighbor | Water | Porous | Wet | R245fa | MinimizeLCOE_Brownfield | IgnoreSilica | 258.3239 | 237.5704 | 30.6901 | 4 | 2013.9913 | 2347.2413 | 41.0579 | 47.8517 | 244.2946 | 0 | 372.0261 | 24569280.5076 | 1520903.4778 | 26050654.6419 | 18118716.1507 | 0 | 364824.5492 | 0 | 27543507.9376 | 71662557.7033 | 48911168.1508 | 218741613.119 | 961560.8286 | 27535233.0938 | 27535233.0938 | 1478867.319 | 11895814.3074 | 0 | 247238407.0414 | 288148321.7616 | 316227.766 | 122.7604 | 2013.9913 | 2347.2413 | 41.0579 | 47.8517
1 | 6700 | 707 | 0.04 | 15 | 15 | 7 | 4.217e-10 | 5spot_SharedNeighbor | Water | Porous | Wet | R245fa | MinimizeLCOE_Brownfield | IgnoreSilica | 259.7466 | 238.3657 | 30.8028 | 4 | 2011.8996 | 2343.9299 | 41.0153 | 47.7842 | 244.0224 | 0 | 371.3579 | 24628203.3856 | 1524465.4472 | 26120392.9994 | 18210134.9389 | 0 | 351212.9462 | 0 | 27625419.7897 | 71875675.5401 | 49056625.4535 | 219392130.5006 | 961560.8286 | 27535233.0938 | 27535233.0938 | 1478867.319 | 11895814.3074 | 0 | 247888924.423 | 288798839.1433 | 421696.5034 | 123.2114 | 2011.8996 | 2343.9299 | 41.0153 | 47.7842
1 | 6700 | 707 | 0.04 | 15 | 15 | 7 | 5.6234e-10 | 5spot_SharedNeighbor | Water | Porous | Wet | R245fa | MinimizeLCOE_Brownfield | IgnoreSilica | 260.8324 | 238.9654 | 30.8875 | 4 | 2010.3728 | 2341.4927 | 40.9842 | 47.7345 | 243.813 | 0 | 487.474 | 24672602.4902 | 1527149.2716 | 26172953.8953 | 18279597.897 | 0 | 341259.2751 | 0 | 27687489.5034 | 72037168.2028 | 49166847.5142 | 219885068.0497 | 961560.8286 | 27535233.0938 | 27535233.0938 | 1478867.319 | 11895814.3074 | 0 | 248381861.9721 | 289291776.6923 | 562341.3252 | 123.5502 | 2010.3728 | 2341.4927 | 40.9842 | 47.7345
1 | 6700 | 707 | 0.04 | 15 | 15 | 7 | 7.4989e-10 | 5spot_SharedNeighbor | Water | Porous | Wet | R245fa | MinimizeLCOE_Brownfield | IgnoreSilica | 261.4003 | 239.2755 | 30.9353 | 4 | 2009.1914 | 2339.8004 | 40.9601 | 47.7 | 243.7022 | 0 | 496.4735 | 24695550.0644 | 1528536.3453 | 26200123.9745 | 18315874.1811 | 0 | 330194.396 | 0 | 27717408.7949 | 72115012.0621 | 49219977.5477 | 220122677.3661 | 961560.8286 | 27535233.0938 | 27535233.0938 | 1478867.319 | 11895814.3074 | 0 | 248619471.2885 | 289529386.0087 | 749894.2093 | 123.7411 | 2009.1914 | 2339.8004 | 40.9601 | 47.7
1 | 6700 | 707 | 0.04 | 15 | 15 | 7 | 1e-09 | 5spot_SharedNeighbor | Water | Porous | Wet | R245fa | MinimizeLCOE_Brownfield | IgnoreSilica | 261.9534 | 239.5782 | 30.9792 | 4 | 2008.3119 | 2338.4525 | 40.9422 | 47.6725 | 243.595 | 0 | 504.6123 | 24717934.6698 | 1529889.3543 | 26226630.1852 | 18351228.8811 | 0 | 323292.9888 | 0 | 27748100.6709 | 72194866.0277 | 49274479.52 | 220366422.2979 | 961560.8286 | 27535233.0938 | 27535233.0938 | 1478867.319 | 11895814.3074 | 0 | 248863216.2203 | 289773130.9406 | 1000000 | 123.9166 | 2008.3119 | 2338.4525 | 40.9422 | 47.6725
1 | 6700 | 707 | 0.04 | 15 | 15 | 7 | 1.3335e-09 | 5spot_SharedNeighbor | Water | Porous | Wet | R245fa | MinimizeLCOE_Brownfield | IgnoreSilica | 262.3601 | 239.7999 | 31.0115 | 4 | 2007.6514 | 2337.4478 | 40.9287 | 47.652 | 243.516 | 0 | 547.3908 | 24734333.5273 | 1530880.5399 | 26246050.1966 | 18377226.3426 | 0 | 317917.5315 | 0 | 27770499.1737 | 72253142.3374 | 49314254.2989 | 220544303.9477 | 961560.8286 | 27535233.0938 | 27535233.0938 | 1478867.319 | 11895814.3074 | 0 | 249041097.8702 | 289951012.5904 | 1333521.4322 | 124.046 | 2007.6514 | 2337.4478 | 40.9287 | 47.652
1 | 6700 | 707 | 0.04 | 15 | 15 | 7 | 1.7783e-09 | 5spot_SharedNeighbor | Water | Porous | Wet | R245fa | MinimizeLCOE_Brownfield | IgnoreSilica | 262.6649 | 239.9658 | 31.0357 | 4 | 2007.1556 | 2336.6947 | 40.9186 | 47.6367 | 243.4567 | 0 | 282.0036 | 24746593.6386 | 1531621.5575 | 26260569.9127 | 18396711.4725 | 0 | 313822.7876 | 0 | 27787234.5539 | 72296684.3636 | 49343972.6265 | 220677210.9128 | 961560.8286 | 27535233.0938 | 27535233.0938 | 1478867.319 | 11895814.3074 | 0 | 249174004.8352 | 290083919.5554 | 1778279.41 | 124.1428 | 2007.1556 | 2336.6947 | 40.9186 | 47.6367
1 | 6700 | 707 | 0.04 | 15 | 15 | 7 | 2.3714e-09 | 5spot_SharedNeighbor | Water | Porous | Wet | R245fa | MinimizeLCOE_Brownfield | IgnoreSilica | 262.8935 | 240.0899 | 31.0538 | 4 | 2006.7835 | 2336.1301 | 40.911 | 47.6252 | 243.4122 | 0 | 284.1212 | 24755768.0535 | 1532176.0645 | 26271435.7421 | 18411319.9965 | 0 | 310715.9534 | 0 | 27799752.1659 | 72329252.6224 | 49366201.1323 | 220776621.7305 | 961560.8286 | 27535233.0938 | 27535233.0938 | 1478867.319 | 11895814.3074 | 0 | 249273415.6529 | 290183330.3732 | 2371373.7057 | 124.2154 | 2006.7835 | 2336.1301 | 40.911 | 47.6252
1 | 6700 | 707 | 0.04 | 15 | 15 | 7 | 3.1623e-09 | 5spot_SharedNeighbor | Water | Porous | Wet | R245fa | MinimizeLCOE_Brownfield | IgnoreSilica | 263.0728 | 240.1872 | 31.068 | 4 | 2006.5043 | 2335.7014 | 40.9053 | 47.6164 | 243.3773 | 0 | 345.9935 | 24762962.3724 | 1532610.8891 | 26279956.7325 | 18422781.4987 | 0 | 308456.6904 | 0 | 27809639.5914 | 72354977.6754 | 49383759.0096 | 220855144.4594 | 961560.8286 | 27535233.0938 | 27535233.0938 | 1478867.319 | 11895814.3074 | 0 | 249351938.3818 | 290261853.1021 | 3162277.6602 | 124.2718 | 2006.5043 | 2335.7014 | 40.9053 | 47.6164
1 | 6700 | 707 | 0.04 | 15 | 15 | 7 | 4.217e-09 | 5spot_SharedNeighbor | Water | Porous | Wet | R245fa | MinimizeLCOE_Brownfield | IgnoreSilica | 263.376 | 240.3498 | 31.0892 | 4 | 2006.2775 | 2335.2492 | 40.9007 | 47.6072 | 243.3174 | 0 | 273.359 | 24774974.2597 | 1533336.8795 | 26294184.2872 | 18442131.7547 | 0 | 308190.3581 | 0 | 27827598.8403 | 72401703.9571 | 49415650.657 | 220997770.9937 | 961560.8286 | 27535233.0938 | 27535233.0938 | 1478867.319 | 11895814.3074 | 0 | 249494564.9161 | 290404479.6364 | 4216965.0343 | 124.357 | 2006.2775 | 2335.2492 | 40.9007 | 47.6072
1 | 6700 | 707 | 0.04 | 15 | 15 | 7 | 5.6234e-09 | 5spot_SharedNeighbor | Water | Porous | Wet | R245fa | MinimizeLCOE_Brownfield | IgnoreSilica | 264.1506 | 240.7767 | 31.1405 | 4 | 2006.1305 | 2334.5606 | 40.8977 | 47.5932 | 243.1708 | 0 | 318.0814 | 24806509.9546 | 1535242.8273 | 26331540.5661 | 18491775.7094 | 0 | 314648.3979 | 0 | 27877089.8076 | 72530469.3019 | 49503535.6507 | 221390812.2155 | 961560.8286 | 27535233.0938 | 27535233.0938 | 1478867.319 | 11895814.3074 | 0 | 249887606.1379 | 290797520.8581 | 5623413.2519 | 124.562 | 2006.1305 | 2334.5606 | 40.8977 | 47.5932
1 | 6700 | 707 | 0.04 | 15 | 15 | 7 | 7.4989e-09 | 5spot_SharedNeighbor | Water | Porous | Wet | R245fa | MinimizeLCOE_Brownfield | IgnoreSilica | 264.4406 | 240.9376 | 31.1602 | 4 | 2006.0284 | 2334.2504 | 40.8956 | 47.5869 | 243.1167 | 0 | 330.5688 | 24818395.4708 | 1535961.1435 | 26345621.1703 | 18510390.2014 | 0 | 316415.7483 | 0 | 27895445.6564 | 72578227.4552 | 49536131.5716 | 221536588.4175 | 961560.8286 | 27535233.0938 | 27535233.0938 | 1478867.319 | 11895814.3074 | 0 | 250033382.34 | 290943297.0602 | 7498942.0933 | 124.641 | 2006.0284 | 2334.2504 | 40.8956 | 47.5869
1 | 6700 | 707 | 0.04 | 15 | 15 | 7 | 1e-08 | 5spot_SharedNeighbor | Water | Porous | Wet | R245fa | MinimizeLCOE_Brownfield | IgnoreSilica | 264.4749 | 240.9586 | 31.1634 | 4 | 2005.9524 | 2334.1413 | 40.8941 | 47.5846 | 243.1113 | 0 | 312.6618 | 24819945.8147 | 1536054.8397 | 26347457.896 | 18512621.391 | 0 | 315781.7101 | 0 | 27897426.0441 | 72583380.0177 | 49539648.3014 | 221552316.0147 | 961560.8286 | 27535233.0938 | 27535233.0938 | 1478867.319 | 11895814.3074 | 0 | 250049109.9371 | 290959024.6574 | 10000000 | 124.6536 | 2005.9524 | 2334.1413 | 40.8941 | 47.5846
1 | 6800 | 707 | 0.04 | 15 | 15 | 7 | 1e-13 | 5spot_SharedNeighbor | Water | Porous | Wet | R245fa | MinimizeLCOE_Brownfield | IgnoreSilica | 1.4176 | 0.68575 | 0.080166 | 4 | 98784.6242 | 228977.7939 | 2013.8582 | 4668.022 | 181.2603 | 0 | 34.8623 | 392406.5789 | 25372.4343 | 242167.7665 | 110909.5844 | 0 | 62480.1735 | 0 | 325001.2496 | 845586.5846 | 577130.2191 | 2581054.5908 | 961560.8286 | 28133983.6919 | 28133983.6919 | 1478867.319 | 12135314.5466 | 0 | 31676599.1114 | 73424764.6689 | 100 | 0.32066 | 98784.6242 | 228977.7939 | 2013.8582 | 4668.022
1 | 6800 | 707 | 0.04 | 15 | 15 | 7 | 1.3335e-13 | 5spot_SharedNeighbor | Water | Porous | Wet | R245fa | MinimizeLCOE_Brownfield | IgnoreSilica | 1.8459 | 1.1186 | 0.13517 | 4 | 60439.8252 | 137655.2481 | 1232.1476 | 2806.2884 | 198.5092 | 0 | 163.6329 | 552171.8258 | 35736.8448 | 358196.2114 | 143601.3152 | 0 | 66975.4322 | 0 | 451105.8355 | 1173684.8493 | 801064.0265 | 3582536.3406 | 961560.8286 | 28133983.6919 | 28133983.6919 | 1478867.319 | 12135314.5466 | 0 | 32678080.8612 | 74426246.4187 | 133.3521 | 0.54067 | 60439.8252 | 137655.2481 | 1232.1476 | 2806.2884
1 | 6800 | 707 | 0.04 | 15 | 15 | 7 | 1.7783e-13 | 5spot_SharedNeighbor | Water | Porous | Wet | R245fa | MinimizeLCOE_Brownfield | IgnoreSilica | 2.371 | 1.663 | 0.20497 | 4 | 41229.9815 | 92150.3564 | 840.5289 | 1878.6097 | 212.627 | 0 | 205.1055 | 728744.3422 | 47170.0438 | 491917.7575 | 181942.7936 | 0 | 70198.5497 | 0 | 592789.6598 | 1542317.0969 | 1052663.1101 | 4707743.3535 | 961560.8286 | 28133983.6919 | 28133983.6919 | 1478867.319 | 12135314.5466 | 0 | 33803287.874 | 75551453.4316 | 177.8279 | 0.81987 | 41229.9815 | 92150.3564 | 840.5289 | 1878.6097
1 | 6800 | 707 | 0.04 | 15 | 15 | 7 | 2.3714e-13 | 5spot_SharedNeighbor | Water | Porous | Wet | R245fa | MinimizeLCOE_Brownfield | IgnoreSilica | 3.0128 | 2.345 | 0.29316 | 4 | 29922.8313 | 65525.2246 | 610.0174 | 1335.8203 | 224.0681 | 0 | 387.8519 | 927294.4375 | 59999.2507 | 647586.3666 | 228368.8344 | 0 | 71574.6081 | 0 | 754581.1639 | 1963265.4027 | 1339968.9784 | 5992639.0424 | 961560.8286 | 28133983.6919 | 28133983.6919 | 1478867.319 | 12135314.5466 | 0 | 35088183.5629 | 76836349.1204 | 237.1374 | 1.1726 | 29922.8313 | 65525.2246 | 610.0174 | 1335.8203
1 | 6800 | 707 | 0.04 | 15 | 15 | 7 | 3.1623e-13 | 5spot_SharedNeighbor | Water | Porous | Wet | R245fa | MinimizeLCOE_Brownfield | IgnoreSilica | 3.8459 | 3.2497 | 0.41048 | 4 | 22329.811 | 47756.5283 | 455.2234 | 973.5814 | 233.7762 | 0 | 83.3582 | 1166112.6973 | 75394.5492 | 840741.3504 | 288912.2578 | 0 | 72231.5292 | 0 | 952923.0297 | 2479310.252 | 1692180.1917 | 7567805.8573 | 961560.8286 | 28133983.6919 | 28133983.6919 | 1478867.319 | 12135314.5466 | 0 | 36663350.3779 | 78411515.9354 | 316.2278 | 1.6419 | 22329.811 | 47756.5283 | 455.2234 | 973.5814
1 | 6800 | 707 | 0.04 | 15 | 15 | 7 | 4.217e-13 | 5spot_SharedNeighbor | Water | Porous | Wet | R245fa | MinimizeLCOE_Brownfield | IgnoreSilica | 4.8937 | 4.4064 | 0.56117 | 4 | 17165.6913 | 35764.4253 | 349.9458 | 729.1062 | 241.6298 | 0 | 81.6163 | 1444646.7792 | 93304.6929 | 1072628.4445 | 365342.2485 | 0 | 70616.1031 | 0 | 1188149.9246 | 3091322.3808 | 2109891.0452 | 9435901.6189 | 961560.8286 | 28133983.6919 | 28133983.6919 | 1478867.319 | 12135314.5466 | 0 | 38531446.1394 | 80279611.697 | 421.6965 | 2.2447 | 17165.6913 | 35764.4253 | 349.9458 | 729.1062
1 | 6800 | 707 | 0.04 | 15 | 15 | 7 | 5.6234e-13 | 5spot_SharedNeighbor | Water | Porous | Wet | R245fa | MinimizeLCOE_Brownfield | IgnoreSilica | 6.258 | 5.9294 | 0.75998 | 4 | 13430.6651 | 27163.9275 | 273.8023 | 553.7734 | 248.0849 | 0 | 64.1256 | 1780723.3237 | 114856.0323 | 1360167.9411 | 465293.5658 | 0 | 67071.9992 | 0 | 1477364.0162 | 3843798.1212 | 2623471.1998 | 11732746.1993 | 961560.8286 | 28133983.6919 | 28133983.6919 | 1478867.319 | 12135314.5466 | 0 | 40828290.7198 | 82576456.2774 | 562.3413 | 3.0399 | 13430.6651 | 27163.9275 | 273.8023 | 553.7734
1 | 6800 | 707 | 0.04 | 15 | 15 | 7 | 7.4989e-13 | 5spot_SharedNeighbor | Water | Porous | Wet | R245fa | MinimizeLCOE_Brownfield | IgnoreSilica | 8.007 | 7.8843 | 1.0155 | 4 | 10731.8731 | 21009.6528 | 218.7837 | 428.3102 | 253.0252 | 0 | 80.8673 | 2177260.8464 | 140210.3905 | 1708417.9371 | 593656.2336 | 0 | 61098.3823 | 0 | 1825451.0781 | 4749449.2536 | 3241596.707 | 14497140.8287 | 961560.8286 | 28133983.6919 | 28133983.6919 | 1478867.319 | 12135314.5466 | 0 | 43592685.3492 | 85340850.9067 | 749.8942 | 4.062 | 10731.8731 | 21009.6528 | 218.7837 | 428.3102
1 | 6800 | 707 | 0.04 | 15 | 15 | 7 | 1e-12 | 5spot_SharedNeighbor | Water | Porous | Wet | R245fa | MinimizeLCOE_Brownfield | IgnoreSilica | 10.3453 | 10.5597 | 1.3662 | 4 | 8623.2814 | 16262.7158 | 175.7973 | 331.5375 | 257.6691 | 0 | 91.354 | 2676481.7179 | 172029.1291 | 2158264.8688 | 766560.5101 | 0 | 47682.7135 | 0 | 2270197.3864 | 5906587.9178 | 4031367.6222 | 18029171.8658 | 961560.8286 | 28133983.6919 | 28133983.6919 | 1478867.319 | 12135314.5466 | 0 | 47124716.3863 | 88872881.9439 | 1000 | 5.4648 | 8623.2814 | 16262.7158 | 175.7973 | 331.5375
1 | 6800 | 707 | 0.04 | 15 | 15 | 7 | 1.3335e-12 | 5spot_SharedNeighbor | Water | Porous | Wet | R245fa | MinimizeLCOE_Brownfield | IgnoreSilica | 13.381 | 14.0213 | 1.8201 | 4 | 7060.6929 | 12795.1589 | 143.9418 | 260.8466 | 261.0658 | 0 | 90.0485 | 3271064.2863 | 209796.4943 | 2707788.4153 | 990993.7867 | 0 | 22816.467 | 0 | 2808959.1854 | 7308335.6036 | 4988089.2207 | 22307843.4594 | 961560.8286 | 28133983.6919 | 28133983.6919 | 1478867.319 | 12135314.5466 | 0 | 51403387.9799 | 93151553.5374 | 1333.5214 | 7.2802 | 7060.6929 | 12795.1589 | 143.9418 | 260.8466
1 | 6800 | 707 | 0.04 | 15 | 15 | 7 | 1.7783e-12 | 5spot_SharedNeighbor | Water | Porous | Wet | R245fa | MinimizeLCOE_Brownfield | IgnoreSilica | 10.4768 | 10.7085 | 1.3909 | 4 | 8478.6049 | 15982.6492 | 172.8478 | 325.8279 | 257.8458 | 0 | 88.9209 | 2703104.1755 | 173723.0459 | 2182569.6254 | 776261.3842 | 0 | 0 | 0 | 2275906.7101 | 5921442.407 | 4041506.1162 | 18074513.4643 | 961560.8286 | 28133983.6919 | 28133983.6919 | 1478867.319 | 12135314.5466 | 0 | 47170057.9848 | 88918223.5423 | 1778.2794 | 5.5634 | 8478.6049 | 15982.6492 | 172.8478 | 325.8279
1 | 6800 | 707 | 0.04 | 15 | 15 | 7 | 2.3714e-12 | 5spot_SharedNeighbor | Water | Porous | Wet | R245fa | MinimizeLCOE_Brownfield | IgnoreSilica | 13.622 | 14.294 | 1.8566 | 4 | 6957.261 | 12579.0003 | 141.8332 | 256.4399 | 261.2492 | 0 | 107.1043 | 3315987.9456 | 212644.7755 | 2749842.7377 | 1008778.6158 | 0 | 0 | 0 | 2842029.0891 | 7394376.7096 | 5046814.0435 | 22570473.9169 | 961560.8286 | 28133983.6919 | 28133983.6919 | 1478867.319 | 12135314.5466 | 0 | 51666018.4374 | 93414183.9949 | 2371.3737 | 7.4262 | 6957.261 | 12579.0003 | 141.8332 | 256.4399
1 | 6800 | 707 | 0.04 | 15 | 15 | 7 | 3.1623e-12 | 5spot_SharedNeighbor | Water | Porous | Wet | R245fa | MinimizeLCOE_Brownfield | IgnoreSilica | 17.7636 | 19.0286 | 2.4715 | 4 | 5792.068 | 10015.0376 | 118.0791 | 204.1701 | 263.921 | 0 | 85.8936 | 4061195.8435 | 259795.5073 | 3457084.9465 | 1315362.5343 | 0 | 0 | 0 | 3546441.1443 | 9227112.3823 | 6297693.7991 | 28164686.1572 | 961560.8286 | 28133983.6919 | 28133983.6919 | 1478867.319 | 12135314.5466 | 0 | 57260230.6778 | 99008396.2353 | 3162.2777 | 9.886 | 5792.068 | 10015.0376 | 118.0791 | 204.1701
1 | 6800 | 707 | 0.04 | 15 | 15 | 7 | 4.217e-12 | 5spot_SharedNeighbor | Water | Porous | Wet | R245fa | MinimizeLCOE_Brownfield | IgnoreSilica | 23.2152 | 25.2717 | 3.2824 | 4 | 4891.4193 | 8071.1482 | 99.7182 | 164.5413 | 266.0007 | 0 | 90.8224 | 4966894.6072 | 316877.3114 | 4338027.9523 | 1719284.7982 | 0 | 0 | 0 | 4423023.021 | 11507798.6138 | 7854309.0155 | 35126215.3194 | 961560.8286 | 28133983.6919 | 28133983.6919 | 1478867.319 | 12135314.5466 | 0 | 64221759.8399 | 105969925.3974 | 4216.965 | 13.1295 | 4891.4193 | 8071.1482 | 99.7182 | 164.5413
1 | 6800 | 707 | 0.04 | 15 | 15 | 7 | 5.6234e-12 | 5spot_SharedNeighbor | Water | Porous | Wet | R245fa | MinimizeLCOE_Brownfield | IgnoreSilica | 30.3453 | 33.4457 | 4.344 | 4 | 4191.7867 | 6594.3991 | 85.4552 | 134.4357 | 267.6015 | 0 | 90.6533 | 6061055.0261 | 385554.3553 | 5428220.1554 | 2247873.6769 | 0 | 0 | 0 | 5507854.2534 | 14330306.951 | 9780728.9524 | 43741593.3706 | 961560.8286 | 28133983.6919 | 28133983.6919 | 1478867.319 | 12135314.5466 | 0 | 72837137.8911 | 114585303.4487 | 5623.4133 | 17.3762 | 4191.7867 | 6594.3991 | 85.4552 | 134.4357
1 | 6800 | 707 | 0.04 | 15 | 15 | 7 | 7.4989e-12 | 5spot_SharedNeighbor | Water | Porous | Wet | R245fa | MinimizeLCOE_Brownfield | IgnoreSilica | 39.6273 | 44.0919 | 5.7268 | 4 | 3643.4671 | 5465.9608 | 74.277 | 111.431 | 268.822 | 0 | 81.9396 | 7377662.7244 | 467840.6724 | 6771292.6025 | 2936160.9311 | 0 | 0 | 0 | 6845653.2029 | 17810985.3973 | 12156363.5128 | 54365959.0434 | 961560.8286 | 28133983.6919 | 28133983.6919 | 1478867.319 | 12135314.5466 | 0 | 83461503.5639 | 125209669.1214 | 7498.9421 | 22.9072 | 3643.4671 | 5465.9608 | 74.277 | 111.431
1 | 6800 | 707 | 0.04 | 15 | 15 | 7 | 1e-11 | 5spot_SharedNeighbor | Water | Porous | Wet | R245fa | MinimizeLCOE_Brownfield | IgnoreSilica | 51.5025 | 57.6971 | 7.4939 | 4 | 3214.1599 | 4606.9013 | 65.525 | 93.9179 | 269.6994 | 0 | 116.4713 | 8935065.9259 | 564748.2176 | 8396688.2873 | 3816479.4998 | 0 | 0 | 0 | 8468062.9529 | 22032162.765 | 15037403.8028 | 67250611.4514 | 961560.8286 | 28133983.6919 | 28133983.6919 | 1478867.319 | 12135314.5466 | 0 | 96346155.9719 | 138094321.5294 | 10000 | 29.9755 | 3214.1599 | 4606.9013 | 65.525 | 93.9179
1 | 6800 | 707 | 0.04 | 15 | 15 | 7 | 1.3335e-11 | 5spot_SharedNeighbor | Water | Porous | Wet | R245fa | MinimizeLCOE_Brownfield | IgnoreSilica | 66.2238 | 74.4491 | 9.6697 | 4 | 2881.6816 | 3961.0389 | 58.747 | 80.7511 | 270.1491 | 0 | 87.9712 | 10715913.4419 | 675069.5828 | 10296087.5455 | 4905594.595 | 0 | 0 | 0 | 10371139.4144 | 26983577.3432 | 18416845.9938 | 82364227.9166 | 961560.8286 | 28133983.6919 | 28133983.6919 | 1478867.319 | 12135314.5466 | 0 | 111459772.4372 | 153207937.9947 | 13335.2143 | 38.6787 | 2881.6816 | 3961.0389 | 58.747 | 80.7511
1 | 6800 | 707 | 0.04 | 15 | 15 | 7 | 1.7783e-11 | 5spot_SharedNeighbor | Water | Porous | Wet | R245fa | MinimizeLCOE_Brownfield | IgnoreSilica | 83.6757 | 93.9348 | 12.2005 | 4 | 2629.2796 | 3484.7368 | 53.6014 | 71.0411 | 269.9661 | 0 | 112.9219 | 12650053.771 | 794374.693 | 12400688.0034 | 6189392.3284 | 0 | 0 | 0 | 12493458.4304 | 32505416.0751 | 22185614.3908 | 99218997.6921 | 961560.8286 | 28133983.6919 | 28133983.6919 | 1478867.319 | 12135314.5466 | 0 | 128314542.2126 | 170062707.7701 | 17782.7941 | 48.8022 | 2629.2796 | 3484.7368 | 53.6014 | 71.0411
1 | 6800 | 707 | 0.04 | 15 | 15 | 7 | 2.3714e-11 | 5spot_SharedNeighbor | Water | Porous | Wet | R245fa | MinimizeLCOE_Brownfield | IgnoreSilica | 103.0884 | 114.8492 | 14.917 | 4 | 2443.774 | 3143.4493 | 49.8196 | 64.0835 | 268.9862 | 0 | 127.5053 | 14603573.0125 | 914400.8683 | 14564218.5166 | 7602598.8372 | 0 | 0 | 0 | 14697068.5815 | 38238757.6657 | 26098737.8347 | 116719355.3164 | 961560.8286 | 28133983.6919 | 28133983.6919 | 1478867.319 | 12135314.5466 | 0 | 145814899.8369 | 187563065.3944 | 23713.7371 | 59.6679 | 2443.774 | 3143.4493 | 49.8196 | 64.0835
1 | 6800 | 707 | 0.04 | 15 | 15 | 7 | 3.1623e-11 | 5spot_SharedNeighbor | Water | Porous | Wet | R245fa | MinimizeLCOE_Brownfield | IgnoreSilica | 123.2347 | 135.45 | 17.5927 | 4 | 2311.5448 | 2904.8057 | 47.124 | 59.2184 | 267.2439 | 0 | 119.2498 | 16431756.3991 | 1026342.1976 | 16619112.2417 | 9047898.5078 | 0 | 0 | 0 | 16818792.645 | 43759048.4536 | 29866449.7281 | 133569400.1728 | 961560.8286 | 28133983.6919 | 28133983.6919 | 1478867.319 | 12135314.5466 | 0 | 162664944.6933 | 204413110.2509 | 31622.7766 | 70.3707 | 2311.5448 | 2904.8057 | 47.124 | 59.2184
1 | 6800 | 707 | 0.04 | 15 | 15 | 7 | 4.217e-11 | 5spot_SharedNeighbor | Water | Porous | Wet | R245fa | MinimizeLCOE_Brownfield | IgnoreSilica | 142.7742 | 154.251 | 20.0346 | 4 | 2219.1638 | 2740.1146 | 45.2407 | 55.8609 | 265.0236 | 0 | 116.7172 | 18032881.9743 | 1124104.0161 | 18440259.8826 | 10427459.767 | 0 | 0 | 0 | 18729635.1996 | 48730668.813 | 33259682.78 | 148744692.4327 | 961560.8286 | 28133983.6919 | 28133983.6919 | 1478867.319 | 12135314.5466 | 0 | 177840236.9532 | 219588402.5107 | 42169.6503 | 80.1384 | 2219.1638 | 2740.1146 | 45.2407 | 55.8609
1 | 6800 | 707 | 0.04 | 15 | 15 | 7 | 5.6234e-11 | 5spot_SharedNeighbor | Water | Porous | Wet | R245fa | MinimizeLCOE_Brownfield | IgnoreSilica | 160.7669 | 170.8298 | 22.1879 | 4 | 2153.0433 | 2623.4363 | 43.8927 | 53.4823 | 262.8757 | 0 | 123.4833 | 19399743.4765 | 1207373.3298 | 20009475.2295 | 11684785.1005 | 0 | 0 | 0 | 20397537.0832 | 53070207.3803 | 36221507.0208 | 161990628.6207 | 961560.8286 | 28133983.6919 | 28133983.6919 | 1478867.319 | 12135314.5466 | 0 | 191086173.1412 | 232834338.6987 | 56234.1325 | 88.7517 | 2153.0433 | 2623.4363 | 43.8927 | 53.4823
1 | 6800 | 707 | 0.04 | 15 | 15 | 7 | 7.4989e-11 | 5spot_SharedNeighbor | Water | Porous | Wet | R245fa | MinimizeLCOE_Brownfield | IgnoreSilica | 176.3869 | 184.451 | 23.9571 | 4 | 2107.3831 | 2543.0391 | 42.9619 | 51.8433 | 260.8024 | 0 | 125.6997 | 20495073.9914 | 1273983.0209 | 21275975.6034 | 12762917.0135 | 0 | 0 | 0 | 21765100.3554 | 56628326.4887 | 38649996.4243 | 172851372.8974 | 961560.8286 | 28133983.6919 | 28133983.6919 | 1478867.319 | 12135314.5466 | 0 | 201946917.4179 | 243695082.9755 | 74989.4209 | 95.8283 | 2107.3831 | 2543.0391 | 42.9619 | 51.8433
1 | 6800 | 707 | 0.04 | 15 | 15 | 7 | 1e-10 | 5spot_SharedNeighbor | Water | Porous | Wet | R245fa | MinimizeLCOE_Brownfield | IgnoreSilica | 189.4421 | 195.2624 | 25.3613 | 4 | 2075.8277 | 2487.362 | 42.3186 | 50.7082 | 258.9323 | 0 | 107.1341 | 21348391.9088 | 1325806.0158 | 22267916.936 | 13654038.3155 | 0 | 0 | 0 | 22852499.7387 | 59457516.6278 | 40580976.8282 | 181487146.3707 | 961560.8286 | 28133983.6919 | 28133983.6919 | 1478867.319 | 12135314.5466 | 0 | 210582690.8912 | 252330856.4488 | 100000 | 101.4452 | 2075.8277 | 2487.362 | 42.3186 | 50.7082
1 | 6800 | 707 | 0.04 | 15 | 15 | 7 | 1.3335e-10 | 5spot_SharedNeighbor | Water | Porous | Wet | R245fa | MinimizeLCOE_Brownfield | IgnoreSilica | 199.9757 | 203.5944 | 26.4435 | 4 | 2054.0624 | 2448.7548 | 41.8748 | 49.9212 | 257.3359 | 0 | 124.6659 | 21997015.4891 | 1365158.4915 | 23024881.7912 | 14366995.5204 | 0 | 0 | 0 | 23694080.0039 | 61647135.8462 | 42075436.937 | 188170704.0793 | 961560.8286 | 28133983.6919 | 28133983.6919 | 1478867.319 | 12135314.5466 | 0 | 217266248.5998 | 259014414.1573 | 133352.1432 | 105.7739 | 2054.0624 | 2448.7548 | 41.8748 | 49.9212
1 | 6800 | 707 | 0.04 | 15 | 15 | 7 | 1.7783e-10 | 5spot_SharedNeighbor | Water | Porous | Wet | R245fa | MinimizeLCOE_Brownfield | IgnoreSilica | 208.3432 | 209.9587 | 27.2701 | 4 | 2038.8129 | 2421.5414 | 41.564 | 49.3664 | 256.0163 | 0 | 104.1886 | 22487458.2489 | 1394892.1304 | 23598899.5273 | 14928525.4861 | 0 | 0 | 0 | 24339812.4031 | 63327199.091 | 43222114.6234 | 193298901.5102 | 961560.8286 | 28133983.6919 | 28133983.6919 | 1478867.319 | 12135314.5466 | 0 | 222394446.0307 | 264142611.5882 | 177827.941 | 109.0804 | 2038.8129 | 2421.5414 | 41.564 | 49.3664
1 | 6800 | 707 | 0.04 | 15 | 15 | 7 | 2.3714e-10 | 5spot_SharedNeighbor | Water | Porous | Wet | R245fa | MinimizeLCOE_Brownfield | IgnoreSilica | 214.7622 | 214.7375 | 27.8908 | 4 | 2028.0276 | 2402.2387 | 41.3441 | 48.9729 | 255.0036 | 0 | 119.6617 | 22852998.3261 | 1417041.3814 | 24027637.7481 | 15357934.5352 | 0 | 0 | 0 | 24825688.6764 | 64591349.4871 | 44084923.2444 | 197157573.3988 | 961560.8286 | 28133983.6919 | 28133983.6919 | 1478867.319 | 12135314.5466 | 0 | 226253117.9193 | 268001283.4768 | 237137.3706 | 111.5631 | 2028.0276 | 2402.2387 | 41.3441 | 48.9729
1 | 6800 | 707 | 0.04 | 15 | 15 | 7 | 3.1623e-10 | 5spot_SharedNeighbor | Water | Porous | Wet | R245fa | MinimizeLCOE_Brownfield | IgnoreSilica | 219.7394 | 218.3517 | 28.3602 | 4 | 2020.2988 | 2388.3161 | 41.1865 | 48.6891 | 254.2 | 0 | 104.0229 | 23127936.806 | 1433694.1195 | 24350613.0583 | 15689749.7288 | 0 | 0 | 0 | 25194777.5479 | 65551643.0201 | 44740343.3128 | 200088757.5934 | 961560.8286 | 28133983.6919 | 28133983.6919 | 1478867.319 | 12135314.5466 | 0 | 229184302.1139 | 270932467.6715 | 316227.766 | 113.4408 | 2020.2988 | 2388.3161 | 41.1865 | 48.6891
1 | 6800 | 707 | 0.04 | 15 | 15 | 7 | 4.217e-10 | 5spot_SharedNeighbor | Water | Porous | Wet | R245fa | MinimizeLCOE_Brownfield | IgnoreSilica | 262.2 | 245.4214 | 31.7565 | 4 | 1989.408 | 2318.0661 | 40.5568 | 47.2569 | 246.531 | 0 | 342.0883 | 25148609.2466 | 1555914.0639 | 26737117.7188 | 18460228.7962 | 0 | 294748.9835 | 0 | 28156681.3355 | 73257909.1055 | 50000028.264 | 223611237.514 | 961560.8286 | 28133983.6919 | 28133983.6919 | 1478867.319 | 12135314.5466 | 0 | 252706782.0345 | 294454947.592 | 421696.5034 | 127.0261 | 1989.408 | 2318.0661 | 40.5568 | 47.2569
1 | 6800 | 707 | 0.04 | 15 | 15 | 7 | 5.6234e-10 | 5spot_SharedNeighbor | Water | Porous | Wet | R245fa | MinimizeLCOE_Brownfield | IgnoreSilica | 264.1556 | 246.5093 | 31.8964 | 4 | 1988.1417 | 2315.359 | 40.531 | 47.2017 | 246.1483 | 0 | 755.0626 | 25228479.8601 | 1560739.0417 | 26831896.7694 | 18585529.2253 | 0 | 297079.5728 | 0 | 28276452.543 | 73569529.2191 | 50212715.3947 | 224562421.6261 | 961560.8286 | 28133983.6919 | 28133983.6919 | 1478867.319 | 12135314.5466 | 0 | 253657966.1466 | 295406131.7042 | 562341.3252 | 127.5855 | 1988.1417 | 2315.359 | 40.531 | 47.2017
1 | 6800 | 707 | 0.04 | 15 | 15 | 7 | 7.4989e-10 | 5spot_SharedNeighbor | Water | Porous | Wet | R245fa | MinimizeLCOE_Brownfield | IgnoreSilica | 264.8576 | 246.8928 | 31.9511 | 4 | 1987.1663 | 2313.8231 | 40.5111 | 47.1704 | 246.0085 | 0 | 514.4638 | 25256609.1889 | 1562438.2268 | 26865284.5438 | 18630435.3673 | 0 | 289252.068 | 0 | 28315567.5639 | 73671298.4798 | 50282175.0063 | 224873060.4448 | 961560.8286 | 28133983.6919 | 28133983.6919 | 1478867.319 | 12135314.5466 | 0 | 253968604.9653 | 295716770.5229 | 749894.2093 | 127.8044 | 1987.1663 | 2313.8231 | 40.5111 | 47.1704
1 | 6800 | 707 | 0.04 | 15 | 15 | 7 | 1e-09 | 5spot_SharedNeighbor | Water | Porous | Wet | R245fa | MinimizeLCOE_Brownfield | IgnoreSilica | 265.4151 | 247.1954 | 31.9938 | 4 | 1986.4474 | 2312.6679 | 40.4964 | 47.1469 | 245.8969 | 0 | 523.6576 | 25278799.7856 | 1563778.637 | 26891626.3093 | 18666010.2305 | 0 | 283756.7807 | 0 | 28346748.9798 | 73752426.1277 | 50337546.293 | 225120693.1436 | 961560.8286 | 28133983.6919 | 28133983.6919 | 1478867.319 | 12135314.5466 | 0 | 254216237.6641 | 295964403.2216 | 1000000 | 127.9753 | 1986.4474 | 2312.6679 | 40.4964 | 47.1469
1 | 6800 | 707 | 0.04 | 15 | 15 | 7 | 1.3335e-09 | 5spot_SharedNeighbor | Water | Porous | Wet | R245fa | MinimizeLCOE_Brownfield | IgnoreSilica | 265.8561 | 247.4343 | 32.0273 | 4 | 1985.908 | 2311.7875 | 40.4854 | 47.1289 | 245.8088 | 0 | 538.5083 | 25296311.2378 | 1564836.3821 | 26912415.4117 | 18694148.4612 | 0 | 279805.8681 | 0 | 28371531.7708 | 73816905.8662 | 50381555.0394 | 225317510.0374 | 961560.8286 | 28133983.6919 | 28133983.6919 | 1478867.319 | 12135314.5466 | 0 | 254413054.5579 | 296161220.1154 | 1333521.4322 | 128.1092 | 1985.908 | 2311.7875 | 40.4854 | 47.1289
1 | 6800 | 707 | 0.04 | 15 | 15 | 7 | 1.7783e-09 | 5spot_SharedNeighbor | Water | Porous | Wet | R245fa | MinimizeLCOE_Brownfield | IgnoreSilica | 265.564 | 247.2649 | 32.0117 | 4 | 1985.4925 | 2311.5311 | 40.477 | 47.1237 | 245.8614 | 0 | 561.2682 | 25283888.6247 | 1564086.0206 | 26897667.4716 | 18675325.4683 | 0 | 269315.5252 | 0 | 28349210.4131 | 73758830.2721 | 50341917.2531 | 225140241.0487 | 961560.8286 | 28133983.6919 | 28133983.6919 | 1478867.319 | 12135314.5466 | 0 | 254235785.5692 | 295983951.1267 | 1778279.41 | 128.0467 | 1985.4925 | 2311.5311 | 40.477 | 47.1237
1 | 6800 | 707 | 0.04 | 15 | 15 | 7 | 2.3714e-09 | 5spot_SharedNeighbor | Water | Porous | Wet | R245fa | MinimizeLCOE_Brownfield | IgnoreSilica | 267.4686 | 248.3111 | 32.1376 | 4 | 1985.1944 | 2309.9557 | 40.4709 | 47.0916 | 245.49 | 0 | 339.7061 | 25360539.7829 | 1568715.8002 | 26988679.3303 | 18797174.1182 | 0 | 285626.7457 | 0 | 28470286.9531 | 74073846.5932 | 50556922.3652 | 226101791.6887 | 961560.8286 | 28133983.6919 | 28133983.6919 | 1478867.319 | 12135314.5466 | 0 | 255197336.2093 | 296945501.7668 | 2371373.7057 | 128.5503 | 1985.1944 | 2309.9557 | 40.4709 | 47.0916
1 | 6800 | 707 | 0.04 | 15 | 15 | 7 | 3.1623e-09 | 5spot_SharedNeighbor | Water | Porous | Wet | R245fa | MinimizeLCOE_Brownfield | IgnoreSilica | 267.8661 | 248.5338 | 32.1654 | 4 | 1985.0143 | 2309.4945 | 40.4672 | 47.0822 | 245.4153 | 0 | 319.6606 | 25376845.4614 | 1569700.6213 | 27008043.8227 | 18822696.517 | 0 | 287363.9777 | 0 | 28495213.656 | 74138700.761 | 50601186.6673 | 226299751.4844 | 961560.8286 | 28133983.6919 | 28133983.6919 | 1478867.319 | 12135314.5466 | 0 | 255395296.0049 | 297143461.5624 | 3162277.6602 | 128.6617 | 1985.0143 | 2309.4945 | 40.4672 | 47.0822
1 | 6800 | 707 | 0.04 | 15 | 15 | 7 | 4.217e-09 | 5spot_SharedNeighbor | Water | Porous | Wet | R245fa | MinimizeLCOE_Brownfield | IgnoreSilica | 267.9561 | 248.5885 | 32.1731 | 4 | 1984.8791 | 2309.2821 | 40.4644 | 47.0778 | 245.4005 | 0 | 344.8451 | 25380847.165 | 1569942.3111 | 27012796.4237 | 18828545.6871 | 0 | 286493.204 | 0 | 28500663.6684 | 74152880.5753 | 50610864.682 | 226343033.7166 | 961560.8286 | 28133983.6919 | 28133983.6919 | 1478867.319 | 12135314.5466 | 0 | 255438578.2371 | 297186743.7946 | 4216965.0343 | 128.6923 | 1984.8791 | 2309.2821 | 40.4644 | 47.0778
1 | 6800 | 707 | 0.04 | 15 | 15 | 7 | 5.6234e-09 | 5spot_SharedNeighbor | Water | Porous | Wet | R245fa | MinimizeLCOE_Brownfield | IgnoreSilica | 268 | 248.6168 | 32.1773 | 4 | 1984.7769 | 2309.1373 | 40.4624 | 47.0749 | 245.3942 | 0 | 354.8472 | 25382917.4267 | 1570067.3477 | 27015255.191 | 18831426.2923 | 0 | 285583.0671 | 0 | 28503247.2367 | 74159602.4898 | 50615452.5268 | 226363551.578 | 961560.8286 | 28133983.6919 | 28133983.6919 | 1478867.319 | 12135314.5466 | 0 | 255459096.0986 | 297207261.6561 | 5623413.2519 | 128.7092 | 1984.7769 | 2309.1373 | 40.4624 | 47.0749
1 | 6800 | 707 | 0.04 | 15 | 15 | 7 | 7.4989e-09 | 5spot_SharedNeighbor | Water | Porous | Wet | R245fa | MinimizeLCOE_Brownfield | IgnoreSilica | 268.046 | 248.645 | 32.1813 | 4 | 1984.7 | 2309.0198 | 40.4608 | 47.0725 | 245.3868 | 0 | 425.3553 | 25384984.2424 | 1570192.1759 | 27017709.8876 | 18834420.6055 | 0 | 285027.9913 | 0 | 28506010.612 | 74166792.2258 | 50620359.6693 | 226385497.4098 | 961560.8286 | 28133983.6919 | 28133983.6919 | 1478867.319 | 12135314.5466 | 0 | 255481041.9303 | 297229207.4878 | 7498942.0933 | 128.7253 | 1984.7 | 2309.0198 | 40.4608 | 47.0725
1 | 6800 | 707 | 0.04 | 15 | 15 | 7 | 1e-08 | 5spot_SharedNeighbor | Water | Porous | Wet | R245fa | MinimizeLCOE_Brownfield | IgnoreSilica | 268.0675 | 248.6592 | 32.1835 | 4 | 1984.642 | 2308.9399 | 40.4596 | 47.0709 | 245.3839 | 0 | 436.846 | 25386020.775 | 1570254.7786 | 27018940.9556 | 18835834.4683 | 0 | 284472.822 | 0 | 28507254.2818 | 74170027.9993 | 50622568.1512 | 226395374.2319 | 961560.8286 | 28133983.6919 | 28133983.6919 | 1478867.319 | 12135314.5466 | 0 | 255490918.7524 | 297239084.3099 | 10000000 | 128.734 | 1984.642 | 2308.9399 | 40.4596 | 47.0709
1 | 6900 | 707 | 0.04 | 15 | 15 | 7 | 1e-13 | 5spot_SharedNeighbor | Water | Porous | Wet | R245fa | MinimizeLCOE_Brownfield | IgnoreSilica | 1.4565 | 0.74058 | 0.087264 | 4 | 92855.6199 | 214884.3597 | 1892.9874 | 4380.7083 | 184.6383 | 0 | 48.7066 | 414027.7375 | 26776.0783 | 257538.3214 | 114530.7983 | 0 | 62570.7039 | 0 | 341423.0193 | 888312.6608 | 606291.644 | 2711470.9636 | 961560.8286 | 28738594.3808 | 28738594.3808 | 1478867.319 | 12377158.8222 | 0 | 32411626.173 | 75006246.6951 | 100 | 0.34905 | 92855.6199 | 214884.3597 | 1892.9874 | 4380.7083
1 | 6900 | 707 | 0.04 | 15 | 15 | 7 | 1.3335e-13 | 5spot_SharedNeighbor | Water | Porous | Wet | R245fa | MinimizeLCOE_Brownfield | IgnoreSilica | 1.8848 | 1.1818 | 0.14372 | 4 | 58121.4548 | 132215.9033 | 1184.8845 | 2695.4 | 201.6252 | 0 | 277.1321 | 574032.8372 | 37198.5235 | 374267.0589 | 146929.2579 | 0 | 66080.0305 | 0 | 467418.0061 | 1216125.7712 | 830030.8278 | 3712082.313 | 961560.8286 | 28738594.3808 | 28738594.3808 | 1478867.319 | 12377158.8222 | 0 | 33412237.5225 | 76006858.0445 | 133.3521 | 0.57487 | 58121.4548 | 132215.9033 | 1184.8845 | 2695.4
1 | 6900 | 707 | 0.04 | 15 | 15 | 7 | 1.7783e-13 | 5spot_SharedNeighbor | Water | Porous | Wet | R245fa | MinimizeLCOE_Brownfield | IgnoreSilica | 2.4293 | 1.7596 | 0.21784 | 4 | 39693.5662 | 88577.592 | 809.207 | 1805.774 | 216.0427 | 0 | 354.4847 | 758144.3344 | 49071.489 | 514644.4673 | 186747.8613 | 0 | 69063.0043 | 0 | 615291.7509 | 1600862.9223 | 1092621.8389 | 4886447.6684 | 961560.8286 | 28738594.3808 | 28738594.3808 | 1478867.319 | 12377158.8222 | 0 | 34586602.8779 | 77181223.3999 | 177.8279 | 0.87134 | 39693.5662 | 88577.592 | 809.207 | 1805.774
1 | 6900 | 707 | 0.04 | 15 | 15 | 7 | 2.3714e-13 | 5spot_SharedNeighbor | Water | Porous | Wet | R245fa | MinimizeLCOE_Brownfield | IgnoreSilica | 3.0906 | 2.4795 | 0.31117 | 4 | 28859.2186 | 63080.7585 | 588.3342 | 1285.9866 | 227.5882 | 0 | 459.3694 | 964307.9367 | 62387.8002 | 677132.2847 | 234770.5269 | 0 | 69674.1221 | 0 | 783226.3415 | 2037794.2789 | 1390836.4678 | 6220129.7589 | 961560.8286 | 28738594.3808 | 28738594.3808 | 1478867.319 | 12377158.8222 | 0 | 35920284.9683 | 78514905.4904 | 237.1374 | 1.2447 | 28859.2186 | 63080.7585 | 588.3342 | 1285.9866
1 | 6900 | 707 | 0.04 | 15 | 15 | 7 | 3.1623e-13 | 5spot_SharedNeighbor | Water | Porous | Wet | R245fa | MinimizeLCOE_Brownfield | IgnoreSilica | 3.9191 | 3.4021 | 0.4314 | 4 | 21730.5998 | 46414.4045 | 443.0077 | 946.2204 | 237.0786 | 0 | 83.8166 | 1204276.4525 | 77851.3285 | 872123.3752 | 295357.9624 | 0 | 68229.7124 | 0 | 981957.1441 | 2554851.0619 | 1743738.3467 | 7798385.3837 | 961560.8286 | 28738594.3808 | 28738594.3808 | 1478867.319 | 12377158.8222 | 0 | 37498540.5931 | 80093161.1152 | 316.2278 | 1.7256 | 21730.5998 | 46414.4045 | 443.0077 | 946.2204
1 | 6900 | 707 | 0.04 | 15 | 15 | 7 | 4.217e-13 | 5spot_SharedNeighbor | Water | Porous | Wet | R245fa | MinimizeLCOE_Brownfield | IgnoreSilica | 5.0058 | 4.6328 | 0.59213 | 4 | 16658.4784 | 34642.0489 | 339.6056 | 706.225 | 245.0944 | 0 | 92.4201 | 1496519.1338 | 96635.1165 | 1116494.8479 | 375188.0044 | 0 | 65032.6406 | 0 | 1228449.1999 | 3196172.8285 | 2181453.6302 | 9755945.4018 | 961560.8286 | 28738594.3808 | 28738594.3808 | 1478867.319 | 12377158.8222 | 0 | 39456100.6113 | 82050721.1333 | 421.6965 | 2.3685 | 16658.4784 | 34642.0489 | 339.6056 | 706.225
1 | 6900 | 707 | 0.04 | 15 | 15 | 7 | 5.6234e-13 | 5spot_SharedNeighbor | Water | Porous | Wet | R245fa | MinimizeLCOE_Brownfield | IgnoreSilica | 6.3869 | 6.2151 | 0.79945 | 4 | 13072.1174 | 26392.1552 | 266.4928 | 538.0398 | 251.5033 | 0 | 99.8825 | 1840814.2273 | 118703.1522 | 1412358.7995 | 477154.6242 | 0 | 58195.0218 | 0 | 1523818.0718 | 3964662.0447 | 2705963.3111 | 12101669.2526 | 961560.8286 | 28738594.3808 | 28738594.3808 | 1478867.319 | 12377158.8222 | 0 | 41801824.462 | 84396444.9841 | 562.3413 | 3.1978 | 13072.1174 | 26392.1552 | 266.4928 | 538.0398
1 | 6900 | 707 | 0.04 | 15 | 15 | 7 | 7.4989e-13 | 5spot_SharedNeighbor | Water | Porous | Wet | R245fa | MinimizeLCOE_Brownfield | IgnoreSilica | 8.1922 | 8.2843 | 1.0707 | 4 | 10432.1568 | 20378.0161 | 212.6736 | 415.4334 | 256.4613 | 0 | 47.8425 | 2254688.9249 | 145152.4718 | 1777409.6597 | 610642.8183 | 0 | 47714.6987 | 0 | 1885887.3436 | 4906692.0195 | 3348918.1257 | 14977106.0623 | 961560.8286 | 28738594.3808 | 28738594.3808 | 1478867.319 | 12377158.8222 | 0 | 44677261.2718 | 87271881.7938 | 749.8942 | 4.2826 | 10432.1568 | 20378.0161 | 212.6736 | 415.4334
1 | 6900 | 707 | 0.04 | 15 | 15 | 7 | 1e-12 | 5spot_SharedNeighbor | Water | Porous | Wet | R245fa | MinimizeLCOE_Brownfield | IgnoreSilica | 10.5622 | 11.0735 | 1.4377 | 4 | 8392.3325 | 15799.1439 | 171.089 | 322.0869 | 261.1356 | 0 | 59.6001 | 2767942.178 | 177847.3428 | 2241887.2078 | 787413.9615 | 0 | 17940.5592 | 0 | 2337282.1872 | 6081128.8086 | 4150495.3666 | 18561937.6117 | 961560.8286 | 28738594.3808 | 28738594.3808 | 1478867.319 | 12377158.8222 | 0 | 48262092.8212 | 90856713.3432 | 1000 | 5.7507 | 8392.3325 | 15799.1439 | 171.089 | 322.0869
1 | 6900 | 707 | 0.04 | 15 | 15 | 7 | 1.3335e-12 | 5spot_SharedNeighbor | Water | Porous | Wet | R245fa | MinimizeLCOE_Brownfield | IgnoreSilica | 8.358 | 8.4717 | 1.1003 | 4 | 10175.3797 | 19853.0755 | 207.4389 | 404.7318 | 256.7636 | 0 | 33.1297 | 2290598.7945 | 147443.6172 | 1809508.9099 | 622870.0532 | 0 | 0 | 0 | 1899464.3362 | 4942016.5691 | 3373027.8567 | 15084930.1369 | 961560.8286 | 28738594.3808 | 28738594.3808 | 1478867.319 | 12377158.8222 | 0 | 44785085.3464 | 87379705.8684 | 1333.5214 | 4.4013 | 10175.3797 | 19853.0755 | 207.4389 | 404.7318
1 | 6900 | 707 | 0.04 | 15 | 15 | 7 | 1.7783e-12 | 5spot_SharedNeighbor | Water | Porous | Wet | R245fa | MinimizeLCOE_Brownfield | IgnoreSilica | 10.8595 | 11.4201 | 1.4833 | 4 | 8199.6159 | 15378.7401 | 167.1603 | 313.5164 | 261.5319 | 0 | 49.9929 | 2828937.2384 | 181725.6913 | 2297847.1105 | 809544.841 | 0 | 0 | 0 | 2386041.4037 | 6207990.288 | 4237080.933 | 18949167.506 | 961560.8286 | 28738594.3808 | 28738594.3808 | 1478867.319 | 12377158.8222 | 0 | 48649322.7155 | 91243943.2375 | 1778.2794 | 5.9331 | 8199.6159 | 15378.7401 | 167.1603 | 313.5164
1 | 6900 | 707 | 0.04 | 15 | 15 | 7 | 2.3714e-12 | 5spot_SharedNeighbor | Water | Porous | Wet | R245fa | MinimizeLCOE_Brownfield | IgnoreSilica | 14.1238 | 15.2441 | 1.9799 | 4 | 6738.3749 | 12116.6217 | 137.3709 | 247.0137 | 264.8966 | 0 | 49.6833 | 3470603.9445 | 222442.5415 | 2895114.3495 | 1052932.4606 | 0 | 0 | 0 | 2980026.3854 | 7753417.3675 | 5291866.6701 | 23666403.719 | 961560.8286 | 28738594.3808 | 28738594.3808 | 1478867.319 | 12377158.8222 | 0 | 53366558.9285 | 95961179.4505 | 2371.3737 | 7.9198 | 6738.3749 | 12116.6217 | 137.3709 | 247.0137
1 | 6900 | 707 | 0.04 | 15 | 15 | 7 | 3.1623e-12 | 5spot_SharedNeighbor | Water | Porous | Wet | R245fa | MinimizeLCOE_Brownfield | IgnoreSilica | 18.3969 | 20.2642 | 2.632 | 4 | 5623.4507 | 9669.3304 | 114.6416 | 197.1224 | 267.5227 | 0 | 39.6423 | 4246483.1536 | 271492.1523 | 3635531.6516 | 1372021.2864 | 0 | 0 | 0 | 3714956.0151 | 9665553.5091 | 6596938.8772 | 29502976.6453 | 961560.8286 | 28738594.3808 | 28738594.3808 | 1478867.319 | 12377158.8222 | 0 | 59203131.8548 | 101797752.3768 | 3162.2777 | 10.5279 | 5623.4507 | 9669.3304 | 114.6416 | 197.1224
1 | 6900 | 707 | 0.04 | 15 | 15 | 7 | 4.217e-12 | 5spot_SharedNeighbor | Water | Porous | Wet | R245fa | MinimizeLCOE_Brownfield | IgnoreSilica | 24.0506 | 26.9179 | 3.4962 | 4 | 4755.5165 | 7801.3145 | 96.9476 | 159.0403 | 269.5779 | 0 | 53.3758 | 5194520.6473 | 331188.7572 | 4562652.7948 | 1794550.1159 | 0 | 0 | 0 | 4634335.8029 | 12057591.1262 | 8229553.7024 | 36804392.9467 | 961560.8286 | 28738594.3808 | 28738594.3808 | 1478867.319 | 12377158.8222 | 0 | 66504548.1562 | 109099168.6782 | 4216.965 | 13.9847 | 4755.5165 | 7801.3145 | 96.9476 | 159.0403
1 | 6900 | 707 | 0.04 | 15 | 15 | 7 | 5.6234e-12 | 5spot_SharedNeighbor | Water | Porous | Wet | R245fa | MinimizeLCOE_Brownfield | IgnoreSilica | 31.4396 | 35.6233 | 4.6269 | 4 | 4081.282 | 6382.7679 | 83.2025 | 130.1214 | 271.157 | 0 | 60.9682 | 6339045.2764 | 402958.7008 | 5709152.6136 | 2347096.4921 | 0 | 0 | 0 | 5771318.7024 | 15015787.4033 | 10248583.4463 | 45833942.6349 | 961560.8286 | 28738594.3808 | 28738594.3808 | 1478867.319 | 12377158.8222 | 0 | 75534097.8444 | 118128718.3665 | 5623.4133 | 18.5074 | 4081.282 | 6382.7679 | 83.2025 | 130.1214
1 | 6900 | 707 | 0.04 | 15 | 15 | 7 | 7.4989e-12 | 5spot_SharedNeighbor | Water | Porous | Wet | R245fa | MinimizeLCOE_Brownfield | IgnoreSilica | 41.0226 | 46.9183 | 6.0939 | 4 | 3553.8956 | 5301.3255 | 72.451 | 108.0747 | 272.3544 | 0 | 64.6137 | 7711292.1484 | 488637.1914 | 7116369.4806 | 3063893.333 | 0 | 0 | 0 | 7168274.9399 | 18650380.9782 | 12729268.2446 | 56928116.3161 | 961560.8286 | 28738594.3808 | 28738594.3808 | 1478867.319 | 12377158.8222 | 0 | 86628271.5256 | 129222892.0476 | 7498.9421 | 24.3756 | 3553.8956 | 5301.3255 | 72.451 | 108.0747
1 | 6900 | 707 | 0.04 | 15 | 15 | 7 | 1e-11 | 5spot_SharedNeighbor | Water | Porous | Wet | R245fa | MinimizeLCOE_Brownfield | IgnoreSilica | 53.2541 | 61.3121 | 7.9634 | 4 | 3140.8837 | 4478.082 | 64.0312 | 91.2918 | 273.2004 | 0 | 65.104 | 9330545.8701 | 589290.2851 | 8814986.3764 | 3978329.2568 | 0 | 0 | 0 | 8858129.1975 | 23047035.1196 | 15730075.0384 | 70348391.1438 | 961560.8286 | 28738594.3808 | 28738594.3808 | 1478867.319 | 12377158.8222 | 0 | 100048546.3533 | 142643166.8753 | 10000 | 31.8536 | 3140.8837 | 4478.082 | 64.0312 | 91.2918
1 | 6900 | 707 | 0.04 | 15 | 15 | 7 | 1.3335e-11 | 5spot_SharedNeighbor | Water | Porous | Wet | R245fa | MinimizeLCOE_Brownfield | IgnoreSilica | 68.3775 | 78.9638 | 10.2561 | 4 | 2821.1391 | 3859.4174 | 57.5127 | 78.6794 | 273.5889 | 0 | 46.4919 | 11175622.3265 | 703471.8312 | 10792629.7911 | 5106126.8112 | 0 | 0 | 0 | 10833361.7964 | 28186185.1662 | 19237650.5441 | 86035048.2666 | 961560.8286 | 28738594.3808 | 28738594.3808 | 1478867.319 | 12377158.8222 | 0 | 115735203.4761 | 158329823.9981 | 13335.2143 | 41.0243 | 2821.1391 | 3859.4174 | 57.5127 | 78.6794
1 | 6900 | 707 | 0.04 | 15 | 15 | 7 | 1.7783e-11 | 5spot_SharedNeighbor | Water | Porous | Wet | R245fa | MinimizeLCOE_Brownfield | IgnoreSilica | 86.2043 | 99.3259 | 12.9008 | 4 | 2579.2722 | 3404.7009 | 52.582 | 69.4094 | 273.3006 | 0 | 87.7592 | 13164395.2197 | 826020.153 | 12966854.279 | 6426529.5917 | 0 | 0 | 0 | 13019681.7049 | 33874541.0923 | 23120070.3477 | 103398092.3884 | 961560.8286 | 28738594.3808 | 28738594.3808 | 1478867.319 | 12377158.8222 | 0 | 133098247.5979 | 175692868.1199 | 17782.7941 | 51.603 | 2579.2722 | 3404.7009 | 52.582 | 69.4094
1 | 6900 | 707 | 0.04 | 15 | 15 | 7 | 2.3714e-11 | 5spot_SharedNeighbor | Water | Porous | Wet | R245fa | MinimizeLCOE_Brownfield | IgnoreSilica | 105.907 | 120.9661 | 15.7115 | 4 | 2402.2196 | 3079.983 | 48.9725 | 62.7896 | 272.1835 | 0 | 101.9978 | 15155376.1486 | 948225.5614 | 15181538.6839 | 7868702.3731 | 0 | 0 | 0 | 15269998.6791 | 39729404.2557 | 27116134.7622 | 121269380.4641 | 961560.8286 | 28738594.3808 | 28738594.3808 | 1478867.319 | 12377158.8222 | 0 | 150969535.6735 | 193564156.1956 | 23713.7371 | 62.8459 | 2402.2196 | 3079.983 | 48.9725 | 62.7896
1 | 6900 | 707 | 0.04 | 15 | 15 | 7 | 3.1623e-11 | 5spot_SharedNeighbor | Water | Porous | Wet | R245fa | MinimizeLCOE_Brownfield | IgnoreSilica | 126.2043 | 142.0449 | 18.4492 | 4 | 2276.6119 | 2853.7984 | 46.4118 | 58.1785 | 270.2988 | 0 | 98.2936 | 17000096.6365 | 1061072.3886 | 17263360.4716 | 9330164.3192 | 0 | 0 | 0 | 17415330.5882 | 45311117.8149 | 30925768.9591 | 138306911.178 | 961560.8286 | 28738594.3808 | 28738594.3808 | 1478867.319 | 12377158.8222 | 0 | 168007066.3875 | 210601686.9096 | 31622.7766 | 73.797 | 2276.6119 | 2853.7984 | 46.4118 | 58.1785
1 | 6900 | 707 | 0.04 | 15 | 15 | 7 | 4.217e-11 | 5spot_SharedNeighbor | Water | Porous | Wet | R245fa | MinimizeLCOE_Brownfield | IgnoreSilica | 145.817 | 161.2152 | 20.9391 | 4 | 2188.5579 | 2697.1106 | 44.6167 | 54.9842 | 268.0018 | 0 | 90.0717 | 18611834.6049 | 1159394.3662 | 19103350.1457 | 10719651.1216 | 0 | 0 | 0 | 19341749.793 | 50323265.4229 | 34346662.6909 | 153605908.1452 | 961560.8286 | 28738594.3808 | 28738594.3808 | 1478867.319 | 12377158.8222 | 0 | 183306063.3547 | 225900683.8767 | 42169.6503 | 83.7566 | 2188.5579 | 2697.1106 | 44.6167 | 54.9842
1 | 6900 | 707 | 0.04 | 15 | 15 | 7 | 5.6234e-11 | 5spot_SharedNeighbor | Water | Porous | Wet | R245fa | MinimizeLCOE_Brownfield | IgnoreSilica | 163.7754 | 177.9657 | 23.1147 | 4 | 2125.8474 | 2586.534 | 43.3383 | 52.73 | 265.7707 | 0 | 108.7655 | 19976500.9522 | 1242460.0541 | 20675395.247 | 11977097.3674 | 0 | 0 | 0 | 21009866.9121 | 54663363.989 | 37308869.1423 | 166853553.6641 | 961560.8286 | 28738594.3808 | 28738594.3808 | 1478867.319 | 12377158.8222 | 0 | 196553708.8736 | 239148329.3956 | 56234.1325 | 92.459 | 2125.8474 | 2586.534 | 43.3383 | 52.73
1 | 6900 | 707 | 0.04 | 15 | 15 | 7 | 7.4989e-11 | 5spot_SharedNeighbor | Water | Porous | Wet | R245fa | MinimizeLCOE_Brownfield | IgnoreSilica | 179.2984 | 191.6416 | 24.891 | 4 | 2082.6459 | 2510.4571 | 42.4576 | 51.1791 | 263.6347 | 0 | 74.0035 | 21064122.7483 | 1308548.6071 | 21936967.4936 | 13049737.4781 | 0 | 0 | 0 | 22370156.7676 | 58202559.1591 | 39724442.5691 | 177656534.823 | 961560.8286 | 28738594.3808 | 28738594.3808 | 1478867.319 | 12377158.8222 | 0 | 207356690.0324 | 249951310.5545 | 74989.4209 | 99.5641 | 2082.6459 | 2510.4571 | 42.4576 | 51.1791
1 | 6900 | 707 | 0.04 | 15 | 15 | 7 | 1e-10 | 5spot_SharedNeighbor | Water | Porous | Wet | R245fa | MinimizeLCOE_Brownfield | IgnoreSilica | 192.1869 | 202.4106 | 26.2897 | 4 | 2052.9518 | 2458.0018 | 41.8522 | 50.1097 | 261.7248 | 0 | 96.2761 | 21905321.2964 | 1359597.3526 | 22917719.1306 | 13930631.5058 | 0 | 0 | 0 | 23444175.0213 | 60996934.3439 | 41631661.0514 | 186186039.7019 | 961560.8286 | 28738594.3808 | 28738594.3808 | 1478867.319 | 12377158.8222 | 0 | 215886194.9114 | 258480815.4334 | 100000 | 105.1589 | 2052.9518 | 2458.0018 | 41.8522 | 50.1097
1 | 6900 | 707 | 0.04 | 15 | 15 | 7 | 1.3335e-10 | 5spot_SharedNeighbor | Water | Porous | Wet | R245fa | MinimizeLCOE_Brownfield | IgnoreSilica | 202.6576 | 210.7554 | 27.3736 | 4 | 2032.2938 | 2421.306 | 41.4311 | 49.3616 | 260.0871 | 0 | 107.5446 | 22548562.3217 | 1398595.3328 | 23670514.3323 | 14638910.4965 | 0 | 0 | 0 | 24280067.1685 | 63171754.2458 | 43116020.3225 | 192824424.2201 | 961560.8286 | 28738594.3808 | 28738594.3808 | 1478867.319 | 12377158.8222 | 0 | 222524579.4296 | 265119199.9516 | 133352.1432 | 109.4943 | 2032.2938 | 2421.306 | 41.4311 | 49.3616
1 | 6900 | 707 | 0.04 | 15 | 15 | 7 | 1.7783e-10 | 5spot_SharedNeighbor | Water | Porous | Wet | R245fa | MinimizeLCOE_Brownfield | IgnoreSilica | 210.84 | 217.0561 | 28.1919 | 4 | 2017.9194 | 2395.6394 | 41.138 | 48.8383 | 258.7763 | 0 | 97.7023 | 23029527.8181 | 1427734.2429 | 24234960.9692 | 15188888.8608 | 0 | 0 | 0 | 24913633.6374 | 64820164.2357 | 44241094.012 | 197856003.7761 | 961560.8286 | 28738594.3808 | 28738594.3808 | 1478867.319 | 12377158.8222 | 0 | 227556158.9855 | 270150779.5076 | 177827.941 | 112.7677 | 2017.9194 | 2395.6394 | 41.138 | 48.8383
1 | 6900 | 707 | 0.04 | 15 | 15 | 7 | 2.3714e-10 | 5spot_SharedNeighbor | Water | Porous | Wet | R245fa | MinimizeLCOE_Brownfield | IgnoreSilica | 217.1789 | 221.8133 | 28.8098 | 4 | 2007.7251 | 2377.3443 | 40.9302 | 48.4654 | 257.7475 | 0 | 101.3703 | 23390083.1999 | 1449566.7808 | 24658958.3474 | 15613435.1347 | 0 | 0 | 0 | 25393696.9505 | 66069190.5018 | 45093580.1036 | 201668511.0188 | 961560.8286 | 28738594.3808 | 28738594.3808 | 1478867.319 | 12377158.8222 | 0 | 231368666.2282 | 273963286.7503 | 237137.3706 | 115.2392 | 2007.7251 | 2377.3443 | 40.9302 | 48.4654
1 | 6900 | 707 | 0.04 | 15 | 15 | 7 | 3.1623e-10 | 5spot_SharedNeighbor | Water | Porous | Wet | R245fa | MinimizeLCOE_Brownfield | IgnoreSilica | 222.0775 | 225.3959 | 29.2751 | 4 | 2000.4352 | 2364.1793 | 40.7816 | 48.197 | 256.9345 | 0 | 118.2361 | 23660192.4756 | 1465916.2543 | 24977070.9222 | 15939786.0831 | 0 | 0 | 0 | 25756756.6367 | 67013797.3315 | 45738293.6746 | 204551813.378 | 961560.8286 | 28738594.3808 | 28738594.3808 | 1478867.319 | 12377158.8222 | 0 | 234251968.5875 | 276846589.1095 | 316227.766 | 117.1005 | 2000.4352 | 2364.1793 | 40.7816 | 48.197
1 | 6900 | 707 | 0.04 | 15 | 15 | 7 | 4.217e-10 | 5spot_SharedNeighbor | Water | Porous | Wet | R245fa | MinimizeLCOE_Brownfield | IgnoreSilica | 225.817 | 228.0747 | 29.6231 | 4 | 1995.194 | 2354.6658 | 40.6747 | 48.003 | 256.3037 | 0 | 105.3903 | 23861377.008 | 1478090.2899 | 25214271.5294 | 16187598.5938 | 0 | 0 | 0 | 26029121.5942 | 67722435.0811 | 46221953.4998 | 206714847.5962 | 961560.8286 | 28738594.3808 | 28738594.3808 | 1478867.319 | 12377158.8222 | 0 | 236415002.8056 | 279009623.3277 | 421696.5034 | 118.4922 | 1995.194 | 2354.6658 | 40.6747 | 48.003
1 | 6900 | 707 | 0.04 | 15 | 15 | 7 | 5.6234e-10 | 5spot_SharedNeighbor | Water | Porous | Wet | R245fa | MinimizeLCOE_Brownfield | IgnoreSilica | 228.6721 | 230.0883 | 29.8846 | 4 | 1991.3798 | 2347.7057 | 40.597 | 47.8612 | 255.8161 | 0 | 123.2706 | 24012167.9999 | 1487212.9863 | 25392202.5686 | 16376445.5822 | 0 | 0 | 0 | 26234531.3635 | 68256869.1654 | 46586715.7438 | 208346145.4097 | 961560.8286 | 28738594.3808 | 28738594.3808 | 1478867.319 | 12377158.8222 | 0 | 238046300.6192 | 280640921.1412 | 562341.3252 | 119.5384 | 1991.3798 | 2347.7057 | 40.597 | 47.8612
1 | 6900 | 707 | 0.04 | 15 | 15 | 7 | 7.4989e-10 | 5spot_SharedNeighbor | Water | Porous | Wet | R245fa | MinimizeLCOE_Brownfield | IgnoreSilica | 230.84 | 231.5986 | 30.0808 | 4 | 1988.5893 | 2342.5915 | 40.5401 | 47.7569 | 255.4423 | 0 | 124.8561 | 24125026.4554 | 1494039.725 | 25525454.8378 | 16519593.0825 | 0 | 0 | 0 | 26389004.4993 | 68658776.578 | 46861025.8113 | 209572920.9892 | 961560.8286 | 28738594.3808 | 28738594.3808 | 1478867.319 | 12377158.8222 | 0 | 239273076.1987 | 281867696.7207 | 749894.2093 | 120.323 | 1988.5893 | 2342.5915 | 40.5401 | 47.7569
1 | 6900 | 707 | 0.04 | 15 | 15 | 7 | 1e-09 | 5spot_SharedNeighbor | Water | Porous | Wet | R245fa | MinimizeLCOE_Brownfield | IgnoreSilica | 232.4842 | 232.7335 | 30.2282 | 4 | 1986.5332 | 2338.8093 | 40.4982 | 47.6798 | 255.1569 | 0 | 135.8997 | 24209692.6527 | 1499160.5271 | 25625465.7751 | 16628070.0308 | 0 | 0 | 0 | 26505331.7044 | 68961436.1038 | 47067597.1567 | 210496753.9507 | 961560.8286 | 28738594.3808 | 28738594.3808 | 1478867.319 | 12377158.8222 | 0 | 240196909.1601 | 282791529.6822 | 1000000 | 120.9126 | 1986.5332 | 2338.8093 | 40.4982 | 47.6798
1 | 6900 | 707 | 0.04 | 15 | 15 | 7 | 1.3335e-09 | 5spot_SharedNeighbor | Water | Porous | Wet | R245fa | MinimizeLCOE_Brownfield | IgnoreSilica | 233.717 | 233.5784 | 30.3379 | 4 | 1985.0244 | 2336.0261 | 40.4674 | 47.6231 | 254.9418 | 0 | 111.14 | 24272658.552 | 1502968.5117 | 25699868.6111 | 16709340.2586 | 0 | 0 | 0 | 26592086.0141 | 69187153.0218 | 47221653.5912 | 211185728.5606 | 961560.8286 | 28738594.3808 | 28738594.3808 | 1478867.319 | 12377158.8222 | 0 | 240885883.77 | 283480504.2921 | 1333521.4322 | 121.3516 | 1985.0244 | 2336.0261 | 40.4674 | 47.6231
1 | 6900 | 707 | 0.04 | 15 | 15 | 7 | 1.7783e-09 | 5spot_SharedNeighbor | Water | Porous | Wet | R245fa | MinimizeLCOE_Brownfield | IgnoreSilica | 234.6379 | 234.2062 | 30.4194 | 4 | 1983.915 | 2333.9758 | 40.4448 | 47.5813 | 254.7806 | 0 | 121.5744 | 24319400.9984 | 1505795.1674 | 25755115.0361 | 16769982.7457 | 0 | 0 | 0 | 26656614.6395 | 69355043.2686 | 47336242.1344 | 211698193.99 | 961560.8286 | 28738594.3808 | 28738594.3808 | 1478867.319 | 12377158.8222 | 0 | 241398349.1995 | 283992969.7216 | 1778279.41 | 121.6778 | 1983.915 | 2333.9758 | 40.4448 | 47.5813
1 | 6900 | 707 | 0.04 | 15 | 15 | 7 | 2.3714e-09 | 5spot_SharedNeighbor | Water | Porous | Wet | R245fa | MinimizeLCOE_Brownfield | IgnoreSilica | 235.3541 | 234.6922 | 30.4826 | 4 | 1983.0644 | 2332.4004 | 40.4274 | 47.5491 | 254.6546 | 0 | 134.9612 | 24355556.1983 | 1507981.4731 | 25797856.1114 | 16817125.7144 | 0 | 0 | 0 | 26706622.6039 | 69485153.7337 | 47425045.2004 | 212095341.0352 | 961560.8286 | 28738594.3808 | 28738594.3808 | 1478867.319 | 12377158.8222 | 0 | 241795496.2446 | 284390116.7667 | 2371373.7057 | 121.9302 | 1983.0644 | 2332.4004 | 40.4274 | 47.5491
1 | 6900 | 707 | 0.04 | 15 | 15 | 7 | 3.1623e-09 | 5spot_SharedNeighbor | Water | Porous | Wet | R245fa | MinimizeLCOE_Brownfield | IgnoreSilica | 235.8754 | 235.045 | 30.5284 | 4 | 1982.4504 | 2331.262 | 40.4149 | 47.5259 | 254.5629 | 0 | 117.9025 | 24381792.1001 | 1509567.8999 | 25828875.4292 | 16851429.1243 | 0 | 0 | 0 | 26742949.1759 | 69579668.0224 | 47489553.1445 | 212383834.8962 | 961560.8286 | 28738594.3808 | 28738594.3808 | 1478867.319 | 12377158.8222 | 0 | 242083990.1057 | 284678610.6277 | 3162277.6602 | 122.1135 | 1982.4504 | 2331.262 | 40.4149 | 47.5259
1 | 6900 | 707 | 0.04 | 15 | 15 | 7 | 4.217e-09 | 5spot_SharedNeighbor | Water | Porous | Wet | R245fa | MinimizeLCOE_Brownfield | IgnoreSilica | 271.5176 | 256.3483 | 33.2069 | 4 | 1963.8296 | 2284.5057 | 40.0353 | 46.5727 | 247.6322 | 0 | 516.8675 | 25946388.8799 | 1604088.1198 | 27685285.4969 | 19151929.3401 | 0 | 243106.4599 | 0 | 29106011.3357 | 75727871.0316 | 51685828.0312 | 231150508.695 | 961560.8286 | 28738594.3808 | 28738594.3808 | 1478867.319 | 12377158.8222 | 0 | 260850663.9045 | 303445284.4266 | 4216965.0343 | 132.8275 | 1963.8296 | 2284.5057 | 40.0353 | 46.5727
1 | 6900 | 707 | 0.04 | 15 | 15 | 7 | 5.6234e-09 | 5spot_SharedNeighbor | Water | Porous | Wet | R245fa | MinimizeLCOE_Brownfield | IgnoreSilica | 271.5661 | 256.379 | 33.2111 | 4 | 1963.7605 | 2284.3958 | 40.0339 | 46.5705 | 247.6247 | 0 | 315.5297 | 25948621.0281 | 1604222.8473 | 27687942.9876 | 19155091.6161 | 0 | 242692.1802 | 0 | 29109042.5571 | 75735757.6479 | 51691210.8089 | 231174581.6732 | 961560.8286 | 28738594.3808 | 28738594.3808 | 1478867.319 | 12377158.8222 | 0 | 260874736.8827 | 303469357.4047 | 5623413.2519 | 132.8445 | 1963.7605 | 2284.3958 | 40.0339 | 46.5705
1 | 6900 | 707 | 0.04 | 15 | 15 | 7 | 7.4989e-09 | 5spot_SharedNeighbor | Water | Porous | Wet | R245fa | MinimizeLCOE_Brownfield | IgnoreSilica | 271.6218 | 256.4124 | 33.2155 | 4 | 1963.7083 | 2284.301 | 40.0329 | 46.5686 | 247.6152 | 0 | 356.5991 | 25951044.4858 | 1604369.1215 | 27690828.2711 | 19158698.1758 | 0 | 242569.67 | 0 | 29112528.7924 | 75744828.1171 | 51697401.5905 | 231202268.2242 | 961560.8286 | 28738594.3808 | 28738594.3808 | 1478867.319 | 12377158.8222 | 0 | 260902423.4337 | 303497043.9557 | 7498942.0933 | 132.8621 | 1963.7083 | 2284.301 | 40.0329 | 46.5686
1 | 6900 | 707 | 0.04 | 15 | 15 | 7 | 1e-08 | 5spot_SharedNeighbor | Water | Porous | Wet | R245fa | MinimizeLCOE_Brownfield | IgnoreSilica | 271.6561 | 256.4334 | 33.2184 | 4 | 1963.6689 | 2284.2343 | 40.032 | 46.5672 | 247.6095 | 0 | 344.5532 | 25952570.4128 | 1604461.2227 | 27692645.0012 | 19160923.5566 | 0 | 242397.0708 | 0 | 29114668.933 | 75750396.3238 | 51701202.006 | 231219264.5269 | 961560.8286 | 28738594.3808 | 28738594.3808 | 1478867.319 | 12377158.8222 | 0 | 260919419.7364 | 303514040.2584 | 10000000 | 132.8734 | 1963.6689 | 2284.2343 | 40.032 | 46.5672
1 | 7000 | 707 | 0.04 | 15 | 15 | 7 | 1e-13 | 5spot_SharedNeighbor | Water | Porous | Wet | R245fa | MinimizeLCOE_Brownfield | IgnoreSilica | 1.5102 | 0.8119 | 0.096287 | 4 | 86177.0852 | 198989.5606 | 1756.8364 | 4056.6713 | 188.697 | 0 | 33.5248 | 441451.5481 | 28555.992 | 277194.7752 | 119225.6997 | 0 | 63472.6731 | 0 | 362661.2683 | 943570.2281 | 644006.0691 | 2880138.2535 | 961560.8286 | 29349065.1606 | 29349065.1606 | 1478867.319 | 12621347.1341 | 0 | 33190764.2428 | 76640043.8566 | 100 | 0.38515 | 86177.0852 | 198989.5606 | 1756.8364 | 4056.6713
1 | 7000 | 707 | 0.04 | 15 | 15 | 7 | 1.3335e-13 | 5spot_SharedNeighbor | Water | Porous | Wet | R245fa | MinimizeLCOE_Brownfield | IgnoreSilica | 1.9431 | 1.2679 | 0.15481 | 4 | 55228.2792 | 125393.9964 | 1125.9032 | 2556.3262 | 205.3576 | 0 | 177.1764 | 602739.1543 | 39013.4684 | 395969.7102 | 151760.1516 | 0 | 66089.2791 | 0 | 489672.9878 | 1274028.6686 | 869550.745 | 3888824.165 | 961560.8286 | 29349065.1606 | 29349065.1606 | 1478867.319 | 12621347.1341 | 0 | 34199450.1542 | 77648729.768 | 133.3521 | 0.61924 | 55228.2792 | 125393.9964 | 1125.9032 | 2556.3262
1 | 7000 | 707 | 0.04 | 15 | 15 | 7 | 1.7783e-13 | 5spot_SharedNeighbor | Water | Porous | Wet | R245fa | MinimizeLCOE_Brownfield | IgnoreSilica | 2.4877 | 1.8587 | 0.2311 | 4 | 38269.5726 | 85271.2762 | 780.177 | 1738.3703 | 219.4484 | 0 | 245.857 | 787844.6773 | 50991.7229 | 537723.7891 | 191564.1254 | 0 | 67680.9169 | 0 | 637964.0403 | 1659851.5684 | 1132882.802 | 5066503.6423 | 961560.8286 | 29349065.1606 | 29349065.1606 | 1478867.319 | 12621347.1341 | 0 | 35377129.6316 | 78826409.2453 | 177.8279 | 0.92442 | 38269.5726 | 85271.2762 | 780.177 | 1738.3703
1 | 7000 | 707 | 0.04 | 15 | 15 | 7 | 2.3714e-13 | 5spot_SharedNeighbor | Water | Porous | Wet | R245fa | MinimizeLCOE_Brownfield | IgnoreSilica | 3.1684 | 2.6184 | 0.32985 | 4 | 27862.1446 | 60793.0982 | 568.0075 | 1239.3495 | 231.0951 | 0 | 395.8206 | 1001919.4932 | 64813.9883 | 707309.6864 | 241335.5224 | 0 | 67382.4087 | 0 | 812276.8286 | 2113377.6871 | 1442423.697 | 6450839.3117 | 961560.8286 | 29349065.1606 | 29349065.1606 | 1478867.319 | 12621347.1341 | 0 | 36761465.301 | 80210744.9148 | 237.1374 | 1.3194 | 27862.1446 | 60793.0982 | 568.0075 | 1239.3495
1 | 7000 | 707 | 0.04 | 15 | 15 | 7 | 3.1623e-13 | 5spot_SharedNeighbor | Water | Porous | Wet | R245fa | MinimizeLCOE_Brownfield | IgnoreSilica | 4.0117 | 3.5812 | 0.45577 | 4 | 21052.332 | 44884.9904 | 429.1803 | 915.0412 | 240.5519 | 0 | 73.1423 | 1248536.3246 | 80699.4056 | 908680.9471 | 303338.1576 | 0 | 64229.3628 | 0 | 1016138.8371 | 2643784.8154 | 1804437.4608 | 8069845.311 | 961560.8286 | 29349065.1606 | 29349065.1606 | 1478867.319 | 12621347.1341 | 0 | 38380471.3003 | 81829750.914 | 316.2278 | 1.8231 | 21052.332 | 44884.9904 | 429.1803 | 915.0412
1 | 7000 | 707 | 0.04 | 15 | 15 | 7 | 4.217e-13 | 5spot_SharedNeighbor | Water | Porous | Wet | R245fa | MinimizeLCOE_Brownfield | IgnoreSilica | 5.1178 | 4.8667 | 0.62425 | 4 | 16175.6414 | 33576.3637 | 329.7623 | 684.4996 | 248.5485 | 0 | 82.9144 | 1549348.3677 | 100025.4197 | 1161372.3315 | 385201.4828 | 0 | 58435.3884 | 0 | 1269209.3662 | 3302222.4201 | 2253834.6556 | 10079649.432 | 961560.8286 | 29349065.1606 | 29349065.1606 | 1478867.319 | 12621347.1341 | 0 | 40390275.4212 | 83839555.035 | 421.6965 | 2.497 | 16175.6414 | 33576.3637 | 329.7623 | 684.4996
1 | 7000 | 707 | 0.04 | 15 | 15 | 7 | 5.6234e-13 | 5spot_SharedNeighbor | Water | Porous | Wet | R245fa | MinimizeLCOE_Brownfield | IgnoreSilica | 6.5332 | 6.5309 | 0.84298 | 4 | 12697.0402 | 25582.6676 | 258.8463 | 521.5373 | 254.9729 | 0 | 78.7068 | 1906304.3449 | 122893.8719 | 1469486.4428 | 490518.8871 | 0 | 47518.7868 | 0 | 1574321.7101 | 4096062.1519 | 2795646.5843 | 12502752.7799 | 961560.8286 | 29349065.1606 | 29349065.1606 | 1478867.319 | 12621347.1341 | 0 | 42813378.7691 | 86262658.3829 | 562.3413 | 3.3719 | 12697.0402 | 25582.6676 | 258.8463 | 521.5373
1 | 7000 | 707 | 0.04 | 15 | 15 | 7 | 7.4989e-13 | 5spot_SharedNeighbor | Water | Porous | Wet | R245fa | MinimizeLCOE_Brownfield | IgnoreSilica | 8.358 | 8.6755 | 1.125 | 4 | 10161.8194 | 19816.9006 | 207.1624 | 403.9943 | 259.8413 | 0 | 69.4924 | 2329388.3117 | 149917.8525 | 1844253.3617 | 626521.5597 | 0 | 28216.2906 | 0 | 1941535.9767 | 5051478.3476 | 3447737.7697 | 15419049.4701 | 961560.8286 | 29349065.1606 | 29349065.1606 | 1478867.319 | 12621347.1341 | 0 | 45729675.4593 | 89178955.0731 | 749.8942 | 4.5001 | 10161.8194 | 19816.9006 | 207.1624 | 403.9943
1 | 7000 | 707 | 0.04 | 15 | 15 | 7 | 1e-12 | 5spot_SharedNeighbor | Water | Porous | Wet | R245fa | MinimizeLCOE_Brownfield | IgnoreSilica | 6.9742 | 7.0513 | 0.91584 | 4 | 11851.5509 | 23712.0373 | 241.6099 | 483.402 | 256.4376 | 0 | 79.7571 | 2012244.6106 | 129668.5434 | 1562425.0352 | 523410.6154 | 0 | 3715.9543 | 0 | 1650271.2559 | 4293667.2908 | 2930516.152 | 13105919.4575 | 961560.8286 | 29349065.1606 | 29349065.1606 | 1478867.319 | 12621347.1341 | 0 | 43416545.4467 | 86865825.0605 | 1000 | 3.6634 | 11851.5509 | 23712.0373 | 241.6099 | 483.402
1 | 7000 | 707 | 0.04 | 15 | 15 | 7 | 1.3335e-12 | 5spot_SharedNeighbor | Water | Porous | Wet | R245fa | MinimizeLCOE_Brownfield | IgnoreSilica | 8.6721 | 9.0401 | 1.1742 | 4 | 9822.3996 | 19073.5232 | 200.2429 | 388.8396 | 260.3952 | 0 | 73.8455 | 2398135.1397 | 154301.3398 | 1906009.1341 | 649866.0944 | 0 | 0 | 0 | 1992241.5661 | 5183403.8901 | 3537779.6633 | 15821736.8274 | 961560.8286 | 29349065.1606 | 29349065.1606 | 1478867.319 | 12621347.1341 | 0 | 46132362.8167 | 89581642.4305 | 1333.5214 | 4.6966 | 9822.3996 | 19073.5232 | 200.2429 | 388.8396
1 | 7000 | 707 | 0.04 | 15 | 15 | 7 | 1.7783e-12 | 5spot_SharedNeighbor | Water | Porous | Wet | R245fa | MinimizeLCOE_Brownfield | IgnoreSilica | 11.2662 | 12.1906 | 1.5834 | 4 | 7925.0776 | 14785.4003 | 161.5634 | 301.4204 | 265.2231 | 0 | 95.0629 | 2962664.7541 | 190223.7136 | 2421056.5327 | 845351.9121 | 0 | 0 | 0 | 2503525.7959 | 6513660.5772 | 4445707.1862 | 19882190.4718 | 961560.8286 | 29349065.1606 | 29349065.1606 | 1478867.319 | 12621347.1341 | 0 | 50192816.4611 | 93642096.0749 | 1778.2794 | 6.3334 | 7925.0776 | 14785.4003 | 161.5634 | 301.4204
1 | 7000 | 707 | 0.04 | 15 | 15 | 7 | 2.3714e-12 | 5spot_SharedNeighbor | Water | Porous | Wet | R245fa | MinimizeLCOE_Brownfield | IgnoreSilica | 14.6379 | 16.2501 | 2.1106 | 4 | 6528.8483 | 11675.3612 | 133.0994 | 238.018 | 268.5297 | 0 | 75.0993 | 3631342.9978 | 232619.8068 | 3046983.5746 | 1099046.5086 | 0 | 0 | 0 | 3123897.2262 | 8127739.7832 | 5547349.4104 | 24808979.3075 | 961560.8286 | 29349065.1606 | 29349065.1606 | 1478867.319 | 12621347.1341 | 0 | 55119605.2967 | 98568884.9105 | 2371.3737 | 8.4425 | 6528.8483 | 11675.3612 | 133.0994 | 238.018
1 | 7000 | 707 | 0.04 | 15 | 15 | 7 | 3.1623e-12 | 5spot_SharedNeighbor | Water | Porous | Wet | R245fa | MinimizeLCOE_Brownfield | IgnoreSilica | 19.0742 | 21.6068 | 2.8064 | 4 | 5456.1265 | 9326.7298 | 111.2305 | 190.138 | 271.1235 | 0 | 73.8384 | 4444198.9672 | 283962.3536 | 3826992.6583 | 1433330.9106 | 0 | 0 | 0 | 3895509.107 | 10135315.6176 | 6917561.1689 | 30936870.7831 | 961560.8286 | 29349065.1606 | 29349065.1606 | 1478867.319 | 12621347.1341 | 0 | 61247496.7724 | 104696776.3862 | 3162.2777 | 11.2255 | 5456.1265 | 9326.7298 | 111.2305 | 190.138
1 | 7000 | 707 | 0.04 | 15 | 15 | 7 | 4.217e-12 | 5spot_SharedNeighbor | Water | Porous | Wet | R245fa | MinimizeLCOE_Brownfield | IgnoreSilica | 24.8937 | 28.6462 | 3.7207 | 4 | 4626.1692 | 7545.6266 | 94.3107 | 153.8278 | 273.1374 | 0 | 87.0824 | 5429276.8188 | 345934.862 | 4795554.6499 | 1872211.1625 | 0 | 0 | 0 | 4852761.2223 | 12625889.2623 | 8617428.8576 | 38539056.8354 | 961560.8286 | 29349065.1606 | 29349065.1606 | 1478867.319 | 12621347.1341 | 0 | 68849682.8247 | 112298962.4384 | 4216.965 | 14.8827 | 4626.1692 | 7545.6266 | 94.3107 | 153.8278
1 | 7000 | 707 | 0.04 | 15 | 15 | 7 | 5.6234e-12 | 5spot_SharedNeighbor | Water | Porous | Wet | R245fa | MinimizeLCOE_Brownfield | IgnoreSilica | 32.5379 | 37.9032 | 4.923 | 4 | 3976.3086 | 6182.7583 | 81.0624 | 126.0439 | 274.6942 | 0 | 85.5035 | 6624978.4375 | 420842.9135 | 5999642.1143 | 2449107.0533 | 0 | 0 | 0 | 6042882.5023 | 15722340.7052 | 10730820.5931 | 47990614.3192 | 961560.8286 | 29349065.1606 | 29349065.1606 | 1478867.319 | 12621347.1341 | 0 | 78301240.3085 | 121750519.9223 | 5623.4133 | 19.6919 | 3976.3086 | 6182.7583 | 81.0624 | 126.0439
1 | 7000 | 707 | 0.04 | 15 | 15 | 7 | 7.4989e-12 | 5spot_SharedNeighbor | Water | Porous | Wet | R245fa | MinimizeLCOE_Brownfield | IgnoreSilica | 42.4453 | 49.9046 | 6.4818 | 4 | 3467.6441 | 5143.4721 | 70.6926 | 104.8566 | 275.8707 | 0 | 90.775 | 8057655.1914 | 510205.5947 | 7476476.9697 | 3196953.9953 | 0 | 0 | 0 | 7504103.783 | 19524138.7399 | 13325625.8709 | 59595160.1449 | 961560.8286 | 29349065.1606 | 29349065.1606 | 1478867.319 | 12621347.1341 | 0 | 89905786.1342 | 133355065.748 | 7498.9421 | 25.9271 | 3467.6441 | 5143.4721 | 70.6926 | 104.8566
1 | 7000 | 707 | 0.04 | 15 | 15 | 7 | 1e-11 | 5spot_SharedNeighbor | Water | Porous | Wet | R245fa | MinimizeLCOE_Brownfield | IgnoreSilica | 55.04 | 65.1286 | 8.4591 | 4 | 3070.1431 | 4354.24 | 62.589 | 88.7671 | 276.6823 | 0 | 81.4066 | 9740983.7314 | 614734.1992 | 9251290.6035 | 4146976.4566 | 0 | 0 | 0 | 9264054.1464 | 24103168.57 | 16450907.8196 | 73572115.5267 | 961560.8286 | 29349065.1606 | 29349065.1606 | 1478867.319 | 12621347.1341 | 0 | 103882741.5159 | 147332021.1297 | 10000 | 33.8364 | 3070.1431 | 4354.24 | 62.589 | 88.7671
1 | 7000 | 707 | 0.04 | 15 | 15 | 7 | 1.3335e-11 | 5spot_SharedNeighbor | Water | Porous | Wet | R245fa | MinimizeLCOE_Brownfield | IgnoreSilica | 70.5816 | 83.7311 | 10.8753 | 4 | 2762.4468 | 3761.2566 | 56.3162 | 76.6783 | 277.003 | 0 | 71.8772 | 11653068.2882 | 732939.0813 | 11310826.1916 | 5315554.9513 | 0 | 0 | 0 | 11314831.5199 | 29438870.6236 | 20092634.1089 | 89858724.7649 | 961560.8286 | 29349065.1606 | 29349065.1606 | 1478867.319 | 12621347.1341 | 0 | 120169350.7542 | 163618630.368 | 13335.2143 | 43.5011 | 2762.4468 | 3761.2566 | 56.3162 | 76.6783
1 | 7000 | 707 | 0.04 | 15 | 15 | 7 | 1.7783e-11 | 5spot_SharedNeighbor | Water | Porous | Wet | R245fa | MinimizeLCOE_Brownfield | IgnoreSilica | 88.7648 | 104.9684 | 13.6336 | 4 | 2530.9835 | 3327.7138 | 51.5975 | 67.8399 | 276.602 | 0 | 60.2529 | 13694370.0257 | 858594.1129 | 13552877.1718 | 6671830.7493 | 0 | 0 | 0 | 13563292.1033 | 35288903.839 | 24085401.9845 | 107715269.9865 | 961560.8286 | 29349065.1606 | 29349065.1606 | 1478867.319 | 12621347.1341 | 0 | 138025895.9757 | 181475175.5895 | 17782.7941 | 54.5345 | 2530.9835 | 3327.7138 | 51.5975 | 67.8399
1 | 7000 | 707 | 0.04 | 15 | 15 | 7 | 2.3714e-11 | 5spot_SharedNeighbor | Water | Porous | Wet | R245fa | MinimizeLCOE_Brownfield | IgnoreSilica | 108.7259 | 127.3039 | 16.5346 | 4 | 2362.2449 | 3019.1887 | 48.1576 | 61.5502 | 275.3443 | 0 | 59.5713 | 15718887.0822 | 982734.2264 | 15814591.875 | 8140681.9356 | 0 | 0 | 0 | 15856189.0965 | 41254551.4775 | 28157079.0797 | 125924714.7729 | 961560.8286 | 29349065.1606 | 29349065.1606 | 1478867.319 | 12621347.1341 | 0 | 156235340.7622 | 199684620.376 | 23713.7371 | 66.1385 | 2362.2449 | 3019.1887 | 48.1576 | 61.5502
1 | 7000 | 707 | 0.04 | 15 | 15 | 7 | 3.1623e-11 | 5spot_SharedNeighbor | Water | Porous | Wet | R245fa | MinimizeLCOE_Brownfield | IgnoreSilica | 129.1863 | 148.8645 | 19.335 | 4 | 2242.8563 | 2804.6524 | 45.7237 | 57.1766 | 273.3127 | 0 | 66.249 | 17580054.0526 | 1096480.0603 | 17923284.4033 | 9619116.7954 | 0 | 0 | 0 | 18025384.7715 | 46898353.6607 | 32009090.0382 | 143151763.7821 | 961560.8286 | 29349065.1606 | 29349065.1606 | 1478867.319 | 12621347.1341 | 0 | 173462389.7714 | 216911669.3851 | 31622.7766 | 77.3399 | 2242.8563 | 2804.6524 | 45.7237 | 57.1766
1 | 7000 | 707 | 0.04 | 15 | 15 | 7 | 4.217e-11 | 5spot_SharedNeighbor | Water | Porous | Wet | R245fa | MinimizeLCOE_Brownfield | IgnoreSilica | 148.8379 | 168.3672 | 21.8681 | 4 | 2159.0266 | 2655.7476 | 44.0147 | 54.141 | 270.9464 | 0 | 64.5543 | 19199139.4584 | 1195162.9428 | 19778374.8009 | 11015969.118 | 0 | 0 | 0 | 19963572.0648 | 51941119.421 | 35450881.2881 | 158544219.0941 | 961560.8286 | 29349065.1606 | 29349065.1606 | 1478867.319 | 12621347.1341 | 0 | 188854845.0833 | 232304124.6971 | 42169.6503 | 87.4722 | 2159.0266 | 2655.7476 | 44.0147 | 54.141
1 | 7000 | 707 | 0.04 | 15 | 15 | 7 | 5.6234e-11 | 5spot_SharedNeighbor | Water | Porous | Wet | R245fa | MinimizeLCOE_Brownfield | IgnoreSilica | 166.7379 | 185.2539 | 24.0614 | 4 | 2099.6331 | 2551.0755 | 42.8039 | 52.0071 | 268.6351 | 0 | 107.6585 | 20558922.1 | 1277862.6588 | 21350038.9555 | 12271827.95 | 0 | 0 | 0 | 21628874.1491 | 56273893.8438 | 38408088.8613 | 171769508.5184 | 961560.8286 | 29349065.1606 | 29349065.1606 | 1478867.319 | 12621347.1341 | 0 | 202080134.5077 | 245529414.1215 | 56234.1325 | 96.2455 | 2099.6331 | 2551.0755 | 42.8039 | 52.0071
1 | 7000 | 707 | 0.04 | 15 | 15 | 7 | 7.4989e-11 | 5spot_SharedNeighbor | Water | Porous | Wet | R245fa | MinimizeLCOE_Brownfield | IgnoreSilica | 182.1675 | 198.9745 | 25.8434 | 4 | 2058.7594 | 2479.0721 | 41.9706 | 50.5392 | 266.4362 | 0 | 125.5081 | 21638303.5772 | 1343399.2928 | 22605941.4471 | 13339072.3752 | 0 | 0 | 0 | 22981419.51 | 59792939.4276 | 40809909.7814 | 182510985.4111 | 961560.8286 | 29349065.1606 | 29349065.1606 | 1478867.319 | 12621347.1341 | 0 | 212821611.4003 | 256270891.0141 | 74989.4209 | 103.3737 | 2058.7594 | 2479.0721 | 41.9706 | 50.5392
1 | 7000 | 707 | 0.04 | 15 | 15 | 7 | 1e-10 | 5spot_SharedNeighbor | Water | Porous | Wet | R245fa | MinimizeLCOE_Brownfield | IgnoreSilica | 194.8937 | 209.6879 | 27.2349 | 4 | 2030.8127 | 2429.6506 | 41.4009 | 49.5317 | 264.4872 | 0 | 124.9199 | 22466678.5043 | 1393632.7121 | 23574550.3072 | 14208618.5094 | 0 | 0 | 0 | 24040957.2129 | 62549639.1895 | 42691414.0134 | 190925490.4487 | 961560.8286 | 29349065.1606 | 29349065.1606 | 1478867.319 | 12621347.1341 | 0 | 221236116.438 | 264685396.0518 | 100000 | 108.9397 | 2030.8127 | 2429.6506 | 41.4009 | 49.5317
1 | 7000 | 707 | 0.04 | 15 | 15 | 7 | 1.3335e-10 | 5spot_SharedNeighbor | Water | Porous | Wet | R245fa | MinimizeLCOE_Brownfield | IgnoreSilica | 205.2912 | 218.0282 | 28.3182 | 4 | 2011.2591 | 2394.8401 | 41.0022 | 48.8221 | 262.8086 | 0 | 111.8866 | 23103385.8244 | 1432207.3231 | 24321755.1626 | 14912136.5856 | 0 | 0 | 0 | 24870099.1093 | 64706896.3236 | 44163786.3346 | 197510266.6632 | 961560.8286 | 29349065.1606 | 29349065.1606 | 1478867.319 | 12621347.1341 | 0 | 227820892.6524 | 271270172.2662 | 133352.1432 | 113.2728 | 2011.2591 | 2394.8401 | 41.0022 | 48.8221
1 | 7000 | 707 | 0.04 | 15 | 15 | 7 | 1.7783e-10 | 5spot_SharedNeighbor | Water | Porous | Wet | R245fa | MinimizeLCOE_Brownfield | IgnoreSilica | 213.3079 | 224.2821 | 29.1305 | 4 | 1997.6525 | 2370.5378 | 40.7248 | 48.3266 | 261.5098 | 0 | 118.4318 | 23576347.8937 | 1460841.7925 | 24878282.3346 | 15451968.8086 | 0 | 0 | 0 | 25493301.9235 | 66328342.2096 | 45270456.4692 | 202459541.4315 | 961560.8286 | 29349065.1606 | 29349065.1606 | 1478867.319 | 12621347.1341 | 0 | 232770167.4208 | 276219447.0346 | 177827.941 | 116.5218 | 1997.6525 | 2370.5378 | 40.7248 | 48.3266
1 | 7000 | 707 | 0.04 | 15 | 15 | 7 | 2.3714e-10 | 5spot_SharedNeighbor | Water | Porous | Wet | R245fa | MinimizeLCOE_Brownfield | IgnoreSilica | 219.5541 | 228.9996 | 29.7432 | 4 | 1988.0314 | 2353.235 | 40.5287 | 47.9739 | 260.468 | 0 | 108.9236 | 23930682.8553 | 1482283.4261 | 25296035.9382 | 15869631.7184 | 0 | 0 | 0 | 25965667.2358 | 67557339.8569 | 46109272.6169 | 206210913.6477 | 961560.8286 | 29349065.1606 | 29349065.1606 | 1478867.319 | 12621347.1341 | 0 | 236521539.637 | 279970819.2508 | 237137.3706 | 118.9727 | 1988.0314 | 2353.235 | 40.5287 | 47.9739
1 | 7000 | 707 | 0.04 | 15 | 15 | 7 | 3.1623e-10 | 5spot_SharedNeighbor | Water | Porous | Wet | R245fa | MinimizeLCOE_Brownfield | IgnoreSilica | 224.3795 | 232.5506 | 30.2044 | 4 | 1981.1558 | 2340.7828 | 40.3885 | 47.72 | 259.6455 | 0 | 123.4533 | 24196060.1234 | 1498336.036 | 25609359.8931 | 16190847.8605 | 0 | 0 | 0 | 26322895.5261 | 68486774.5906 | 46743630.9206 | 209047904.9502 | 961560.8286 | 29349065.1606 | 29349065.1606 | 1478867.319 | 12621347.1341 | 0 | 239358530.9395 | 282807810.5533 | 316227.766 | 120.8176 | 1981.1558 | 2340.7828 | 40.3885 | 47.72
1 | 7000 | 707 | 0.04 | 15 | 15 | 7 | 4.217e-10 | 5spot_SharedNeighbor | Water | Porous | Wet | R245fa | MinimizeLCOE_Brownfield | IgnoreSilica | 228.0654 | 235.208 | 30.5496 | 4 | 1976.2149 | 2331.7789 | 40.2878 | 47.5365 | 259.007 | 0 | 116.3335 | 24393910.3947 | 1510300.6498 | 25843204.4185 | 16435340.8774 | 0 | 0 | 0 | 26591274.9728 | 69185042.8586 | 47220213.3615 | 211179287.5332 | 961560.8286 | 29349065.1606 | 29349065.1606 | 1478867.319 | 12621347.1341 | 0 | 241489913.5224 | 284939193.1362 | 421696.5034 | 122.1982 | 1976.2149 | 2331.7789 | 40.2878 | 47.5365
1 | 7000 | 707 | 0.04 | 15 | 15 | 7 | 5.6234e-10 | 5spot_SharedNeighbor | Water | Porous | Wet | R245fa | MinimizeLCOE_Brownfield | IgnoreSilica | 230.8789 | 237.2045 | 30.8089 | 4 | 1972.6212 | 2325.1924 | 40.2146 | 47.4022 | 258.5136 | 0 | 119.9992 | 24542148.9666 | 1519263.2557 | 26018549.2389 | 16621635.7281 | 0 | 0 | 0 | 26793622.9038 | 69711510.6679 | 47579538.4592 | 212786269.2202 | 961560.8286 | 29349065.1606 | 29349065.1606 | 1478867.319 | 12621347.1341 | 0 | 243096895.2094 | 286546174.8232 | 562341.3252 | 123.2355 | 1972.6212 | 2325.1924 | 40.2146 | 47.4022
1 | 7000 | 707 | 0.04 | 15 | 15 | 7 | 7.4989e-10 | 5spot_SharedNeighbor | Water | Porous | Wet | R245fa | MinimizeLCOE_Brownfield | IgnoreSilica | 232.9984 | 238.6905 | 31.0019 | 4 | 1970.0126 | 2320.3888 | 40.1614 | 47.3043 | 258.1387 | 0 | 120.5227 | 24652257.2577 | 1525919.4661 | 26148867.343 | 16761817.5607 | 0 | 0 | 0 | 26944656.0347 | 70104467.8934 | 47847739.84 | 213985725.3956 | 961560.8286 | 29349065.1606 | 29349065.1606 | 1478867.319 | 12621347.1341 | 0 | 244296351.3849 | 287745630.9986 | 749894.2093 | 124.0075 | 1970.0126 | 2320.3888 | 40.1614 | 47.3043
1 | 7000 | 707 | 0.04 | 15 | 15 | 7 | 1e-09 | 5spot_SharedNeighbor | Water | Porous | Wet | R245fa | MinimizeLCOE_Brownfield | IgnoreSilica | 234.6185 | 239.815 | 31.1479 | 4 | 1968.074 | 2316.8074 | 40.1219 | 47.2313 | 257.85 | 0 | 118.7695 | 24735444.3083 | 1530947.6774 | 26247365.6677 | 16868684.2113 | 0 | 0 | 0 | 27059152.3272 | 70402363.76 | 48051059.8901 | 214895017.842 | 961560.8286 | 29349065.1606 | 29349065.1606 | 1478867.319 | 12621347.1341 | 0 | 245205643.8312 | 288654923.445 | 1000000 | 124.5917 | 1968.074 | 2316.8074 | 40.1219 | 47.2313
1 | 7000 | 707 | 0.04 | 15 | 15 | 7 | 1.3335e-09 | 5spot_SharedNeighbor | Water | Porous | Wet | R245fa | MinimizeLCOE_Brownfield | IgnoreSilica | 235.8365 | 240.6539 | 31.2569 | 4 | 1966.6466 | 2314.1644 | 40.0928 | 47.1774 | 257.6319 | 0 | 109.9255 | 24797438.5556 | 1534694.5792 | 26320794.3089 | 16948840.4955 | 0 | 0 | 0 | 27144689.4963 | 70624913.9279 | 48202954.9526 | 215574326.316 | 961560.8286 | 29349065.1606 | 29349065.1606 | 1478867.319 | 12621347.1341 | 0 | 245884952.3053 | 289334231.9191 | 1333521.4322 | 125.0275 | 1966.6466 | 2314.1644 | 40.0928 | 47.1774
1 | 7000 | 707 | 0.04 | 15 | 15 | 7 | 1.7783e-09 | 5spot_SharedNeighbor | Water | Porous | Wet | R245fa | MinimizeLCOE_Brownfield | IgnoreSilica | 236.7574 | 241.2846 | 31.3388 | 4 | 1965.5856 | 2312.1949 | 40.0711 | 47.1372 | 257.4663 | 0 | 120.2955 | 24844011.4374 | 1537509.2429 | 26375970.581 | 17009414.5198 | 0 | 0 | 0 | 27209093.2547 | 70792479.2961 | 48317321.7596 | 216085800.0915 | 961560.8286 | 29349065.1606 | 29349065.1606 | 1478867.319 | 12621347.1341 | 0 | 246396426.0808 | 289845705.6946 | 1778279.41 | 125.3552 | 1965.5856 | 2312.1949 | 40.0711 | 47.1372
1 | 7000 | 707 | 0.04 | 15 | 15 | 7 | 2.3714e-09 | 5spot_SharedNeighbor | Water | Porous | Wet | R245fa | MinimizeLCOE_Brownfield | IgnoreSilica | 237.4347 | 241.7469 | 31.3989 | 4 | 1964.8141 | 2310.7605 | 40.0554 | 47.108 | 257.3443 | 0 | 132.4273 | 24878124.001 | 1539570.7619 | 26416392.0028 | 17053956.7281 | 0 | 0 | 0 | 27256336.9626 | 70915397.7332 | 48401216.1186 | 216460994.3084 | 961560.8286 | 29349065.1606 | 29349065.1606 | 1478867.319 | 12621347.1341 | 0 | 246771620.2976 | 290220899.9114 | 2371373.7057 | 125.5954 | 1964.8141 | 2310.7605 | 40.0554 | 47.108
1 | 7000 | 707 | 0.04 | 15 | 15 | 7 | 3.1623e-09 | 5spot_SharedNeighbor | Water | Porous | Wet | R245fa | MinimizeLCOE_Brownfield | IgnoreSilica | 237.9559 | 242.1014 | 31.4449 | 4 | 1964.2266 | 2309.6665 | 40.0434 | 47.0857 | 257.2501 | 0 | 110.8394 | 24904267.5465 | 1541150.6352 | 26447374.7455 | 17088220.8022 | 0 | 0 | 0 | 27292595.3544 | 71009734.6312 | 48465602.9899 | 216748946.7048 | 961560.8286 | 29349065.1606 | 29349065.1606 | 1478867.319 | 12621347.1341 | 0 | 247059572.6941 | 290508852.3079 | 3162277.6602 | 125.7796 | 1964.2266 | 2309.6665 | 40.0434 | 47.0857
1 | 7000 | 707 | 0.04 | 15 | 15 | 7 | 4.217e-09 | 5spot_SharedNeighbor | Water | Porous | Wet | R245fa | MinimizeLCOE_Brownfield | IgnoreSilica | 238.3534 | 242.371 | 31.4799 | 4 | 1963.7822 | 2308.8379 | 40.0344 | 47.0688 | 257.1782 | 0 | 99.2097 | 24924143.9102 | 1542351.746 | 26470932.651 | 17114343.554 | 0 | 0 | 0 | 27320191.0259 | 71081532.9076 | 48514606.7889 | 216968102.5835 | 961560.8286 | 29349065.1606 | 29349065.1606 | 1478867.319 | 12621347.1341 | 0 | 247278728.5728 | 290728008.1865 | 4216965.0343 | 125.9196 | 1963.7822 | 2308.8379 | 40.0344 | 47.0688
1 | 7000 | 707 | 0.04 | 15 | 15 | 7 | 5.6234e-09 | 5spot_SharedNeighbor | Water | Porous | Wet | R245fa | MinimizeLCOE_Brownfield | IgnoreSilica | 238.6332 | 242.5608 | 31.5046 | 4 | 1963.4699 | 2308.2556 | 40.028 | 47.0569 | 257.1276 | 0 | 117.0618 | 24938133.3462 | 1543197.0984 | 26487514.485 | 17132739.3023 | 0 | 0 | 0 | 27339617.8504 | 71132077.5201 | 48549104.5255 | 217122384.1279 | 961560.8286 | 29349065.1606 | 29349065.1606 | 1478867.319 | 12621347.1341 | 0 | 247433010.1171 | 290882289.7309 | 5623413.2519 | 126.0182 | 1963.4699 | 2308.2556 | 40.028 | 47.0569
1 | 7000 | 707 | 0.04 | 15 | 15 | 7 | 7.4989e-09 | 5spot_SharedNeighbor | Water | Porous | Wet | R245fa | MinimizeLCOE_Brownfield | IgnoreSilica | 238.8574 | 242.7123 | 31.5242 | 4 | 1963.2217 | 2307.7921 | 40.0229 | 47.0475 | 257.0869 | 0 | 118.1955 | 24949301.1799 | 1543871.9375 | 26500752.5805 | 17147465.0537 | 0 | 0 | 0 | 27355142.3931 | 71172469.1956 | 48576672.674 | 217245675.0141 | 961560.8286 | 29349065.1606 | 29349065.1606 | 1478867.319 | 12621347.1341 | 0 | 247556301.0034 | 291005580.6172 | 7498942.0933 | 126.097 | 1963.2217 | 2307.7921 | 40.0229 | 47.0475
1 | 7000 | 707 | 0.04 | 15 | 15 | 7 | 1e-08 | 5spot_SharedNeighbor | Water | Porous | Wet | R245fa | MinimizeLCOE_Brownfield | IgnoreSilica | 239.0205 | 242.8227 | 31.5386 | 4 | 1963.0413 | 2307.4551 | 40.0193 | 47.0406 | 257.0573 | 0 | 131.812 | 24957428.7872 | 1544363.0591 | 26510387.2729 | 17158186.902 | 0 | 0 | 0 | 27366442.7483 | 71201870.4018 | 48596739.6014 | 217335418.7727 | 961560.8286 | 29349065.1606 | 29349065.1606 | 1478867.319 | 12621347.1341 | 0 | 247646044.762 | 291095324.3758 | 10000000 | 126.1543 | 1963.0413 | 2307.4551 | 40.0193 | 47.0406

## Water (R600a)
Time [year] | Depth [m] | Res Length [m] | Temp Gradient [C/m] | Temp Surface Air [C] | Temp Surface Rock [C] | dT Approach [C] | Transmissivity [m^3] | Config Number [-] | Fluid | Reservoir | Cooling Wet/Dry | orcFluid | Method | Silica? | mass flow [kg/s] | Reservoir Heat [MWth] | Electric Power I-P Pair [MWe] | N_IP_Multiplier | SpCC (Brownfield) [$/kWe] | SpCC (Greenfield) [$/kWe] | LCOE (Brownfield) [$/MWh] | LCOE (Greenfield) [$/MWh] | Temp Production [C] | dP Surface [Mpa] | SolveTime [s] | C_T_G_N | C_pump_orc_N | C_coolingTowers_N | C_heatExchanger_N | C_recuperator_N | C_pump_prod_N | C_pump_inj_N | C_plant_otherEquipment_N | C_plant_installation_N | C_plant_indirectContingency_N | C_surfacePlant_N | C_gatheringSystem_N | C_wells_production_N | C_wells_injection_N | C_wellfield_N | C_exploration_N | C_stimulation_N | CapitalCost_N (Brownfield) | CapitalCost_N (Greenfield) | Trans [mD-m] | Electric Power 5-spot [MW] | Sp CC (Brownfield) [$/kWe] | Sp CC (Greenfield) [$/kWe] | LCOE (Brownfield) [$/MWh] | LCOE (Greenfield) [$/MWh]
1 | 1000 | 707 | 0.04 | 15 | 15 | 7 | 1e-13 | 5spot_SharedNeighbor | Water | Porous | Wet | R600a | MinimizeLCOE_Brownfield | IgnoreSilica | 0 | 0 | 0 | 0 | [6 empty] | 11.2875 | [19 empty] | 100 | 0
1 | 1000 | 707 | 0.04 | 15 | 15 | 7 | 1.3335e-13 | 5spot_SharedNeighbor | Water | Porous | Wet | R600a | MinimizeLCOE_Brownfield | IgnoreSilica | 0 | 0 | 0 | 0 | [6 empty] | 14.9349 | [19 empty] | 133.3521 | 0
1 | 1000 | 707 | 0.04 | 15 | 15 | 7 | 1.7783e-13 | 5spot_SharedNeighbor | Water | Porous | Wet | R600a | MinimizeLCOE_Brownfield | IgnoreSilica | 0 | 0 | 0 | 0 | [6 empty] | 18.7726 | [19 empty] | 177.8279 | 0
1 | 1000 | 707 | 0.04 | 15 | 15 | 7 | 2.3714e-13 | 5spot_SharedNeighbor | Water | Porous | Wet | R600a | MinimizeLCOE_Brownfield | IgnoreSilica | 0 | 0 | 0 | 0 | [6 empty] | 20.0825 | [19 empty] | 237.1374 | 0
1 | 1000 | 707 | 0.04 | 15 | 15 | 7 | 3.1623e-13 | 5spot_SharedNeighbor | Water | Porous | Wet | R600a | MinimizeLCOE_Brownfield | IgnoreSilica | 0 | 0 | 0 | 0 | [6 empty] | 20.4761 | [19 empty] | 316.2278 | 0
1 | 1000 | 707 | 0.04 | 15 | 15 | 7 | 4.217e-13 | 5spot_SharedNeighbor | Water | Porous | Wet | R600a | MinimizeLCOE_Brownfield | IgnoreSilica | 0 | 0 | 0 | 0 | [6 empty] | 19.5895 | [19 empty] | 421.6965 | 0
1 | 1000 | 707 | 0.04 | 15 | 15 | 7 | 5.6234e-13 | 5spot_SharedNeighbor | Water | Porous | Wet | R600a | MinimizeLCOE_Brownfield | IgnoreSilica | 0 | 0 | 0 | 0 | [6 empty] | 19.1406 | [19 empty] | 562.3413 | 0
1 | 1000 | 707 | 0.04 | 15 | 15 | 7 | 7.4989e-13 | 5spot_SharedNeighbor | Water | Porous | Wet | R600a | MinimizeLCOE_Brownfield | IgnoreSilica | 0 | 0 | 0 | 0 | [6 empty] | 22.3108 | [19 empty] | 749.8942 | 0
1 | 1000 | 707 | 0.04 | 15 | 15 | 7 | 1e-12 | 5spot_SharedNeighbor | Water | Porous | Wet | R600a | MinimizeLCOE_Brownfield | IgnoreSilica | 0 | 0 | 0 | 0 | [6 empty] | 979.961 | [19 empty] | 1000 | 0
1 | 1000 | 707 | 0.04 | 15 | 15 | 7 | 1.3335e-12 | 5spot_SharedNeighbor | Water | Porous | Wet | R600a | MinimizeLCOE_Brownfield | IgnoreSilica | 0 | 0 | 0 | 0 | [6 empty] | 24.2355 | [19 empty] | 1333.5214 | 0
1 | 1000 | 707 | 0.04 | 15 | 15 | 7 | 1.7783e-12 | 5spot_SharedNeighbor | Water | Porous | Wet | R600a | MinimizeLCOE_Brownfield | IgnoreSilica | 0 | 0 | 0 | 0 | [6 empty] | 25.6123 | [19 empty] | 1778.2794 | 0
1 | 1000 | 707 | 0.04 | 15 | 15 | 7 | 2.3714e-12 | 5spot_SharedNeighbor | Water | Porous | Wet | R600a | MinimizeLCOE_Brownfield | IgnoreSilica | 0 | 0 | 0 | 0 | [6 empty] | 28.8639 | [19 empty] | 2371.3737 | 0
1 | 1000 | 707 | 0.04 | 15 | 15 | 7 | 3.1623e-12 | 5spot_SharedNeighbor | Water | Porous | Wet | R600a | MinimizeLCOE_Brownfield | IgnoreSilica | 0 | 0 | 0 | 0 | [6 empty] | 31.1804 | [19 empty] | 3162.2777 | 0
1 | 1000 | 707 | 0.04 | 15 | 15 | 7 | 4.217e-12 | 5spot_SharedNeighbor | Water | Porous | Wet | R600a | MinimizeLCOE_Brownfield | IgnoreSilica | 0 | 0 | 0 | 0 | [6 empty] | 35.3465 | [19 empty] | 4216.965 | 0
1 | 1000 | 707 | 0.04 | 15 | 15 | 7 | 5.6234e-12 | 5spot_SharedNeighbor | Water | Porous | Wet | R600a | MinimizeLCOE_Brownfield | IgnoreSilica | 0 | 0 | 0 | 0 | [6 empty] | 36.6963 | [19 empty] | 5623.4133 | 0
1 | 1000 | 707 | 0.04 | 15 | 15 | 7 | 7.4989e-12 | 5spot_SharedNeighbor | Water | Porous | Wet | R600a | MinimizeLCOE_Brownfield | IgnoreSilica | 0 | 0 | 0 | 0 | [6 empty] | 35.272 | [19 empty] | 7498.9421 | 0
1 | 1000 | 707 | 0.04 | 15 | 15 | 7 | 1e-11 | 5spot_SharedNeighbor | Water | Porous | Wet | R600a | MinimizeLCOE_Brownfield | IgnoreSilica | 0 | 0 | 0 | 0 | [6 empty] | 33.6768 | [19 empty] | 10000 | 0
1 | 1000 | 707 | 0.04 | 15 | 15 | 7 | 1.3335e-11 | 5spot_SharedNeighbor | Water | Porous | Wet | R600a | MinimizeLCOE_Brownfield | IgnoreSilica | 1.0109 | 0.041866 | 9.8235e-05 | 4 | 11149713.9795 | 28177862.441 | 227302.0006 | 574443.8392 | 50.6332 | 0 | 1030.063 | 20995.4124 | 957.4565 | 28505.8504 | 40336.1889 | 0 | 14597.7126 | 0 | 41103.1221 | 106941.8923 | 72990.0389 | 326427.6741 | 961560.8286 | 3093179.1987 | 3093179.1987 | 1478867.319 | 2118992.7493 | 0 | 4381167.7014 | 11072206.9684 | 13335.2143 | 0.00039294 | 11149713.9795 | 28177862.441 | 227302.0006 | 574443.8392
1 | 1000 | 707 | 0.04 | 15 | 15 | 7 | 1.7783e-11 | 5spot_SharedNeighbor | Water | Porous | Wet | R600a | MinimizeLCOE_Brownfield | IgnoreSilica | 1.3986 | 0.0609 | 0.00023548 | 4 | 4736979.0544 | 11840593.3718 | 96569.7253 | 241386.5115 | 51.6826 | 0 | 215.8115 | 27813.8141 | 1286.2019 | 38432.7716 | 47310.7984 | 0 | 16600.9934 | 0 | 51263.386 | 133376.8148 | 91032.4167 | 407117.1969 | 961560.8286 | 3093179.1987 | 3093179.1987 | 1478867.319 | 2118992.7493 | 0 | 4461857.2243 | 11152896.4913 | 17782.7941 | 0.00094192 | 4736979.0544 | 11840593.3718 | 96569.7253 | 241386.5115
1 | 1000 | 707 | 0.04 | 15 | 15 | 7 | 2.3714e-11 | 5spot_SharedNeighbor | Water | Porous | Wet | R600a | MinimizeLCOE_Brownfield | IgnoreSilica | 1.8848 | 0.084829 | 0.00042866 | 4 | 2657201.3959 | 6559488.4422 | 54170.6446 | 133724.0443 | 52.4123 | 0 | 297.6211 | 35496.6022 | 1658.8507 | 50065.6393 | 56057.0714 | 0 | 18613.2045 | 0 | 63137.6336 | 164271.1712 | 112118.4498 | 501418.6226 | 961560.8286 | 3093179.1987 | 3093179.1987 | 1478867.319 | 2118992.7493 | 0 | 4556158.6499 | 11247197.917 | 23713.7371 | 0.0017146 | 2657201.3959 | 6559488.4422 | 54170.6446 | 133724.0443
1 | 1000 | 707 | 0.04 | 15 | 15 | 7 | 3.1623e-11 | 5spot_SharedNeighbor | Water | Porous | Wet | R600a | MinimizeLCOE_Brownfield | IgnoreSilica | 2.5071 | 0.11548 | 0.00069337 | 4 | 1683693.789 | 4096214.1859 | 34324.3753 | 83506.8667 | 52.9453 | 0 | 408.7811 | 44398.245 | 2092.428 | 64044.2689 | 67247.2344 | 0 | 20756.5032 | 0 | 77430.085 | 201457.198 | 137498.6772 | 614924.6397 | 961560.8286 | 3093179.1987 | 3093179.1987 | 1478867.319 | 2118992.7493 | 0 | 4669664.667 | 11360703.9341 | 31622.7766 | 0.0027735 | 1683693.789 | 4096214.1859 | 34324.3753 | 83506.8667
1 | 1000 | 707 | 0.04 | 15 | 15 | 7 | 4.217e-11 | 5spot_SharedNeighbor | Water | Porous | Wet | R600a | MinimizeLCOE_Brownfield | IgnoreSilica | 3.3271 | 0.156 | 0.0010502 | 4 | 1145408.4967 | 2738236.926 | 23350.7015 | 55822.6635 | 53.3499 | 0 | 76.4771 | 55070.9055 | 2613.6633 | 81432.9626 | 82016.8379 | 0 | 23214.276 | 0 | 95295.9717 | 247940.5704 | 169224.534 | 756809.7213 | 961560.8286 | 3093179.1987 | 3093179.1987 | 1478867.319 | 2118992.7493 | 0 | 4811549.7486 | 11502589.0157 | 42169.6503 | 0.0042007 | 1145408.4967 | 2738236.926 | 23350.7015 | 55822.6635
1 | 1000 | 707 | 0.04 | 15 | 15 | 7 | 5.6234e-11 | 5spot_SharedNeighbor | Water | Porous | Wet | R600a | MinimizeLCOE_Brownfield | IgnoreSilica | 4.3749 | 0.20782 | 0.0015267 | 4 | 816068.8479 | 1911722 | 16636.6673 | 38973.0388 | 53.6497 | 0 | 71.6675 | 67514.2886 | 3222.7394 | 102407.9792 | 100896.1819 | 0 | 25871.9727 | 0 | 116966.1331 | 304321.8852 | 207705.9398 | 928907.1199 | 961560.8286 | 3093179.1987 | 3093179.1987 | 1478867.319 | 2118992.7493 | 0 | 4983647.1472 | 11674686.4142 | 56234.1325 | 0.0061069 | 816068.8479 | 1911722 | 16636.6673 | 38973.0388
1 | 1000 | 707 | 0.04 | 15 | 15 | 7 | 7.4989e-11 | 5spot_SharedNeighbor | Water | Porous | Wet | R600a | MinimizeLCOE_Brownfield | IgnoreSilica | 5.7165 | 0.27418 | 0.0021577 | 4 | 601742.4521 | 1376984.7799 | 12267.3338 | 28071.6972 | 53.873 | 0 | 104.642 | 82098.9784 | 3937.8449 | 127797.5492 | 125067.6303 | 0 | 28791.2026 | 0 | 143400.3501 | 373098.2955 | 254647.2531 | 1138839.104 | 961560.8286 | 3093179.1987 | 3093179.1987 | 1478867.319 | 2118992.7493 | 0 | 5193579.1313 | 11884618.3984 | 74989.4209 | 0.0086309 | 601742.4521 | 1376984.7799 | 12267.3338 | 28071.6972
1 | 1000 | 707 | 0.04 | 15 | 15 | 7 | 1e-10 | 5spot_SharedNeighbor | Water | Porous | Wet | R600a | MinimizeLCOE_Brownfield | IgnoreSilica | 7.3218 | 0.35341 | 0.0029697 | 4 | 457339.1389 | 1020615.869 | 9323.4769 | 20806.635 | 54.0205 | 0 | 111.5151 | 98106.013 | 4723.4028 | 156550.0881 | 153946.2257 | 0 | 31549.0794 | 0 | 173501.1755 | 451414.4688 | 308099.6506 | 1377890.104 | 961560.8286 | 3093179.1987 | 3093179.1987 | 1478867.319 | 2118992.7493 | 0 | 5432630.1313 | 12123669.3983 | 100000 | 0.011879 | 457339.1389 | 1020615.869 | 9323.4769 | 20806.635
1 | 1000 | 707 | 0.04 | 15 | 15 | 7 | 1.3335e-10 | 5spot_SharedNeighbor | Water | Porous | Wet | R600a | MinimizeLCOE_Brownfield | IgnoreSilica | 9.6413 | 0.46853 | 0.0040868 | 4 | 352819.9157 | 762132.6081 | 7192.7112 | 15537.1041 | 54.1778 | 0 | 87.6785 | 119586.7292 | 5779.6965 | 196135.9758 | 195820.7481 | 0 | 35686.5145 | 0 | 215673.769 | 561138.9061 | 382988.8337 | 1712811.1729 | 961560.8286 | 3093179.1987 | 3093179.1987 | 1478867.319 | 2118992.7493 | 0 | 5767551.2002 | 12458590.4673 | 133352.1432 | 0.016347 | 352819.9157 | 762132.6081 | 7192.7112 | 15537.1041
1 | 1000 | 707 | 0.04 | 15 | 15 | 7 | 1.7783e-10 | 5spot_SharedNeighbor | Water | Porous | Wet | R600a | MinimizeLCOE_Brownfield | IgnoreSilica | 12.3332 | 0.60184 | 0.0054949 | 4 | 279273.7404 | 583692.1996 | 5693.3729 | 11899.355 | 54.2748 | 0 | 1068.1431 | 142478.0256 | 6905.8143 | 239617.1428 | 244351.0646 | 0 | 39380.9838 | 0 | 262365.8821 | 682622.2067 | 465903.6825 | 2083624.8025 | 961560.8286 | 3093179.1987 | 3093179.1987 | 1478867.319 | 2118992.7493 | 0 | 6138364.8298 | 12829404.0969 | 177827.941 | 0.02198 | 279273.7404 | 583692.1996 | 5693.3729 | 11899.355
1 | 1000 | 707 | 0.04 | 15 | 15 | 7 | 2.3714e-10 | 5spot_SharedNeighbor | Water | Porous | Wet | R600a | MinimizeLCOE_Brownfield | IgnoreSilica | 15.6117 | 0.76422 | 0.0072836 | 4 | 225624.9484 | 455284.6509 | 4599.6698 | 9281.5934 | 54.3481 | 0 | 110.1323 | 168352.6484 | 8179.3849 | 290051.496 | 303456.1359 | 0 | 43180.2688 | 0 | 317155.7742 | 825174.267 | 563198.3929 | 2518748.368 | 961560.8286 | 3093179.1987 | 3093179.1987 | 1478867.319 | 2118992.7493 | 0 | 6573488.3954 | 13264527.6624 | 237137.3706 | 0.029135 | 225624.9484 | 455284.6509 | 4599.6698 | 9281.5934
1 | 1000 | 707 | 0.04 | 15 | 15 | 7 | 3.1623e-10 | 5spot_SharedNeighbor | Water | Porous | Wet | R600a | MinimizeLCOE_Brownfield | IgnoreSilica | 19.5144 | 0.95753 | 0.0095068 | 4 | 186023.8894 | 361977.5448 | 3792.3486 | 7379.4019 | 54.4035 | 0 | 109.3116 | 197060.1729 | 9592.8582 | 347375.6907 | 373818.549 | 0 | 46965.6634 | 0 | 380177.0444 | 989142.6844 | 675110.207 | 3019242.87 | 961560.8286 | 3093179.1987 | 3093179.1987 | 1478867.319 | 2118992.7493 | 0 | 7073982.8974 | 13765022.1644 | 316227.766 | 0.038027 | 186023.8894 | 361977.5448 | 3792.3486 | 7379.4019
1 | 1000 | 707 | 0.04 | 15 | 15 | 7 | 4.217e-10 | 5spot_SharedNeighbor | Water | Porous | Wet | R600a | MinimizeLCOE_Brownfield | IgnoreSilica | 24.0038 | 1.1799 | 0.012186 | 4 | 156568.6517 | 293836.7015 | 3191.8637 | 5990.2586 | 54.4454 | 0 | 135.0262 | 227988.7984 | 11115.9109 | 410526.916 | 454761.8456 | 0 | 50531.0626 | 0 | 450420.5681 | 1171901.9242 | 799847.1434 | 3577094.1692 | 961560.8286 | 3093179.1987 | 3093179.1987 | 1478867.319 | 2118992.7493 | 0 | 7631834.1965 | 14322873.4636 | 421696.5034 | 0.048744 | 156568.6517 | 293836.7015 | 3191.8637 | 5990.2586
1 | 1000 | 707 | 0.04 | 15 | 15 | 7 | 5.6234e-10 | 5spot_SharedNeighbor | Water | Porous | Wet | R600a | MinimizeLCOE_Brownfield | IgnoreSilica | 28.9102 | 1.423 | 0.015278 | 4 | 134573.5793 | 244059.7302 | 2743.4644 | 4975.4877 | 54.4766 | 0 | 93.6417 | 259839.4399 | 12684.3592 | 476879.3716 | 543229.7159 | 0 | 53550.0776 | 0 | 525011.356 | 1365971.8538 | 932303.8581 | 4169470.0321 | 961560.8286 | 3093179.1987 | 3093179.1987 | 1478867.319 | 2118992.7493 | 0 | 8224210.0594 | 14915249.3265 | 562341.3252 | 0.061113 | 134573.5793 | 244059.7302 | 2743.4644 | 4975.4877
1 | 1000 | 707 | 0.04 | 15 | 15 | 7 | 7.4989e-10 | 5spot_SharedNeighbor | Water | Porous | Wet | R600a | MinimizeLCOE_Brownfield | IgnoreSilica | 34.0038 | 1.6754 | 0.018673 | 4 | 118135.4494 | 207717.6607 | 2408.3509 | 4234.6055 | 54.4999 | 0 | 140.0277 | 291216.9307 | 14229.3329 | 543405.0974 | 635077.5901 | 0 | 55817.8924 | 0 | 600501.269 | 1562381.1222 | 1066357.2196 | 4768986.4543 | 961560.8286 | 3093179.1987 | 3093179.1987 | 1478867.319 | 2118992.7493 | 0 | 8823726.4817 | 15514765.7487 | 749894.2093 | 0.074692 | 118135.4494 | 207717.6607 | 2408.3509 | 4234.6055
1 | 1000 | 707 | 0.04 | 15 | 15 | 7 | 1e-09 | 5spot_SharedNeighbor | Water | Porous | Wet | R600a | MinimizeLCOE_Brownfield | IgnoreSilica | 39.0003 | 1.9229 | 0.022195 | 4 | 105866.4259 | 181232.1318 | 2158.2303 | 3694.6621 | 54.5171 | 0 | 120.8214 | 320645.0487 | 15678.0566 | 606739.4889 | 725178.8241 | 0 | 57216.9875 | 0 | 672928.7782 | 1750822.6442 | 1194972.4305 | 5344182.2586 | 961560.8286 | 3093179.1987 | 3093179.1987 | 1478867.319 | 2118992.7493 | 0 | 9398922.2859 | 16089961.553 | 1000000 | 0.088781 | 105866.4259 | 181232.1318 | 2158.2303 | 3694.6621
1 | 1000 | 707 | 0.04 | 15 | 15 | 7 | 1.3335e-09 | 5spot_SharedNeighbor | Water | Porous | Wet | R600a | MinimizeLCOE_Brownfield | IgnoreSilica | 43.6165 | 2.1517 | 0.025639 | 4 | 96729.5344 | 161971.9489 | 1971.9624 | 3302.0173 | 54.5294 | 0 | 129.4573 | 346837.1314 | 16967.1815 | 663814.0357 | 808423.8024 | 0 | 57735.8588 | 0 | 738573.4238 | 1921616.5466 | 1311542.7783 | 5865510.7585 | 961560.8286 | 3093179.1987 | 3093179.1987 | 1478867.319 | 2118992.7493 | 0 | 9920250.7858 | 16611290.0529 | 1333521.4322 | 0.10256 | 96729.5344 | 161971.9489 | 1971.9624 | 3302.0173
1 | 1000 | 707 | 0.04 | 15 | 15 | 7 | 1.7783e-09 | 5spot_SharedNeighbor | Water | Porous | Wet | R600a | MinimizeLCOE_Brownfield | IgnoreSilica | 47.6922 | 2.3536 | 0.028834 | 4 | 89938.4977 | 147951.6087 | 1833.5179 | 3016.1937 | 54.5381 | 0 | 111.6035 | 369270.8863 | 18071.0565 | 713194.2861 | 881914.8927 | 0 | 57571.4231 | 0 | 795608.7924 | 2070010.8761 | 1412824.9574 | 6318467.1708 | 961560.8286 | 3093179.1987 | 3093179.1987 | 1478867.319 | 2118992.7493 | 0 | 10373207.1981 | 17064246.4652 | 1778279.41 | 0.11534 | 89938.4977 | 147951.6087 | 1833.5179 | 3016.1937
1 | 1000 | 707 | 0.04 | 15 | 15 | 7 | 2.3714e-09 | 5spot_SharedNeighbor | Water | Porous | Wet | R600a | MinimizeLCOE_Brownfield | IgnoreSilica | 51.1144 | 2.5231 | 0.031651 | 4 | 84895.9459 | 137745.5058 | 1730.7187 | 2808.1285 | 54.5439 | 0 | 1109.9744 | 387657.837 | 18975.5812 | 753993.0412 | 943611.4091 | 0 | 56884.6482 | 0 | 842837.7815 | 2192891.0177 | 1496693.179 | 6693544.4949 | 961560.8286 | 3093179.1987 | 3093179.1987 | 1478867.319 | 2118992.7493 | 0 | 10748284.5223 | 17439323.7893 | 2371373.7057 | 0.12661 | 84895.9459 | 137745.5058 | 1730.7187 | 2808.1285
1 | 1000 | 707 | 0.04 | 15 | 15 | 7 | 3.1623e-09 | 5spot_SharedNeighbor | Water | Porous | Wet | R600a | MinimizeLCOE_Brownfield | IgnoreSilica | 53.9092 | 2.6615 | 0.034045 | 4 | 81151.361 | 130285.3391 | 1654.3803 | 2656.0429 | 54.5476 | 0 | 125.9887 | 402393.1254 | 19700.2997 | 786895.0689 | 993985.9784 | 0 | 55933.0958 | 0 | 880973.9516 | 2292113.5095 | 1564414.5684 | 6996409.5978 | 961560.8286 | 3093179.1987 | 3093179.1987 | 1478867.319 | 2118992.7493 | 0 | 11051149.6251 | 17742188.8922 | 3162277.6602 | 0.13618 | 81151.361 | 130285.3391 | 1654.3803 | 2656.0429
1 | 1000 | 707 | 0.04 | 15 | 15 | 7 | 4.217e-09 | 5spot_SharedNeighbor | Water | Porous | Wet | R600a | MinimizeLCOE_Brownfield | IgnoreSilica | 56.1381 | 2.7718 | 0.036017 | 4 | 78368.2699 | 124811.4532 | 1597.6432 | 2544.4503 | 54.55 | 0 | 128.5953 | 413974.739 | 20269.7967 | 812881.492 | 1034152.3441 | 0 | 54896.4027 | 0 | 911108.1621 | 2370516.5437 | 1617926.2503 | 7235725.7306 | 961560.8286 | 3093179.1987 | 3093179.1987 | 1478867.319 | 2118992.7493 | 0 | 11290465.7579 | 17981505.025 | 4216965.0343 | 0.14407 | 78368.2699 | 124811.4532 | 1597.6432 | 2544.4503
1 | 1000 | 707 | 0.04 | 15 | 15 | 7 | 5.6234e-09 | 5spot_SharedNeighbor | Water | Porous | Wet | R600a | MinimizeLCOE_Brownfield | IgnoreSilica | 57.889 | 2.8584 | 0.037606 | 4 | 76297.23 | 120777.8471 | 1555.4222 | 2462.2198 | 54.5516 | 0 | 151.9635 | 422971.5556 | 20712.1166 | 833143.9033 | 1065698.9991 | 0 | 53900.891 | 0 | 934606.7116 | 2431654.9493 | 1659654.4684 | 7422343.5948 | 961560.8286 | 3093179.1987 | 3093179.1987 | 1478867.319 | 2118992.7493 | 0 | 11477083.6221 | 18168122.8892 | 5623413.2519 | 0.15043 | 76297.23 | 120777.8471 | 1555.4222 | 2462.2198
1 | 1000 | 707 | 0.04 | 15 | 15 | 7 | 7.4989e-09 | 5spot_SharedNeighbor | Water | Porous | Wet | R600a | MinimizeLCOE_Brownfield | IgnoreSilica | 59.2534 | 2.9259 | 0.038866 | 4 | 74754.0155 | 117792.7094 | 1523.9617 | 2401.3637 | 54.5525 | 0 | 128.6436 | 429921.9966 | 21053.7799 | 848842.4395 | 1090275.1316 | 0 | 53020.4123 | 0 | 952814.3663 | 2479027.5321 | 1691987.2295 | 7566942.8877 | 961560.8286 | 3093179.1987 | 3093179.1987 | 1478867.319 | 2118992.7493 | 0 | 11621682.915 | 18312722.1821 | 7498942.0933 | 0.15547 | 74754.0155 | 117792.7094 | 1523.9617 | 2401.3637
1 | 1000 | 707 | 0.04 | 15 | 15 | 7 | 1e-08 | 5spot_SharedNeighbor | Water | Porous | Wet | R600a | MinimizeLCOE_Brownfield | IgnoreSilica | 60.2861 | 2.977 | 0.039844 | 4 | 73602.6718 | 115585.3283 | 1500.49 | 2356.3633 | 54.5531 | 0 | 121.884 | 435149.4428 | 21310.7167 | 860675.0082 | 1108876.0543 | 0 | 52242.2152 | 0 | 966518.8405 | 2514683.7627 | 1716323.3397 | 7675779.3801 | 961560.8286 | 3093179.1987 | 3093179.1987 | 1478867.319 | 2118992.7493 | 0 | 11730519.4075 | 18421558.6745 | 10000000 | 0.15938 | 73602.6718 | 115585.3283 | 1500.49 | 2356.3633
1 | 1100 | 707 | 0.04 | 15 | 15 | 7 | 1e-13 | 5spot_SharedNeighbor | Water | Porous | Wet | R600a | MinimizeLCOE_Brownfield | IgnoreSilica | 0 | 0 | 0 | 0 | [6 empty] | 10.8154 | [19 empty] | 100 | 0
1 | 1100 | 707 | 0.04 | 15 | 15 | 7 | 1.3335e-13 | 5spot_SharedNeighbor | Water | Porous | Wet | R600a | MinimizeLCOE_Brownfield | IgnoreSilica | 0 | 0 | 0 | 0 | [6 empty] | 14.565 | [19 empty] | 133.3521 | 0
1 | 1100 | 707 | 0.04 | 15 | 15 | 7 | 1.7783e-13 | 5spot_SharedNeighbor | Water | Porous | Wet | R600a | MinimizeLCOE_Brownfield | IgnoreSilica | 0 | 0 | 0 | 0 | [6 empty] | 19.7643 | [19 empty] | 177.8279 | 0
1 | 1100 | 707 | 0.04 | 15 | 15 | 7 | 2.3714e-13 | 5spot_SharedNeighbor | Water | Porous | Wet | R600a | MinimizeLCOE_Brownfield | IgnoreSilica | 0 | 0 | 0 | 0 | [6 empty] | 20.1755 | [19 empty] | 237.1374 | 0
1 | 1100 | 707 | 0.04 | 15 | 15 | 7 | 3.1623e-13 | 5spot_SharedNeighbor | Water | Porous | Wet | R600a | MinimizeLCOE_Brownfield | IgnoreSilica | 0 | 0 | 0 | 0 | [6 empty] | 21.2214 | [19 empty] | 316.2278 | 0
1 | 1100 | 707 | 0.04 | 15 | 15 | 7 | 4.217e-13 | 5spot_SharedNeighbor | Water | Porous | Wet | R600a | MinimizeLCOE_Brownfield | IgnoreSilica | 0 | 0 | 0 | 0 | [6 empty] | 973.1787 | [19 empty] | 421.6965 | 0
1 | 1100 | 707 | 0.04 | 15 | 15 | 7 | 5.6234e-13 | 5spot_SharedNeighbor | Water | Porous | Wet | R600a | MinimizeLCOE_Brownfield | IgnoreSilica | 0 | 0 | 0 | 0 | [6 empty] | 20.5257 | [19 empty] | 562.3413 | 0
1 | 1100 | 707 | 0.04 | 15 | 15 | 7 | 7.4989e-13 | 5spot_SharedNeighbor | Water | Porous | Wet | R600a | MinimizeLCOE_Brownfield | IgnoreSilica | 0 | 0 | 0 | 0 | [6 empty] | 22.6203 | [19 empty] | 749.8942 | 0
1 | 1100 | 707 | 0.04 | 15 | 15 | 7 | 1e-12 | 5spot_SharedNeighbor | Water | Porous | Wet | R600a | MinimizeLCOE_Brownfield | IgnoreSilica | 0 | 0 | 0 | 0 | [6 empty] | 22.4817 | [19 empty] | 1000 | 0
1 | 1100 | 707 | 0.04 | 15 | 15 | 7 | 1.3335e-12 | 5spot_SharedNeighbor | Water | Porous | Wet | R600a | MinimizeLCOE_Brownfield | IgnoreSilica | 0 | 0 | 0 | 0 | [6 empty] | 24.1013 | [19 empty] | 1333.5214 | 0
1 | 1100 | 707 | 0.04 | 15 | 15 | 7 | 1.7783e-12 | 5spot_SharedNeighbor | Water | Porous | Wet | R600a | MinimizeLCOE_Brownfield | IgnoreSilica | 0 | 0 | 0 | 0 | [6 empty] | 26.7345 | [19 empty] | 1778.2794 | 0
1 | 1100 | 707 | 0.04 | 15 | 15 | 7 | 2.3714e-12 | 5spot_SharedNeighbor | Water | Porous | Wet | R600a | MinimizeLCOE_Brownfield | IgnoreSilica | 0 | 0 | 0 | 0 | [6 empty] | 29.2575 | [19 empty] | 2371.3737 | 0
1 | 1100 | 707 | 0.04 | 15 | 15 | 7 | 3.1623e-12 | 5spot_SharedNeighbor | Water | Porous | Wet | R600a | MinimizeLCOE_Brownfield | IgnoreSilica | 0 | 0 | 0 | 0 | [6 empty] | 35.4651 | [19 empty] | 3162.2777 | 0
1 | 1100 | 707 | 0.04 | 15 | 15 | 7 | 4.217e-12 | 5spot_SharedNeighbor | Water | Porous | Wet | R600a | MinimizeLCOE_Brownfield | IgnoreSilica | 0 | 0 | 0 | 0 | [6 empty] | 38.3798 | [19 empty] | 4216.965 | 0
1 | 1100 | 707 | 0.04 | 15 | 15 | 7 | 5.6234e-12 | 5spot_SharedNeighbor | Water | Porous | Wet | R600a | MinimizeLCOE_Brownfield | IgnoreSilica | 0 | 0 | 0 | 0 | [6 empty] | 37.5634 | [19 empty] | 5623.4133 | 0
1 | 1100 | 707 | 0.04 | 15 | 15 | 7 | 7.4989e-12 | 5spot_SharedNeighbor | Water | Porous | Wet | R600a | MinimizeLCOE_Brownfield | IgnoreSilica | 0.91829 | 0.043011 | 0.00012909 | 4 | 9022519.5846 | 22698644.0328 | 183936.2656 | 462742.5608 | 53.3263 | 0 | 67.82 | 22825.4571 | 1059.9255 | 29052.2976 | 40058.0547 | 0 | 16554.4231 | 0 | 42724.5616 | 111160.5453 | 75869.3563 | 339304.6211 | 961560.8286 | 3357904.6176 | 3357904.6176 | 1478867.319 | 2224882.9169 | 0 | 4658770.0673 | 11720424.9209 | 7498.9421 | 0.00051635 | 9022519.5846 | 22698644.0328 | 183936.2656 | 462742.5608
1 | 1100 | 707 | 0.04 | 15 | 15 | 7 | 1e-11 | 5spot_SharedNeighbor | Water | Porous | Wet | R600a | MinimizeLCOE_Brownfield | IgnoreSilica | 1.2625 | 0.062636 | 0.00031951 | 4 | 3711078.9059 | 9236508.3294 | 75655.3631 | 188298.7156 | 54.6644 | 0 | 202.7471 | 30372.9746 | 1432.4254 | 39194.9094 | 46861.2819 | 0 | 18839.5832 | 0 | 53313.458 | 138710.6817 | 94672.8905 | 423398.2047 | 961560.8286 | 3357904.6176 | 3357904.6176 | 1478867.319 | 2224882.9169 | 0 | 4742863.6509 | 11804518.5045 | 10000 | 0.001278 | 3711078.9059 | 9236508.3294 | 75655.3631 | 188298.7156
1 | 1100 | 707 | 0.04 | 15 | 15 | 7 | 1.3335e-11 | 5spot_SharedNeighbor | Water | Porous | Wet | R600a | MinimizeLCOE_Brownfield | IgnoreSilica | 1.7292 | 0.089368 | 0.00059067 | 4 | 2052524.5929 | 5041374.1526 | 41843.4901 | 102775.2311 | 55.6679 | 0 | 285.9868 | 39560.2144 | 1888.9839 | 52035.9041 | 56093.1647 | 0 | 21530.0129 | 0 | 66732.2292 | 173623.5716 | 118501.6553 | 529965.736 | 961560.8286 | 3357904.6176 | 3357904.6176 | 1478867.319 | 2224882.9169 | 0 | 4849431.1822 | 11911086.0358 | 13335.2143 | 0.0023627 | 2052524.5929 | 5041374.1526 | 41843.4901 | 102775.2311
1 | 1100 | 707 | 0.04 | 15 | 15 | 7 | 1.7783e-11 | 5spot_SharedNeighbor | Water | Porous | Wet | R600a | MinimizeLCOE_Brownfield | IgnoreSilica | 2.2932 | 0.12178 | 0.00096273 | 4 | 1290519.1198 | 3124275.2267 | 26308.9778 | 63692.5764 | 56.3545 | 0 | 385.4348 | 49597.2338 | 2389.9231 | 66609.6317 | 67260.4071 | 0 | 24078.8647 | 0 | 81875.0636 | 213022.1205 | 145391.9744 | 650225.2188 | 961560.8286 | 3357904.6176 | 3357904.6176 | 1478867.319 | 2224882.9169 | 0 | 4969690.6651 | 12031345.5186 | 17782.7941 | 0.0038509 | 1290519.1198 | 3124275.2267 | 26308.9778 | 63692.5764
1 | 1100 | 707 | 0.04 | 15 | 15 | 7 | 2.3714e-11 | 5spot_SharedNeighbor | Water | Porous | Wet | R600a | MinimizeLCOE_Brownfield | IgnoreSilica | 3.0519 | 0.1655 | 0.0014673 | 4 | 872836.6178 | 2075979.9217 | 17793.9551 | 42321.6587 | 56.8884 | 0 | 1032.0159 | 61875.0632 | 3004.4352 | 85093.5212 | 82299.8956 | 0 | 27152.9791 | 0 | 101176.0987 | 263239.4549 | 179666.337 | 803507.7848 | 961560.8286 | 3357904.6176 | 3357904.6176 | 1478867.319 | 2224882.9169 | 0 | 5122973.231 | 12184628.0846 | 23713.7371 | 0.0058693 | 872836.6178 | 2075979.9217 | 17793.9551 | 42321.6587
1 | 1100 | 707 | 0.04 | 15 | 15 | 7 | 3.1623e-11 | 5spot_SharedNeighbor | Water | Porous | Wet | R600a | MinimizeLCOE_Brownfield | IgnoreSilica | 4.0265 | 0.22178 | 0.0021433 | 4 | 619316.5731 | 1443012.1961 | 12625.606 | 29417.7554 | 57.2849 | 0 | 65.9916 | 76251.316 | 3725.4344 | 107504.5751 | 101637.3391 | 0 | 30525.7954 | 0 | 124661.3394 | 324343.2335 | 221370.9215 | 990019.9543 | 961560.8286 | 3357904.6176 | 3357904.6176 | 1478867.319 | 2224882.9169 | 0 | 5309485.4005 | 12371140.2541 | 31622.7766 | 0.0085731 | 619316.5731 | 1443012.1961 | 12625.606 | 29417.7554
1 | 1100 | 707 | 0.04 | 15 | 15 | 7 | 4.217e-11 | 5spot_SharedNeighbor | Water | Porous | Wet | R600a | MinimizeLCOE_Brownfield | IgnoreSilica | 5.2561 | 0.29282 | 0.0030397 | 4 | 455052.4381 | 1035830.1411 | 9276.8595 | 21116.7985 | 57.5773 | 0 | 99.5585 | 92850.3744 | 4559.167 | 134233.9505 | 126039.6601 | 0 | 34115.7334 | 0 | 152801.5653 | 397558.329 | 271341.7285 | 1213500.5082 | 961560.8286 | 3357904.6176 | 3357904.6176 | 1478867.319 | 2224882.9169 | 0 | 5532965.9544 | 12594620.808 | 42169.6503 | 0.012159 | 455052.4381 | 1035830.1411 | 9276.8595 | 21116.7985
1 | 1100 | 707 | 0.04 | 15 | 15 | 7 | 5.6234e-11 | 5spot_SharedNeighbor | Water | Porous | Wet | R600a | MinimizeLCOE_Brownfield | IgnoreSilica | 6.7908 | 0.3814 | 0.0042109 | 4 | 344253.8095 | 763500.834 | 7018.0795 | 15564.9972 | 57.786 | 0 | 84.7486 | 111855.5079 | 5514.5729 | 165804.6364 | 156472.1583 | 0 | 37882.3457 | 0 | 186236.3963 | 484548.9008 | 330714.5813 | 1479029.0996 | 961560.8286 | 3357904.6176 | 3357904.6176 | 1478867.319 | 2224882.9169 | 0 | 5798494.5458 | 12860149.3994 | 56234.1325 | 0.016844 | 344253.8095 | 763500.834 | 7018.0795 | 15564.9972
1 | 1100 | 707 | 0.04 | 15 | 15 | 7 | 7.4989e-11 | 5spot_SharedNeighbor | Water | Porous | Wet | R600a | MinimizeLCOE_Brownfield | IgnoreSilica | 9.2781 | 0.52532 | 0.0058401 | 4 | 266033.0492 | 568323.7897 | 5423.4435 | 11586.0492 | 57.9959 | 0 | 96.9598 | 140098.5214 | 6936.3365 | 214166.1865 | 205869.9614 | 0 | 44823.5343 | 0 | 238638.8706 | 620889.3898 | 423769.7665 | 1895192.5669 | 961560.8286 | 3357904.6176 | 3357904.6176 | 1478867.319 | 2224882.9169 | 0 | 6214658.0132 | 13276312.8667 | 74989.4209 | 0.02336 | 266033.0492 | 568323.7897 | 5423.4435 | 11586.0492
1 | 1100 | 707 | 0.04 | 15 | 15 | 7 | 1e-10 | 5spot_SharedNeighbor | Water | Porous | Wet | R600a | MinimizeLCOE_Brownfield | IgnoreSilica | 11.4272 | 0.6497 | 0.0078234 | 4 | 209362.7149 | 435019.973 | 4268.1421 | 8868.4706 | 58.1051 | 0 | 79.243 | 162622.0256 | 8070.8792 | 253827.2302 | 248554.5577 | 0 | 47651.7431 | 0 | 281083.3099 | 731321.1143 | 499141.6876 | 2232272.5475 | 961560.8286 | 3357904.6176 | 3357904.6176 | 1478867.319 | 2224882.9169 | 0 | 6551737.9938 | 13613392.8473 | 100000 | 0.031294 | 209362.7149 | 435019.973 | 4268.1421 | 8868.4706
1 | 1100 | 707 | 0.04 | 15 | 15 | 7 | 1.3335e-10 | 5spot_SharedNeighbor | Water | Porous | Wet | R600a | MinimizeLCOE_Brownfield | IgnoreSilica | 14.5593 | 0.83086 | 0.010434 | 4 | 168453.6609 | 337656.2974 | 3434.1557 | 6883.5803 | 58.2027 | 0 | 90.3477 | 193184.7326 | 9610.5901 | 308993.8914 | 310737.7916 | 0 | 52742.2944 | 0 | 341355.0271 | 888135.7589 | 606170.9048 | 2710930.9909 | 961560.8286 | 3357904.6176 | 3357904.6176 | 1478867.319 | 2224882.9169 | 0 | 7030396.4371 | 14092051.2907 | 133352.1432 | 0.041735 | 168453.6609 | 337656.2974 | 3434.1557 | 6883.5803
1 | 1100 | 707 | 0.04 | 15 | 15 | 7 | 1.7783e-10 | 5spot_SharedNeighbor | Water | Porous | Wet | R600a | MinimizeLCOE_Brownfield | IgnoreSilica | 18.3649 | 1.051 | 0.013735 | 4 | 138162.2597 | 266692.1176 | 2816.6245 | 5436.8795 | 58.2769 | 0 | 111.113 | 227711.4001 | 11350.217 | 372887.3525 | 386295.8436 | 0 | 57984.6105 | 0 | 411929.4752 | 1071755.9962 | 731495.4898 | 3271410.3849 | 961560.8286 | 3357904.6176 | 3357904.6176 | 1478867.319 | 2224882.9169 | 0 | 7590875.8312 | 14652530.6847 | 177827.941 | 0.054942 | 138162.2597 | 266692.1176 | 2816.6245 | 5436.8795
1 | 1100 | 707 | 0.04 | 15 | 15 | 7 | 2.3714e-10 | 5spot_SharedNeighbor | Water | Porous | Wet | R600a | MinimizeLCOE_Brownfield | IgnoreSilica | 22.8519 | 1.3106 | 0.017811 | 4 | 115509.4832 | 214629.9581 | 2354.8171 | 4375.522 | 58.3331 | 0 | 98.0022 | 265718.3067 | 13265.0885 | 444876.4777 | 475383.7608 | 0 | 63098.582 | 0 | 492313.4641 | 1280898.6462 | 874239.6459 | 3909793.9718 | 961560.8286 | 3357904.6176 | 3357904.6176 | 1478867.319 | 2224882.9169 | 0 | 8229259.4181 | 15290914.2716 | 237137.3706 | 0.071243 | 115509.4832 | 214629.9581 | 2354.8171 | 4375.522
1 | 1100 | 707 | 0.04 | 15 | 15 | 7 | 3.1623e-10 | 5spot_SharedNeighbor | Water | Porous | Wet | R600a | MinimizeLCOE_Brownfield | IgnoreSilica | 27.9823 | 1.6074 | 0.022691 | 4 | 98460.8352 | 176264.5756 | 2007.2573 | 3593.3918 | 58.3757 | 0 | 102.4158 | 306495.139 | 15319.0986 | 523783.0448 | 577254.371 | 0 | 67848.7127 | 0 | 581373.1428 | 1512613.6615 | 1032389.9051 | 4617077.0754 | 961560.8286 | 3357904.6176 | 3357904.6176 | 1478867.319 | 2224882.9169 | 0 | 8936542.5216 | 15998197.3752 | 316227.766 | 0.090762 | 98460.8352 | 176264.5756 | 2007.2573 | 3593.3918
1 | 1100 | 707 | 0.04 | 15 | 15 | 7 | 4.217e-10 | 5spot_SharedNeighbor | Water | Porous | Wet | R600a | MinimizeLCOE_Brownfield | IgnoreSilica | 33.5971 | 1.9322 | 0.028299 | 4 | 85591.9032 | 147975.5666 | 1744.9067 | 3016.6821 | 58.408 | 0 | 120.6073 | 348610.5261 | 17439.8735 | 606870.1653 | 688749.8462 | 0 | 71896.6241 | 0 | 676091.1437 | 1759050.4706 | 1200588.0911 | 5369296.7406 | 961560.8286 | 3357904.6176 | 3357904.6176 | 1478867.319 | 2224882.9169 | 0 | 9688762.1868 | 16750417.0404 | 421696.5034 | 0.1132 | 85591.9032 | 147975.5666 | 1744.9067 | 3016.6821
1 | 1100 | 707 | 0.04 | 15 | 15 | 7 | 5.6234e-10 | 5spot_SharedNeighbor | Water | Porous | Wet | R600a | MinimizeLCOE_Brownfield | IgnoreSilica | 39.3977 | 2.2679 | 0.034417 | 4 | 75879.5503 | 127174.7671 | 1546.9073 | 2592.6296 | 58.432 | 0 | 112.0547 | 389948.7522 | 19520.7139 | 689820.9276 | 803942.3647 | 0 | 74854.8761 | 0 | 771454.1775 | 2007165.5228 | 1369931.7124 | 6126639.0473 | 961560.8286 | 3357904.6176 | 3357904.6176 | 1478867.319 | 2224882.9169 | 0 | 10446104.4935 | 17507759.3471 | 562341.3252 | 0.13767 | 75879.5503 | 127174.7671 | 1546.9073 | 2592.6296
1 | 1100 | 707 | 0.04 | 15 | 15 | 7 | 7.4989e-10 | 5spot_SharedNeighbor | Water | Porous | Wet | R600a | MinimizeLCOE_Brownfield | IgnoreSilica | 45.0586 | 2.5955 | 0.040721 | 4 | 68568.0927 | 111922.0141 | 1397.8533 | 2281.6816 | 58.4493 | 0 | 116.9128 | 428556.2373 | 21463.2578 | 768425.666 | 916356.9511 | 0 | 76567.1556 | 0 | 862434.0145 | 2243876.3961 | 1531491.7474 | 6849171.4258 | 961560.8286 | 3357904.6176 | 3357904.6176 | 1478867.319 | 2224882.9169 | 0 | 11168636.872 | 18230291.7256 | 749894.2093 | 0.16288 | 68568.0927 | 111922.0141 | 1397.8533 | 2281.6816
1 | 1100 | 707 | 0.04 | 15 | 15 | 7 | 1e-09 | 5spot_SharedNeighbor | Water | Porous | Wet | R600a | MinimizeLCOE_Brownfield | IgnoreSilica | 50.2667 | 2.8967 | 0.046844 | 4 | 63083.7247 | 100771.0678 | 1286.0471 | 2054.3545 | 58.461 | 0 | 117.3637 | 462792.7139 | 23185.078 | 838982.5261 | 1019761.6797 | 0 | 77045.7814 | 0 | 944489.4339 | 2457367.7655 | 1677203.9938 | 7500828.9723 | 961560.8286 | 3357904.6176 | 3357904.6176 | 1478867.319 | 2224882.9169 | 0 | 11820294.4186 | 18881949.2722 | 1000000 | 0.18737 | 63083.7247 | 100771.0678 | 1286.0471 | 2054.3545
1 | 1100 | 707 | 0.04 | 15 | 15 | 7 | 1.3335e-09 | 5spot_SharedNeighbor | Water | Porous | Wet | R600a | MinimizeLCOE_Brownfield | IgnoreSilica | 54.8345 | 3.1609 | 0.052482 | 4 | 58983.0302 | 92621.4173 | 1202.4489 | 1888.2129 | 58.4684 | 0 | 119.4439 | 491931.0058 | 24649.8126 | 899632.8443 | 1110426.8882 | 0 | 76553.2267 | 0 | 1015245.5732 | 2641460.7261 | 1802851.2221 | 8062751.299 | 961560.8286 | 3357904.6176 | 3357904.6176 | 1478867.319 | 2224882.9169 | 0 | 12382216.7453 | 19443871.5988 | 1333521.4322 | 0.20993 | 58983.0302 | 92621.4173 | 1202.4489 | 1888.2129
1 | 1100 | 707 | 0.04 | 15 | 15 | 7 | 1.7783e-09 | 5spot_SharedNeighbor | Water | Porous | Wet | R600a | MinimizeLCOE_Brownfield | IgnoreSilica | 58.6855 | 3.3834 | 0.057441 | 4 | 55923.1118 | 86657.3198 | 1140.0683 | 1766.6267 | 58.4725 | 0 | 144.634 | 515910.1664 | 25854.6633 | 949945.9999 | 1186831.0246 | 0 | 75422.4057 | 0 | 1074046.0613 | 2794447.5344 | 1907267.8624 | 8529725.718 | 961560.8286 | 3357904.6176 | 3357904.6176 | 1478867.319 | 2224882.9169 | 0 | 12849191.1643 | 19910846.0178 | 1778279.41 | 0.22977 | 55923.1118 | 86657.3198 | 1140.0683 | 1766.6267
1 | 1100 | 707 | 0.04 | 15 | 15 | 7 | 2.3714e-09 | 5spot_SharedNeighbor | Water | Porous | Wet | R600a | MinimizeLCOE_Brownfield | IgnoreSilica | 61.8092 | 3.5637 | 0.061628 | 4 | 53641.6161 | 82287.9493 | 1093.5569 | 1677.5511 | 58.4745 | 0 | 129.487 | 534994.4069 | 26813.1747 | 990242.8935 | 1248777.6961 | 0 | 73917.9662 | 0 | 1121150.9936 | 2917004.9057 | 1990915.7866 | 8903817.8233 | 961560.8286 | 3357904.6176 | 3357904.6176 | 1478867.319 | 2224882.9169 | 0 | 13223283.2695 | 20284938.1231 | 2371373.7057 | 0.24651 | 53641.6161 | 82287.9493 | 1093.5569 | 1677.5511
1 | 1100 | 707 | 0.04 | 15 | 15 | 7 | 3.1623e-09 | 5spot_SharedNeighbor | Water | Porous | Wet | R600a | MinimizeLCOE_Brownfield | IgnoreSilica | 64.3003 | 3.7074 | 0.065068 | 4 | 51940.3507 | 79072.088 | 1058.8743 | 1611.9915 | 58.4752 | 0 | 163.3614 | 549990.7822 | 27566.1083 | 1022064.5988 | 1298157.0754 | 0 | 72336.0462 | 0 | 1158344.6983 | 3013775.2957 | 2056963.5662 | 9199198.1711 | 961560.8286 | 3357904.6176 | 3357904.6176 | 1478867.319 | 2224882.9169 | 0 | 13518663.6174 | 20580318.4709 | 3162277.6602 | 0.26027 | 51940.3507 | 79072.088 | 1058.8743 | 1611.9915
1 | 1100 | 707 | 0.04 | 15 | 15 | 7 | 4.217e-09 | 5spot_SharedNeighbor | Water | Porous | Wet | R600a | MinimizeLCOE_Brownfield | IgnoreSilica | 66.2519 | 3.82 | 0.067831 | 4 | 50671.0043 | 76697.7626 | 1032.997 | 1563.5876 | 58.4752 | 0 | 1099.7531 | 561606.901 | 28149.1572 | 1046807.5837 | 1336828.0445 | 0 | 70833.3729 | 0 | 1187247.7731 | 3088975.1677 | 2108289.0241 | 9428737.0243 | 961560.8286 | 3357904.6176 | 3357904.6176 | 1478867.319 | 2224882.9169 | 0 | 13748202.4705 | 20809857.3241 | 4216965.0343 | 0.27132 | 50671.0043 | 76697.7626 | 1032.997 | 1563.5876
1 | 1100 | 707 | 0.04 | 15 | 15 | 7 | 5.6234e-09 | 5spot_SharedNeighbor | Water | Porous | Wet | R600a | MinimizeLCOE_Brownfield | IgnoreSilica | 67.7575 | 3.9067 | 0.070008 | 4 | 49723.1814 | 74940.4926 | 1013.6743 | 1527.7633 | 58.4749 | 0 | 150.117 | 570490.8502 | 28594.9654 | 1065786.1027 | 1366651.0446 | 0 | 69488.1889 | 0 | 1209394.3492 | 3146596.0158 | 2147616.4369 | 9604617.9537 | 961560.8286 | 3357904.6176 | 3357904.6176 | 1478867.319 | 2224882.9169 | 0 | 13924083.4 | 20985738.2535 | 5623413.2519 | 0.28003 | 49723.1814 | 74940.4926 | 1013.6743 | 1527.7633
1 | 1100 | 707 | 0.04 | 15 | 15 | 7 | 7.4989e-09 | 5spot_SharedNeighbor | Water | Porous | Wet | R600a | MinimizeLCOE_Brownfield | IgnoreSilica | 68.9218 | 3.9738 | 0.07171 | 4 | 49014.8803 | 73633.6072 | 999.2346 | 1501.1207 | 58.4744 | 0 | 152.6165 | 577315.5295 | 28937.3729 | 1080397.8943 | 1389706.584 | 0 | 68364.4658 | 0 | 1226441.5201 | 3190949.2576 | 2177888.4358 | 9740001.0601 | 961560.8286 | 3357904.6176 | 3357904.6176 | 1478867.319 | 2224882.9169 | 0 | 14059466.5063 | 21121121.3599 | 7498942.0933 | 0.28684 | 49014.8803 | 73633.6072 | 999.2346 | 1501.1207
1 | 1100 | 707 | 0.04 | 15 | 15 | 7 | 1e-08 | 5spot_SharedNeighbor | Water | Porous | Wet | R600a | MinimizeLCOE_Brownfield | IgnoreSilica | 69.8038 | 4.0246 | 0.07302 | 4 | 48485.1929 | 72662.3219 | 988.4362 | 1481.3197 | 58.474 | 0 | 166.9131 | 582459.7016 | 29195.4285 | 1091430.2839 | 1407168.3087 | 0 | 67428.4976 | 0 | 1239296.0659 | 3224394.1489 | 2200715.2613 | 9842087.6964 | 961560.8286 | 3357904.6176 | 3357904.6176 | 1478867.319 | 2224882.9169 | 0 | 14161553.1427 | 21223207.9962 | 10000000 | 0.29208 | 48485.1929 | 72662.3219 | 988.4362 | 1481.3197
1 | 1200 | 707 | 0.04 | 15 | 15 | 7 | 1e-13 | 5spot_SharedNeighbor | Water | Porous | Wet | R600a | MinimizeLCOE_Brownfield | IgnoreSilica | 0 | 0 | 0 | 0 | [6 empty] | 13.4613 | [19 empty] | 100 | 0
1 | 1200 | 707 | 0.04 | 15 | 15 | 7 | 1.3335e-13 | 5spot_SharedNeighbor | Water | Porous | Wet | R600a | MinimizeLCOE_Brownfield | IgnoreSilica | 0 | 0 | 0 | 0 | [6 empty] | 18.9367 | [19 empty] | 133.3521 | 0
1 | 1200 | 707 | 0.04 | 15 | 15 | 7 | 1.7783e-13 | 5spot_SharedNeighbor | Water | Porous | Wet | R600a | MinimizeLCOE_Brownfield | IgnoreSilica | 0 | 0 | 0 | 0 | [6 empty] | 21.0042 | [19 empty] | 177.8279 | 0
1 | 1200 | 707 | 0.04 | 15 | 15 | 7 | 2.3714e-13 | 5spot_SharedNeighbor | Water | Porous | Wet | R600a | MinimizeLCOE_Brownfield | IgnoreSilica | 0 | 0 | 0 | 0 | [6 empty] | 20.8291 | [19 empty] | 237.1374 | 0
1 | 1200 | 707 | 0.04 | 15 | 15 | 7 | 3.1623e-13 | 5spot_SharedNeighbor | Water | Porous | Wet | R600a | MinimizeLCOE_Brownfield | IgnoreSilica | 0 | 0 | 0 | 0 | [6 empty] | 21.1179 | [19 empty] | 316.2278 | 0
1 | 1200 | 707 | 0.04 | 15 | 15 | 7 | 4.217e-13 | 5spot_SharedNeighbor | Water | Porous | Wet | R600a | MinimizeLCOE_Brownfield | IgnoreSilica | 0 | 0 | 0 | 0 | [6 empty] | 20.4803 | [19 empty] | 421.6965 | 0
1 | 1200 | 707 | 0.04 | 15 | 15 | 7 | 5.6234e-13 | 5spot_SharedNeighbor | Water | Porous | Wet | R600a | MinimizeLCOE_Brownfield | IgnoreSilica | 0 | 0 | 0 | 0 | [6 empty] | 21.6832 | [19 empty] | 562.3413 | 0
1 | 1200 | 707 | 0.04 | 15 | 15 | 7 | 7.4989e-13 | 5spot_SharedNeighbor | Water | Porous | Wet | R600a | MinimizeLCOE_Brownfield | IgnoreSilica | 0 | 0 | 0 | 0 | [6 empty] | 23.4165 | [19 empty] | 749.8942 | 0
1 | 1200 | 707 | 0.04 | 15 | 15 | 7 | 1e-12 | 5spot_SharedNeighbor | Water | Porous | Wet | R600a | MinimizeLCOE_Brownfield | IgnoreSilica | 0 | 0 | 0 | 0 | [6 empty] | 23.559 | [19 empty] | 1000 | 0
1 | 1200 | 707 | 0.04 | 15 | 15 | 7 | 1.3335e-12 | 5spot_SharedNeighbor | Water | Porous | Wet | R600a | MinimizeLCOE_Brownfield | IgnoreSilica | 0 | 0 | 0 | 0 | [6 empty] | 26.6709 | [19 empty] | 1333.5214 | 0
1 | 1200 | 707 | 0.04 | 15 | 15 | 7 | 1.7783e-12 | 5spot_SharedNeighbor | Water | Porous | Wet | R600a | MinimizeLCOE_Brownfield | IgnoreSilica | 0 | 0 | 0 | 0 | [6 empty] | 29.2128 | [19 empty] | 1778.2794 | 0
1 | 1200 | 707 | 0.04 | 15 | 15 | 7 | 2.3714e-12 | 5spot_SharedNeighbor | Water | Porous | Wet | R600a | MinimizeLCOE_Brownfield | IgnoreSilica | 0 | 0 | 0 | 0 | [6 empty] | 34.3052 | [19 empty] | 2371.3737 | 0
1 | 1200 | 707 | 0.04 | 15 | 15 | 7 | 3.1623e-12 | 5spot_SharedNeighbor | Water | Porous | Wet | R600a | MinimizeLCOE_Brownfield | IgnoreSilica | 0 | 0 | 0 | 0 | [6 empty] | 37.8944 | [19 empty] | 3162.2777 | 0
1 | 1200 | 707 | 0.04 | 15 | 15 | 7 | 4.217e-12 | 5spot_SharedNeighbor | Water | Porous | Wet | R600a | MinimizeLCOE_Brownfield | IgnoreSilica | 0.73307 | 0.03678 | 7.8823e-05 | 4 | 15563420.6704 | 39162155.8526 | 317281.3815 | 798373.5178 | 54.93 | 0 | 77.4039 | 21254.1508 | 994.0509 | 25594.8526 | 37400.5542 | 0 | 17091.9913 | 0 | 39910.8839 | 103839.933 | 70872.888 | 316959.3046 | 961560.8286 | 3628490.1274 | 3628490.1274 | 1478867.319 | 2333117.1208 | 0 | 4907010.2607 | 12347484.8279 | 4216.965 | 0.00031529 | 15563420.6704 | 39162155.8526 | 317281.3815 | 798373.5178
1 | 1200 | 707 | 0.04 | 15 | 15 | 7 | 5.6234e-12 | 5spot_SharedNeighbor | Water | Porous | Wet | R600a | MinimizeLCOE_Brownfield | IgnoreSilica | 1.0452 | 0.056935 | 0.0002917 | 4 | 4283467.6988 | 10660375.4043 | 87324.2829 | 217326.1718 | 57.0048 | 0 | 72.0847 | 29880.2185 | 1427.8748 | 36233.7507 | 44072.3231 | 0 | 20060.9018 | 0 | 51353.2768 | 133610.6923 | 91192.0429 | 407831.0809 | 961560.8286 | 3628490.1274 | 3628490.1274 | 1478867.319 | 2333117.1208 | 0 | 4997882.037 | 12438356.6042 | 5623.4133 | 0.0011668 | 4283467.6988 | 10660375.4043 | 87324.2829 | 217326.1718
1 | 1200 | 707 | 0.04 | 15 | 15 | 7 | 7.4989e-12 | 5spot_SharedNeighbor | Water | Porous | Wet | R600a | MinimizeLCOE_Brownfield | IgnoreSilica | 1.4375 | 0.082689 | 0.00060344 | 4 | 2114468.8009 | 5196987.962 | 43106.3065 | 105947.6291 | 58.4131 | 0 | 252.9037 | 39604.2646 | 1921.1836 | 48775.571 | 52519.1219 | 0 | 23061.7404 | 0 | 64693.9338 | 168320.3451 | 114882.0942 | 513778.2546 | 961560.8286 | 3628490.1274 | 3628490.1274 | 1478867.319 | 2333117.1208 | 0 | 5103829.2106 | 12544303.7779 | 7498.9421 | 0.0024138 | 2114468.8009 | 5196987.962 | 43106.3065 | 105947.6291
1 | 1200 | 707 | 0.04 | 15 | 15 | 7 | 1e-11 | 5spot_SharedNeighbor | Water | Porous | Wet | R600a | MinimizeLCOE_Brownfield | IgnoreSilica | 1.9237 | 0.11472 | 0.0010399 | 4 | 1256334.4379 | 3045034.1779 | 25612.0768 | 62077.1404 | 59.3978 | 0 | 349.1353 | 50472.0173 | 2475.8001 | 63323.5017 | 62991.4761 | 0 | 26060.2803 | 0 | 80075.9995 | 208341.3248 | 142197.2351 | 635937.6349 | 961560.8286 | 3628490.1274 | 3628490.1274 | 1478867.319 | 2333117.1208 | 0 | 5225988.591 | 12666463.1582 | 10000 | 0.0041597 | 1256334.4379 | 3045034.1779 | 25612.0768 | 62077.1404
1 | 1200 | 707 | 0.04 | 15 | 15 | 7 | 1.3335e-11 | 5spot_SharedNeighbor | Water | Porous | Wet | R600a | MinimizeLCOE_Brownfield | IgnoreSilica | 2.5655 | 0.15708 | 0.0016376 | 4 | 821000.9618 | 1956912.7329 | 16737.2151 | 39894.313 | 60.1457 | 0 | 480.1204 | 63477.3893 | 3142.0654 | 81362.7413 | 76814.8926 | 0 | 29521.0658 | 0 | 99184.0802 | 258056.6313 | 176128.9534 | 787687.8193 | 961560.8286 | 3628490.1274 | 3628490.1274 | 1478867.319 | 2333117.1208 | 0 | 5377738.7753 | 12818213.3426 | 13335.2143 | 0.0065502 | 821000.9618 | 1956912.7329 | 16737.2151 | 39894.313
1 | 1200 | 707 | 0.04 | 15 | 15 | 7 | 1.7783e-11 | 5spot_SharedNeighbor | Water | Porous | Wet | R600a | MinimizeLCOE_Brownfield | IgnoreSilica | 3.4003 | 0.21237 | 0.0024434 | 4 | 569320.8887 | 1330597.6216 | 11606.3764 | 27126.0323 | 60.7069 | 0 | 79.9578 | 78876.0077 | 3932.5899 | 103511.4718 | 94828.9671 | 0 | 33422.8056 | 0 | 122683.0184 | 319196.0482 | 217857.8617 | 974308.7703 | 961560.8286 | 3628490.1274 | 3628490.1274 | 1478867.319 | 2333117.1208 | 0 | 5564359.7264 | 13004834.2936 | 17782.7941 | 0.0097737 | 569320.8887 | 1330597.6216 | 11606.3764 | 27126.0323
1 | 1200 | 707 | 0.04 | 15 | 15 | 7 | 2.3714e-11 | 5spot_SharedNeighbor | Water | Porous | Wet | R600a | MinimizeLCOE_Brownfield | IgnoreSilica | 4.4675 | 0.28315 | 0.0035197 | 4 | 411277.1953 | 939765.1251 | 8384.4419 | 19158.3832 | 61.1247 | 0 | 1045.4958 | 96851.0105 | 4856.8538 | 130244.9972 | 117869.6205 | 0 | 37694.1909 | 0 | 151131.5024 | 393213.168 | 268376.0669 | 1200237.4103 | 961560.8286 | 3628490.1274 | 3628490.1274 | 1478867.319 | 2333117.1208 | 0 | 5790288.3664 | 13230762.9336 | 23713.7371 | 0.014079 | 411277.1953 | 939765.1251 | 8384.4419 | 19158.3832
1 | 1200 | 707 | 0.04 | 15 | 15 | 7 | 3.1623e-11 | 5spot_SharedNeighbor | Water | Porous | Wet | R600a | MinimizeLCOE_Brownfield | IgnoreSilica | 5.824 | 0.37316 | 0.0049434 | 4 | 306627.3976 | 682909.6617 | 6251.0142 | 13922.0372 | 61.4346 | 0 | 120.3809 | 117782.2262 | 5934.1383 | 162385.0245 | 147160.2131 | 0 | 42350.8943 | 0 | 185488.8736 | 482604.0001 | 329387.1466 | 1473092.5167 | 961560.8286 | 3628490.1274 | 3628490.1274 | 1478867.319 | 2333117.1208 | 0 | 6063143.4727 | 13503618.04 | 31622.7766 | 0.019774 | 306627.3976 | 682909.6617 | 6251.0142 | 13922.0372
1 | 1200 | 707 | 0.04 | 15 | 15 | 7 | 4.217e-11 | 5spot_SharedNeighbor | Water | Porous | Wet | R600a | MinimizeLCOE_Brownfield | IgnoreSilica | 7.4487 | 0.4807 | 0.0067757 | 4 | 235147.817 | 509677.464 | 4793.8063 | 10390.4645 | 61.6396 | 0 | 104.9393 | 140783.6514 | 7118.0973 | 198811.6977 | 182183.5778 | 0 | 46797.7049 | 0 | 224520.9444 | 584157.4416 | 398699.4571 | 1783072.5722 | 961560.8286 | 3628490.1274 | 3628490.1274 | 1478867.319 | 2333117.1208 | 0 | 6373123.5283 | 13813598.0955 | 42169.6503 | 0.027103 | 235147.817 | 509677.464 | 4793.8063 | 10390.4645
1 | 1200 | 707 | 0.04 | 15 | 15 | 7 | 5.6234e-11 | 5spot_SharedNeighbor | Water | Porous | Wet | R600a | MinimizeLCOE_Brownfield | IgnoreSilica | 9.7922 | 0.63683 | 0.0093048 | 4 | 182881.6615 | 382792.1652 | 3728.29 | 7803.7361 | 61.8617 | 0 | 105.9087 | 171667.8521 | 8710.7263 | 248929.4757 | 232903.8976 | 0 | 53462.9499 | 0 | 279113.2116 | 726195.3227 | 495643.2295 | 2216626.6654 | 961560.8286 | 3628490.1274 | 3628490.1274 | 1478867.319 | 2333117.1208 | 0 | 6806677.6215 | 14247152.1887 | 56234.1325 | 0.037219 | 182881.6615 | 382792.1652 | 3728.29 | 7803.7361
1 | 1200 | 707 | 0.04 | 15 | 15 | 7 | 7.4989e-11 | 5spot_SharedNeighbor | Water | Porous | Wet | R600a | MinimizeLCOE_Brownfield | IgnoreSilica | 12.565 | 0.82106 | 0.012515 | 4 | 145714.8912 | 294346.9756 | 2970.5952 | 6000.6612 | 62 | 0 | 108.7322 | 205195.3699 | 10438.9742 | 305004.5306 | 292812.5335 | 0 | 59705.9759 | 0 | 340531.3798 | 885992.7976 | 604708.2897 | 2704389.8511 | 961560.8286 | 3628490.1274 | 3628490.1274 | 1478867.319 | 2333117.1208 | 0 | 7294440.8071 | 14734915.3744 | 74989.4209 | 0.05006 | 145714.8912 | 294346.9756 | 2970.5952 | 6000.6612
1 | 1200 | 707 | 0.04 | 15 | 15 | 7 | 1e-10 | 5spot_SharedNeighbor | Water | Porous | Wet | R600a | MinimizeLCOE_Brownfield | IgnoreSilica | 15.9749 | 1.0476 | 0.016631 | 4 | 118314.3665 | 230164.0396 | 2411.9984 | 4692.2053 | 62.1048 | 0 | 107.4484 | 243429.2172 | 12409.9302 | 370610.6776 | 366478.1584 | 0 | 66226.0238 | 0 | 413070.0628 | 1074723.5712 | 733520.9207 | 3280468.5619 | 961560.8286 | 3628490.1274 | 3628490.1274 | 1478867.319 | 2333117.1208 | 0 | 7870519.518 | 15310994.0852 | 100000 | 0.066522 | 118314.3665 | 230164.0396 | 2411.9984 | 4692.2053
1 | 1200 | 707 | 0.04 | 15 | 15 | 7 | 1.3335e-10 | 5spot_SharedNeighbor | Water | Porous | Wet | R600a | MinimizeLCOE_Brownfield | IgnoreSilica | 20.1017 | 1.3218 | 0.021823 | 4 | 97855.5634 | 183091.6669 | 1994.918 | 3732.5713 | 62.1846 | 0 | 110.3162 | 286496.9576 | 14629.6498 | 446331.5571 | 455634.4747 | 0 | 72879.112 | 0 | 497628.9829 | 1294728.5359 | 883678.8297 | 3952008.0997 | 961560.8286 | 3628490.1274 | 3628490.1274 | 1478867.319 | 2333117.1208 | 0 | 8542059.0557 | 15982533.623 | 133352.1432 | 0.087293 | 97855.5634 | 183091.6669 | 1994.918 | 3732.5713
1 | 1200 | 707 | 0.04 | 15 | 15 | 7 | 1.7783e-10 | 5spot_SharedNeighbor | Water | Porous | Wet | R600a | MinimizeLCOE_Brownfield | IgnoreSilica | 25.0003 | 1.6473 | 0.028241 | 4 | 82432.918 | 148298.3567 | 1680.5065 | 3023.2626 | 62.2456 | 0 | 108.084 | 334263.3767 | 17090.689 | 532250.9391 | 561468.1588 | 0 | 79492.0858 | 0 | 594580.4473 | 1546976.3586 | 1055843.1519 | 4721965.2072 | 961560.8286 | 3628490.1274 | 3628490.1274 | 1478867.319 | 2333117.1208 | 0 | 9312016.1633 | 16752490.7305 | 177827.941 | 0.11296 | 82432.918 | 148298.3567 | 1680.5065 | 3023.2626
1 | 1200 | 707 | 0.04 | 15 | 15 | 7 | 2.3714e-10 | 5spot_SharedNeighbor | Water | Porous | Wet | R600a | MinimizeLCOE_Brownfield | IgnoreSilica | 30.6035 | 2.0196 | 0.035926 | 4 | 70733.5789 | 122509.4885 | 1441.9997 | 2497.5216 | 62.292 | 0 | 80.3437 | 385552.2558 | 19731.9796 | 626471.615 | 682533.7534 | 0 | 85608.8249 | 0 | 701960.3872 | 1826356.9357 | 1246526.1365 | 5574741.8881 | 961560.8286 | 3628490.1274 | 3628490.1274 | 1478867.319 | 2333117.1208 | 0 | 10164792.8442 | 17605267.4114 | 237137.3706 | 0.14371 | 70733.5789 | 122509.4885 | 1441.9997 | 2497.5216
1 | 1200 | 707 | 0.04 | 15 | 15 | 7 | 3.1623e-10 | 5spot_SharedNeighbor | Water | Porous | Wet | R600a | MinimizeLCOE_Brownfield | IgnoreSilica | 36.7519 | 2.4282 | 0.044772 | 4 | 61833.0741 | 103379.7819 | 1260.5509 | 2107.5367 | 62.3272 | 0 | 99.9663 | 438678.4635 | 22466.3797 | 725947.318 | 815387.099 | 0 | 90810.0259 | 0 | 816382.8215 | 2124060.6385 | 1449715.0309 | 6483447.7769 | 961560.8286 | 3628490.1274 | 3628490.1274 | 1478867.319 | 2333117.1208 | 0 | 11073498.7329 | 18513973.3002 | 316227.766 | 0.17909 | 61833.0741 | 103379.7819 | 1260.5509 | 2107.5367
1 | 1200 | 707 | 0.04 | 15 | 15 | 7 | 4.217e-10 | 5spot_SharedNeighbor | Water | Porous | Wet | R600a | MinimizeLCOE_Brownfield | IgnoreSilica | 43.1561 | 2.8539 | 0.05446 | 4 | 55065.2204 | 89221.1902 | 1122.579 | 1818.8946 | 62.3533 | 0 | 131.1538 | 491246.4365 | 25170.3909 | 826054.6981 | 953769.0505 | 0 | 94670.1527 | 0 | 932455.1842 | 2426057.1164 | 1655833.8324 | 7405256.8616 | 961560.8286 | 3628490.1274 | 3628490.1274 | 1478867.319 | 2333117.1208 | 0 | 11995307.8176 | 19435782.3849 | 421696.5034 | 0.21784 | 55065.2204 | 89221.1902 | 1122.579 | 1818.8946
1 | 1200 | 707 | 0.04 | 15 | 15 | 7 | 5.6234e-10 | 5spot_SharedNeighbor | Water | Porous | Wet | R600a | MinimizeLCOE_Brownfield | IgnoreSilica | 49.4165 | 3.2698 | 0.064459 | 4 | 49935.8176 | 78793.4098 | 1018.0092 | 1606.3102 | 62.3714 | 0 | 155.1515 | 540399.8668 | 27697.0877 | 921036.6367 | 1089026.6556 | 0 | 96826.1476 | 0 | 1043244.6938 | 2714308.6944 | 1852571.4574 | 8285111.2401 | 961560.8286 | 3628490.1274 | 3628490.1274 | 1478867.319 | 2333117.1208 | 0 | 12875162.1961 | 20315636.7634 | 562341.3252 | 0.25783 | 49935.8176 | 78793.4098 | 1018.0092 | 1606.3102
1 | 1200 | 707 | 0.04 | 15 | 15 | 7 | 7.4989e-10 | 5spot_SharedNeighbor | Water | Porous | Wet | R600a | MinimizeLCOE_Brownfield | IgnoreSilica | 55.2218 | 3.6553 | 0.07421 | 4 | 46065.8742 | 71131.496 | 939.1152 | 1450.1118 | 62.3827 | 0 | 149.5498 | 584297.5044 | 29952.0303 | 1006918.2151 | 1214404.9506 | 0 | 97391.7463 | 0 | 1143856.1342 | 2976079.0241 | 2031235.0863 | 9084134.6913 | 961560.8286 | 3628490.1274 | 3628490.1274 | 1478867.319 | 2333117.1208 | 0 | 13674185.6474 | 21114660.2146 | 749894.2093 | 0.29684 | 46065.8742 | 71131.496 | 939.1152 | 1450.1118
1 | 1200 | 707 | 0.04 | 15 | 15 | 7 | 1e-09 | 5spot_SharedNeighbor | Water | Porous | Wet | R600a | MinimizeLCOE_Brownfield | IgnoreSilica | 60.3056 | 3.9926 | 0.083188 | 4 | 43158.3211 | 65518.7671 | 879.8408 | 1335.6887 | 62.3884 | 0 | 142.3284 | 621563.2834 | 31864.9486 | 1080577.244 | 1324137.9909 | 0 | 96570.8173 | 0 | 1230338.5708 | 3201088.5842 | 2184808.7345 | 9770950.1737 | 961560.8286 | 3628490.1274 | 3628490.1274 | 1478867.319 | 2333117.1208 | 0 | 14361001.1298 | 21801475.697 | 1000000 | 0.33275 | 43158.3211 | 65518.7671 | 879.8408 | 1335.6887
1 | 1200 | 707 | 0.04 | 15 | 15 | 7 | 1.3335e-09 | 5spot_SharedNeighbor | Water | Porous | Wet | R600a | MinimizeLCOE_Brownfield | IgnoreSilica | 64.6124 | 4.278 | 0.091104 | 4 | 40980.135 | 61397.5699 | 835.4355 | 1251.6725 | 62.3902 | 0 | 146.6998 | 652349.7926 | 33444.2075 | 1141939.4365 | 1417035.1822 | 0 | 94911.2234 | 0 | 1302475.1384 | 3388773.1359 | 2312907.2975 | 10343835.414 | 961560.8286 | 3628490.1274 | 3628490.1274 | 1478867.319 | 2333117.1208 | 0 | 14933886.3701 | 22374360.9373 | 1333521.4322 | 0.36442 | 40980.135 | 61397.5699 | 835.4355 | 1251.6725
1 | 1200 | 707 | 0.04 | 15 | 15 | 7 | 1.7783e-09 | 5spot_SharedNeighbor | Water | Porous | Wet | R600a | MinimizeLCOE_Brownfield | IgnoreSilica | 68.1083 | 4.5094 | 0.09779 | 4 | 39350.864 | 58372.3535 | 802.2206 | 1189.9994 | 62.3897 | 0 | 157.9455 | 676846.9419 | 34700.0784 | 1191092.1856 | 1492389.5824 | 0 | 92736.1465 | 0 | 1360228.3246 | 3539035.0794 | 2415464.1616 | 10802492.5003 | 961560.8286 | 3628490.1274 | 3628490.1274 | 1478867.319 | 2333117.1208 | 0 | 15392543.4564 | 22833018.0236 | 1778279.41 | 0.39116 | 39350.864 | 58372.3535 | 802.2206 | 1189.9994
1 | 1200 | 707 | 0.04 | 15 | 15 | 7 | 2.3714e-09 | 5spot_SharedNeighbor | Water | Porous | Wet | R600a | MinimizeLCOE_Brownfield | IgnoreSilica | 70.9124 | 4.6948 | 0.1033 | 4 | 38132.8372 | 56139.7901 | 777.3895 | 1144.4856 | 62.3881 | 0 | 139.0194 | 696191.5467 | 35691.2842 | 1230109.8363 | 1552788.1109 | 0 | 90490.951 | 0 | 1406055.9744 | 3658269.2236 | 2496843.915 | 11166440.8421 | 961560.8286 | 3628490.1274 | 3628490.1274 | 1478867.319 | 2333117.1208 | 0 | 15756491.7981 | 23196966.3654 | 2371373.7057 | 0.4132 | 38132.8372 | 56139.7901 | 777.3895 | 1144.4856
1 | 1200 | 707 | 0.04 | 15 | 15 | 7 | 3.1623e-09 | 5spot_SharedNeighbor | Water | Porous | Wet | R600a | MinimizeLCOE_Brownfield | IgnoreSilica | 73.0971 | 4.8391 | 0.10771 | 4 | 37222.2022 | 54491.3231 | 758.8249 | 1110.8793 | 62.386 | 0 | 175.631 | 711083.3065 | 36454.0016 | 1260268.2146 | 1599819.3373 | 0 | 88324.9895 | 0 | 1441420.4413 | 3750280.3124 | 2559643.3738 | 11447293.9771 | 961560.8286 | 3628490.1274 | 3628490.1274 | 1478867.319 | 2333117.1208 | 0 | 16037344.9331 | 23477819.5004 | 3162277.6602 | 0.43085 | 37222.2022 | 54491.3231 | 758.8249 | 1110.8793
1 | 1200 | 707 | 0.04 | 15 | 15 | 7 | 4.217e-09 | 5spot_SharedNeighbor | Water | Porous | Wet | R600a | MinimizeLCOE_Brownfield | IgnoreSilica | 74.8 | 4.9515 | 0.11121 | 4 | 36541.1494 | 53267.5341 | 744.9408 | 1085.9307 | 62.3839 | 0 | 179.8403 | 722584.457 | 37042.8575 | 1283632.6548 | 1636460.6795 | 0 | 86427.6682 | 0 | 1468797.8437 | 3821510.6973 | 2608259.5751 | 11664716.4332 | 961560.8286 | 3628490.1274 | 3628490.1274 | 1478867.319 | 2333117.1208 | 0 | 16254767.3892 | 23695241.9565 | 4216965.0343 | 0.44483 | 36541.1494 | 53267.5341 | 744.9408 | 1085.9307
1 | 1200 | 707 | 0.04 | 15 | 15 | 7 | 5.6234e-09 | 5spot_SharedNeighbor | Water | Porous | Wet | R600a | MinimizeLCOE_Brownfield | IgnoreSilica | 76.123 | 5.0388 | 0.11395 | 4 | 36031.5749 | 52355.895 | 734.5524 | 1067.3457 | 62.382 | 0 | 156.8996 | 731456.6109 | 37496.9847 | 1301699.5877 | 1664915.7655 | 0 | 84850.7179 | 0 | 1489963.67 | 3876579.8357 | 2645845.3936 | 11832808.566 | 961560.8286 | 3628490.1274 | 3628490.1274 | 1478867.319 | 2333117.1208 | 0 | 16422859.522 | 23863334.0893 | 5623413.2519 | 0.45579 | 36031.5749 | 52355.895 | 734.5524 | 1067.3457
1 | 1200 | 707 | 0.04 | 15 | 15 | 7 | 7.4989e-09 | 5spot_SharedNeighbor | Water | Porous | Wet | R600a | MinimizeLCOE_Brownfield | IgnoreSilica | 77.1191 | 5.1044 | 0.11605 | 4 | 35650.1373 | 51678.8368 | 726.7763 | 1053.543 | 62.3804 | 0 | 167.637 | 738100.6334 | 37836.9906 | 1315253.9272 | 1686332.7113 | 0 | 83521.0774 | 0 | 1505807.6825 | 3917802.7064 | 2673980.8499 | 11958636.5786 | 961560.8286 | 3628490.1274 | 3628490.1274 | 1478867.319 | 2333117.1208 | 0 | 16548687.5347 | 23989162.1019 | 7498942.0933 | 0.4642 | 35650.1373 | 51678.8368 | 726.7763 | 1053.543
1 | 1200 | 707 | 0.04 | 15 | 15 | 7 | 1e-08 | 5spot_SharedNeighbor | Water | Porous | Wet | R600a | MinimizeLCOE_Brownfield | IgnoreSilica | 77.8696 | 5.1539 | 0.11765 | 4 | 35364.5061 | 51174.6006 | 720.9533 | 1043.2635 | 62.3791 | 0 | 173.1882 | 743086.433 | 38092.0957 | 1325439.2562 | 1702465.13 | 0 | 82439.4418 | 0 | 1517693.7191 | 3948727.7354 | 2695087.8177 | 12053031.6289 | 961560.8286 | 3628490.1274 | 3628490.1274 | 1478867.319 | 2333117.1208 | 0 | 16643082.585 | 24083557.1522 | 10000000 | 0.47062 | 35364.5061 | 51174.6006 | 720.9533 | 1043.2635
1 | 1300 | 707 | 0.04 | 15 | 15 | 7 | 1e-13 | 5spot_SharedNeighbor | Water | Porous | Wet | R600a | MinimizeLCOE_Brownfield | IgnoreSilica | 0 | 0 | 0 | 0 | [6 empty] | 15.0449 | [19 empty] | 100 | 0
1 | 1300 | 707 | 0.04 | 15 | 15 | 7 | 1.3335e-13 | 5spot_SharedNeighbor | Water | Porous | Wet | R600a | MinimizeLCOE_Brownfield | IgnoreSilica | 0 | 0 | 0 | 0 | [6 empty] | 18.4448 | [19 empty] | 133.3521 | 0
1 | 1300 | 707 | 0.04 | 15 | 15 | 7 | 1.7783e-13 | 5spot_SharedNeighbor | Water | Porous | Wet | R600a | MinimizeLCOE_Brownfield | IgnoreSilica | 0 | 0 | 0 | 0 | [6 empty] | 21.1829 | [19 empty] | 177.8279 | 0
1 | 1300 | 707 | 0.04 | 15 | 15 | 7 | 2.3714e-13 | 5spot_SharedNeighbor | Water | Porous | Wet | R600a | MinimizeLCOE_Brownfield | IgnoreSilica | 0 | 0 | 0 | 0 | [6 empty] | 20.3994 | [19 empty] | 237.1374 | 0
1 | 1300 | 707 | 0.04 | 15 | 15 | 7 | 3.1623e-13 | 5spot_SharedNeighbor | Water | Porous | Wet | R600a | MinimizeLCOE_Brownfield | IgnoreSilica | 0 | 0 | 0 | 0 | [6 empty] | 21.1541 | [19 empty] | 316.2278 | 0
1 | 1300 | 707 | 0.04 | 15 | 15 | 7 | 4.217e-13 | 5spot_SharedNeighbor | Water | Porous | Wet | R600a | MinimizeLCOE_Brownfield | IgnoreSilica | 0 | 0 | 0 | 0 | [6 empty] | 22.3227 | [19 empty] | 421.6965 | 0
1 | 1300 | 707 | 0.04 | 15 | 15 | 7 | 5.6234e-13 | 5spot_SharedNeighbor | Water | Porous | Wet | R600a | MinimizeLCOE_Brownfield | IgnoreSilica | 0 | 0 | 0 | 0 | [6 empty] | 22.0755 | [19 empty] | 562.3413 | 0
1 | 1300 | 707 | 0.04 | 15 | 15 | 7 | 7.4989e-13 | 5spot_SharedNeighbor | Water | Porous | Wet | R600a | MinimizeLCOE_Brownfield | IgnoreSilica | 0 | 0 | 0 | 0 | [6 empty] | 21.7046 | [19 empty] | 749.8942 | 0
1 | 1300 | 707 | 0.04 | 15 | 15 | 7 | 1e-12 | 5spot_SharedNeighbor | Water | Porous | Wet | R600a | MinimizeLCOE_Brownfield | IgnoreSilica | 0 | 0 | 0 | 0 | [6 empty] | 967.9872 | [19 empty] | 1000 | 0
1 | 1300 | 707 | 0.04 | 15 | 15 | 7 | 1.3335e-12 | 5spot_SharedNeighbor | Water | Porous | Wet | R600a | MinimizeLCOE_Brownfield | IgnoreSilica | 0 | 0 | 0 | 0 | [6 empty] | 26.391 | [19 empty] | 1333.5214 | 0
1 | 1300 | 707 | 0.04 | 15 | 15 | 7 | 1.7783e-12 | 5spot_SharedNeighbor | Water | Porous | Wet | R600a | MinimizeLCOE_Brownfield | IgnoreSilica | 0 | 0 | 0 | 0 | [6 empty] | 27.4811 | [19 empty] | 1778.2794 | 0
1 | 1300 | 707 | 0.04 | 15 | 15 | 7 | 2.3714e-12 | 5spot_SharedNeighbor | Water | Porous | Wet | R600a | MinimizeLCOE_Brownfield | IgnoreSilica | 0 | 0 | 0 | 0 | [6 empty] | 30.6986 | [19 empty] | 2371.3737 | 0
1 | 1300 | 707 | 0.04 | 15 | 15 | 7 | 3.1623e-12 | 5spot_SharedNeighbor | Water | Porous | Wet | R600a | MinimizeLCOE_Brownfield | IgnoreSilica | 0.77197 | 0.043759 | 0.00015516 | 4 | 8413813.1251 | 21025999.116 | 171526.9611 | 428643.4317 | 58.0258 | 0 | 80.1966 | 25464.9178 | 1218.7152 | 29325.765 | 39213.5337 | 0 | 19513.0911 | 0 | 44747.0489 | 116422.6424 | 79460.8457 | 355366.5598 | 961560.8286 | 3904935.7281 | 3904935.7281 | 1478867.319 | 2443695.3611 | 0 | 5221863.1164 | 13049361.5246 | 3162.2777 | 0.00062063 | 8413813.1251 | 21025999.116 | 171526.9611 | 428643.4317
1 | 1300 | 707 | 0.04 | 15 | 15 | 7 | 4.217e-12 | 5spot_SharedNeighbor | Water | Porous | Wet | R600a | MinimizeLCOE_Brownfield | IgnoreSilica | 1.1069 | 0.068276 | 0.00047112 | 4 | 2828269.1138 | 6981912.6373 | 57658.0914 | 142335.7328 | 60.3548 | 0 | 176.8816 | 36005.8123 | 1762.334 | 41770.4944 | 46934.2299 | 0 | 23126.58 | 0 | 58343.7857 | 151798.5625 | 103605.6381 | 463347.437 | 961560.8286 | 3904935.7281 | 3904935.7281 | 1478867.319 | 2443695.3611 | 0 | 5329843.9936 | 13157342.4018 | 4216.965 | 0.0018845 | 2828269.1138 | 6981912.6373 | 57658.0914 | 142335.7328
1 | 1300 | 707 | 0.04 | 15 | 15 | 7 | 5.6234e-12 | 5spot_SharedNeighbor | Water | Porous | Wet | R600a | MinimizeLCOE_Brownfield | IgnoreSilica | 1.4764 | 0.095735 | 0.00092101 | 4 | 1476498.8809 | 3601215.337 | 30100.4268 | 73415.6456 | 61.7776 | 0 | 241.8109 | 46488.8866 | 2307.6164 | 54670.0099 | 55506.2608 | 0 | 26015.3689 | 0 | 72145.3757 | 187707.4684 | 128114.2042 | 572955.191 | 961560.8286 | 3904935.7281 | 3904935.7281 | 1478867.319 | 2443695.3611 | 0 | 5439451.7477 | 13266950.1558 | 5623.4133 | 0.003684 | 1476498.8809 | 3601215.337 | 30100.4268 | 73415.6456
1 | 1300 | 707 | 0.04 | 15 | 15 | 7 | 7.4989e-12 | 5spot_SharedNeighbor | Water | Porous | Wet | R600a | MinimizeLCOE_Brownfield | IgnoreSilica | 1.982 | 0.13351 | 0.001536 | 4 | 908355.2702 | 2182340.5059 | 18518.0508 | 44489.963 | 62.9061 | 0 | 332.8163 | 59494.3064 | 2987.7822 | 71260.3622 | 67253.6304 | 0 | 29702.8638 | 0 | 89972.5886 | 234090.2196 | 159771.3849 | 714533.1382 | 961560.8286 | 3904935.7281 | 3904935.7281 | 1478867.319 | 2443695.3611 | 0 | 5581029.6949 | 13408528.103 | 7498.9421 | 0.0061441 | 908355.2702 | 2182340.5059 | 18518.0508 | 44489.963
1 | 1300 | 707 | 0.04 | 15 | 15 | 7 | 1e-11 | 5spot_SharedNeighbor | Water | Porous | Wet | R600a | MinimizeLCOE_Brownfield | IgnoreSilica | 2.6426 | 0.18314 | 0.0023915 | 4 | 601607.4599 | 1419884.897 | 12264.5818 | 28946.2742 | 63.7531 | 0 | 67.5562 | 74918.7455 | 3796.8747 | 91694.4001 | 82641.433 | 0 | 33775.1923 | 0 | 111862.3918 | 291042.9973 | 198642.826 | 888374.8607 | 961560.8286 | 3904935.7281 | 3904935.7281 | 1478867.319 | 2443695.3611 | 0 | 5754871.4174 | 13582369.8256 | 10000 | 0.0095658 | 601607.4599 | 1419884.897 | 12264.5818 | 28946.2742
1 | 1300 | 707 | 0.04 | 15 | 15 | 7 | 1.3335e-11 | 5spot_SharedNeighbor | Water | Porous | Wet | R600a | MinimizeLCOE_Brownfield | IgnoreSilica | 3.5272 | 0.2497 | 0.0035455 | 4 | 421292.2025 | 973218.1126 | 8588.6114 | 19840.3676 | 64.4039 | 0 | 70.4951 | 93684.5199 | 4783.5664 | 117433.1543 | 103252.7944 | 0 | 38690.236 | 0 | 139559.2657 | 363104.5819 | 247826.3382 | 1108334.457 | 961560.8286 | 3904935.7281 | 3904935.7281 | 1478867.319 | 2443695.3611 | 0 | 5974831.0137 | 13802329.4219 | 13335.2143 | 0.014182 | 421292.2025 | 973218.1126 | 8588.6114 | 19840.3676
1 | 1300 | 707 | 0.04 | 15 | 15 | 7 | 1.7783e-11 | 5spot_SharedNeighbor | Water | Porous | Wet | R600a | MinimizeLCOE_Brownfield | IgnoreSilica | 4.687 | 0.33702 | 0.005061 | 4 | 308635.9032 | 695295.468 | 6291.9603 | 14174.5386 | 64.892 | 0 | 64.6174 | 116081.5163 | 5962.9362 | 149207.8179 | 130278.7268 | 0 | 44508.8357 | 0 | 173955.5348 | 452596.6185 | 308906.492 | 1381498.4783 | 961560.8286 | 3904935.7281 | 3904935.7281 | 1478867.319 | 2443695.3611 | 0 | 6247995.035 | 14075493.4432 | 17782.7941 | 0.020244 | 308635.9032 | 695295.468 | 6291.9603 | 14174.5386
1 | 1300 | 707 | 0.04 | 15 | 15 | 7 | 2.3714e-11 | 5spot_SharedNeighbor | Water | Porous | Wet | R600a | MinimizeLCOE_Brownfield | IgnoreSilica | 6.287 | 0.45765 | 0.0071544 | 4 | 230821.6317 | 504342.9734 | 4705.6112 | 10281.7137 | 65.2669 | 0 | 82.4011 | 144207.9803 | 7444.5159 | 190527.5425 | 167597.9776 | 0 | 51700.9276 | 0 | 218976.7882 | 569732.6845 | 388854.264 | 1739042.6807 | 961560.8286 | 3904935.7281 | 3904935.7281 | 1478867.319 | 2443695.3611 | 0 | 6605539.2374 | 14433037.6456 | 23713.7371 | 0.028618 | 230821.6317 | 504342.9734 | 4705.6112 | 10281.7137
1 | 1300 | 707 | 0.04 | 15 | 15 | 7 | 3.1623e-11 | 5spot_SharedNeighbor | Water | Porous | Wet | R600a | MinimizeLCOE_Brownfield | IgnoreSilica | 7.946 | 0.58224 | 0.0097095 | 4 | 179024.5533 | 380566.8371 | 3649.6577 | 7758.3697 | 65.4664 | 0 | 65.7395 | 170847.86 | 8846.8016 | 230959.3137 | 206197.7844 | 0 | 56796.1218 | 0 | 262722.6738 | 683550.5053 | 466537.2654 | 2086458.3259 | 961560.8286 | 3904935.7281 | 3904935.7281 | 1478867.319 | 2443695.3611 | 0 | 6952954.8826 | 14780453.2907 | 31622.7766 | 0.038838 | 179024.5533 | 380566.8371 | 3649.6577 | 7758.3697
1 | 1300 | 707 | 0.04 | 15 | 15 | 7 | 4.217e-11 | 5spot_SharedNeighbor | Water | Porous | Wet | R600a | MinimizeLCOE_Brownfield | IgnoreSilica | 10.2675 | 0.75852 | 0.01328 | 4 | 139801.396 | 287154.7163 | 2850.0406 | 5854.0373 | 65.7149 | 0 | 80.0307 | 205955.9295 | 10699.5019 | 285319.4071 | 260576.2902 | 0 | 63935.6082 | 0 | 322329.8274 | 838636.0921 | 572386.3651 | 2559839.0216 | 961560.8286 | 3904935.7281 | 3904935.7281 | 1478867.319 | 2443695.3611 | 0 | 7426335.5783 | 15253833.9865 | 42169.6503 | 0.053121 | 139801.396 | 287154.7163 | 2850.0406 | 5854.0373
1 | 1300 | 707 | 0.04 | 15 | 15 | 7 | 5.6234e-11 | 5spot_SharedNeighbor | Water | Porous | Wet | R600a | MinimizeLCOE_Brownfield | IgnoreSilica | 13.1445 | 0.97593 | 0.017826 | 4 | 111985.7501 | 221760.346 | 2282.981 | 4520.8846 | 65.8682 | 0 | 64.4015 | 245867.9193 | 12803.2213 | 349010.8446 | 327767.4846 | 0 | 71464.7272 | 0 | 392696.5368 | 1021715.8357 | 697342.052 | 3118668.6216 | 961560.8286 | 3904935.7281 | 3904935.7281 | 1478867.319 | 2443695.3611 | 0 | 7985165.1783 | 15812663.5865 | 56234.1325 | 0.071305 | 111985.7501 | 221760.346 | 2282.981 | 4520.8846
1 | 1300 | 707 | 0.04 | 15 | 15 | 7 | 7.4989e-11 | 5spot_SharedNeighbor | Water | Porous | Wet | R600a | MinimizeLCOE_Brownfield | IgnoreSilica | 16.6936 | 1.2442 | 0.023656 | 4 | 91382.2377 | 174102.9949 | 1862.9505 | 3549.325 | 65.9852 | 0 | 91.8095 | 291560.4923 | 15210.996 | 423802.0435 | 410658.1124 | 0 | 79397.9259 | 0 | 476045.5323 | 1238572.8248 | 845351.403 | 3780599.3303 | 961560.8286 | 3904935.7281 | 3904935.7281 | 1478867.319 | 2443695.3611 | 0 | 8647095.887 | 16474594.2951 | 74989.4209 | 0.094626 | 91382.2377 | 174102.9949 | 1862.9505 | 3549.325
1 | 1300 | 707 | 0.04 | 15 | 15 | 7 | 1e-10 | 5spot_SharedNeighbor | Water | Porous | Wet | R600a | MinimizeLCOE_Brownfield | IgnoreSilica | 21.0102 | 1.5702 | 0.031026 | 4 | 75916.7522 | 138988.2725 | 1547.6657 | 2833.4639 | 66.0748 | 0 | 84.7679 | 343284.7397 | 17935.8742 | 510486.7025 | 511413.2918 | 0 | 87589.0722 | 0 | 573576.7754 | 1492329.1127 | 1018545.2837 | 4555160.8522 | 961560.8286 | 3904935.7281 | 3904935.7281 | 1478867.319 | 2443695.3611 | 0 | 9421657.4089 | 17249155.8171 | 100000 | 0.12411 | 75916.7522 | 138988.2725 | 1547.6657 | 2833.4639
1 | 1300 | 707 | 0.04 | 15 | 15 | 7 | 1.3335e-10 | 5spot_SharedNeighbor | Water | Porous | Wet | R600a | MinimizeLCOE_Brownfield | IgnoreSilica | 26.1381 | 1.9574 | 0.040148 | 4 | 64196.0084 | 112936.9595 | 1308.7225 | 2302.3727 | 66.1433 | 0 | 112.1162 | 400700.3565 | 20958.907 | 608903.4227 | 631094.2873 | 0 | 95702.989 | 0 | 685370.3853 | 1783193.1538 | 1217065.9684 | 5442989.4699 | 961560.8286 | 3904935.7281 | 3904935.7281 | 1478867.319 | 2443695.3611 | 0 | 10309486.0266 | 18136984.4348 | 133352.1432 | 0.16059 | 64196.0084 | 112936.9595 | 1308.7225 | 2302.3727
1 | 1300 | 707 | 0.04 | 15 | 15 | 7 | 1.7783e-10 | 5spot_SharedNeighbor | Water | Porous | Wet | R600a | MinimizeLCOE_Brownfield | IgnoreSilica | 32.0649 | 2.4051 | 0.051139 | 4 | 55253.8153 | 93519.6793 | 1126.4238 | 1906.5252 | 66.1959 | 0 | 127.9564 | 462984.0615 | 24236.0077 | 717930.9566 | 769433.3905 | 0 | 103380.126 | 0 | 810406.1715 | 2108510.6211 | 1439101.8245 | 6435983.1595 | 961560.8286 | 3904935.7281 | 3904935.7281 | 1478867.319 | 2443695.3611 | 0 | 11302479.7162 | 19129978.1244 | 177827.941 | 0.20456 | 55253.8153 | 93519.6793 | 1126.4238 | 1906.5252
1 | 1300 | 707 | 0.04 | 15 | 15 | 7 | 2.3714e-10 | 5spot_SharedNeighbor | Water | Porous | Wet | R600a | MinimizeLCOE_Brownfield | IgnoreSilica | 38.6324 | 2.9012 | 0.063883 | 4 | 48408.7953 | 79041.095 | 986.8788 | 1611.3596 | 66.2359 | 0 | 105.7722 | 528090.5526 | 27659.0315 | 834105.949 | 922733.1556 | 0 | 110023.8461 | 0 | 944818.8885 | 2458224.9389 | 1677789.0323 | 7503445.3945 | 961560.8286 | 3904935.7281 | 3904935.7281 | 1478867.319 | 2443695.3611 | 0 | 12369941.9512 | 20197440.3593 | 237137.3706 | 0.25553 | 48408.7953 | 79041.095 | 986.8788 | 1611.3596
1 | 1300 | 707 | 0.04 | 15 | 15 | 7 | 3.1623e-10 | 5spot_SharedNeighbor | Water | Porous | Wet | R600a | MinimizeLCOE_Brownfield | IgnoreSilica | 45.5339 | 3.4225 | 0.077952 | 4 | 43170.8824 | 68274.457 | 880.0968 | 1391.8672 | 66.2652 | 0 | 102.3948 | 593020.435 | 31069.9691 | 951966.9621 | 1083824.6516 | 0 | 115007.037 | 0 | 1082206.7314 | 2815679.9239 | 1921759.4045 | 8594535.1145 | 961560.8286 | 3904935.7281 | 3904935.7281 | 1478867.319 | 2443695.3611 | 0 | 13461031.6712 | 21288530.0794 | 316227.766 | 0.31181 | 43170.8824 | 68274.457 | 880.0968 | 1391.8672
1 | 1300 | 707 | 0.04 | 15 | 15 | 7 | 4.217e-10 | 5spot_SharedNeighbor | Water | Porous | Wet | R600a | MinimizeLCOE_Brownfield | IgnoreSilica | 52.3667 | 3.9384 | 0.092621 | 4 | 39177.0363 | 60304.8615 | 798.6769 | 1229.3962 | 66.2848 | 0 | 107.9935 | 654423.4727 | 34292.7625 | 1065109.8294 | 1243272.6404 | 0 | 117895.2622 | 0 | 1214847.6472 | 3160784.3784 | 2157300.2859 | 9647926.2786 | 961560.8286 | 3904935.7281 | 3904935.7281 | 1478867.319 | 2443695.3611 | 0 | 14514422.8353 | 22341921.2435 | 421696.5034 | 0.37048 | 39177.0363 | 60304.8615 | 798.6769 | 1229.3962
1 | 1300 | 707 | 0.04 | 15 | 15 | 7 | 5.6234e-10 | 5spot_SharedNeighbor | Water | Porous | Wet | R600a | MinimizeLCOE_Brownfield | IgnoreSilica | 58.7586 | 4.4205 | 0.10705 | 4 | 36147.6573 | 54428.2424 | 736.9189 | 1109.5933 | 66.2956 | 0 | 128.3835 | 709652.5141 | 37188.7448 | 1168197.1187 | 1392351.6508 | 0 | 118690.3067 | 0 | 1336171.3307 | 3476443.716 | 2372744.2699 | 10611439.6517 | 961560.8286 | 3904935.7281 | 3904935.7281 | 1478867.319 | 2443695.3611 | 0 | 15477936.2084 | 23305434.6166 | 562341.3252 | 0.42819 | 36147.6573 | 54428.2424 | 736.9189 | 1109.5933
1 | 1300 | 707 | 0.04 | 15 | 15 | 7 | 7.4989e-10 | 5spot_SharedNeighbor | Water | Porous | Wet | R600a | MinimizeLCOE_Brownfield | IgnoreSilica | 64.4077 | 4.8461 | 0.12044 | 4 | 33861.3253 | 50109.6241 | 690.3089 | 1021.5525 | 66.2993 | 0 | 132.5839 | 756885.7982 | 39663.0533 | 1257321.9453 | 1523997.023 | 0 | 117647.415 | 0 | 1441250.9416 | 3749839.3087 | 2559342.3797 | 11445947.8648 | 961560.8286 | 3904935.7281 | 3904935.7281 | 1478867.319 | 2443695.3611 | 0 | 16312444.4215 | 24139942.8297 | 749894.2093 | 0.48174 | 33861.3253 | 50109.6241 | 690.3089 | 1021.5525
1 | 1300 | 707 | 0.04 | 15 | 15 | 7 | 1e-09 | 5spot_SharedNeighbor | Water | Porous | Wet | R600a | MinimizeLCOE_Brownfield | IgnoreSilica | 69.1996 | 5.2065 | 0.13229 | 4 | 32142.1946 | 46934.7374 | 655.2621 | 956.8281 | 66.2983 | 0 | 136.7297 | 795893.8739 | 41704.5851 | 1331585.8524 | 1635562.4352 | 0 | 115370.9987 | 0 | 1528845.9207 | 3977743.4761 | 2714891.6569 | 12141598.7989 | 961560.8286 | 3904935.7281 | 3904935.7281 | 1478867.319 | 2443695.3611 | 0 | 17008095.3556 | 24835593.7638 | 1000000 | 0.52915 | 32142.1946 | 46934.7374 | 655.2621 | 956.8281
1 | 1300 | 707 | 0.04 | 15 | 15 | 7 | 1.3335e-09 | 5spot_SharedNeighbor | Water | Porous | Wet | R600a | MinimizeLCOE_Brownfield | IgnoreSilica | 73.1554 | 5.5035 | 0.1424 | 4 | 30852.4974 | 44594.1843 | 628.9699 | 909.1128 | 66.2946 | 0 | 161.3141 | 827411.0994 | 43352.6888 | 1392022.1976 | 1727570.7221 | 0 | 112507.3192 | 0 | 1600116.9706 | 4163176.1283 | 2841453.2523 | 12707610.3783 | 961560.8286 | 3904935.7281 | 3904935.7281 | 1478867.319 | 2443695.3611 | 0 | 17574106.935 | 25401605.3431 | 1333521.4322 | 0.56962 | 30852.4974 | 44594.1843 | 628.9699 | 909.1128
1 | 1300 | 707 | 0.04 | 15 | 15 | 7 | 1.7783e-09 | 5spot_SharedNeighbor | Water | Porous | Wet | R600a | MinimizeLCOE_Brownfield | IgnoreSilica | 76.3102 | 5.74 | 0.15074 | 4 | 29886.09 | 42868.1263 | 609.2684 | 873.9247 | 66.2898 | 0 | 132.4831 | 852125.3595 | 44644.1171 | 1439684.5014 | 1800883.4119 | 0 | 109416.7338 | 0 | 1656234.1083 | 4309181.4093 | 2941104.8567 | 13153274.498 | 961560.8286 | 3904935.7281 | 3904935.7281 | 1478867.319 | 2443695.3611 | 0 | 18019771.0547 | 25847269.4629 | 1778279.41 | 0.60295 | 29886.09 | 42868.1263 | 609.2684 | 873.9247
1 | 1300 | 707 | 0.04 | 15 | 15 | 7 | 2.3714e-09 | 5spot_SharedNeighbor | Water | Porous | Wet | R600a | MinimizeLCOE_Brownfield | IgnoreSilica | 78.8124 | 5.9273 | 0.15748 | 4 | 29162.2609 | 41588.4669 | 594.5121 | 847.8372 | 66.2849 | 0 | 125.6278 | 871470.3207 | 45654.3707 | 1477158.5214 | 1858982.2299 | 0 | 106517.7994 | 0 | 1700315.4645 | 4423872.0558 | 3019383.5796 | 13503354.3421 | 961560.8286 | 3904935.7281 | 3904935.7281 | 1478867.319 | 2443695.3611 | 0 | 18369850.8988 | 26197349.307 | 2371373.7057 | 0.62992 | 29162.2609 | 41588.4669 | 594.5121 | 847.8372
1 | 1300 | 707 | 0.04 | 15 | 15 | 7 | 3.1623e-09 | 5spot_SharedNeighbor | Water | Porous | Wet | R600a | MinimizeLCOE_Brownfield | IgnoreSilica | 80.7413 | 6.0716 | 0.1628 | 4 | 28620.155 | 40640.3441 | 583.4606 | 828.5084 | 66.2804 | 0 | 148.9133 | 886233.6549 | 46424.9849 | 1505855.9479 | 1903742.8653 | 0 | 103885.5157 | 0 | 1733995.7578 | 4511501.2705 | 3079192.3192 | 13770832.3163 | 961560.8286 | 3904935.7281 | 3904935.7281 | 1478867.319 | 2443695.3611 | 0 | 18637328.873 | 26464827.2812 | 3162277.6602 | 0.6512 | 28620.155 | 40640.3441 | 583.4606 | 828.5084
1 | 1300 | 707 | 0.04 | 15 | 15 | 7 | 4.217e-09 | 5spot_SharedNeighbor | Water | Porous | Wet | R600a | MinimizeLCOE_Brownfield | IgnoreSilica | 82.2345 | 6.1832 | 0.16697 | 4 | 28214.1003 | 39934.3319 | 575.1826 | 814.1154 | 66.2766 | 0 | 153.1271 | 897574.2933 | 47016.7158 | 1527958.4015 | 1938374.504 | 0 | 101664.7507 | 0 | 1759909.5795 | 4578923.7187 | 3125209.5255 | 13976631.4891 | 961560.8286 | 3904935.7281 | 3904935.7281 | 1478867.319 | 2443695.3611 | 0 | 18843128.0457 | 26670626.4539 | 4216965.0343 | 0.66786 | 28214.1003 | 39934.3319 | 575.1826 | 814.1154
1 | 1300 | 707 | 0.04 | 15 | 15 | 7 | 5.6234e-09 | 5spot_SharedNeighbor | Water | Porous | Wet | R600a | MinimizeLCOE_Brownfield | IgnoreSilica | 83.3749 | 6.2683 | 0.17019 | 4 | 27909.8965 | 39408.3621 | 568.981 | 803.3928 | 66.2734 | 0 | 144.2445 | 906184.3108 | 47465.8345 | 1544772.8163 | 1964811.6236 | 0 | 99829.3824 | 0 | 1779594.9474 | 4630141.008 | 3160166.3778 | 14132966.3009 | 961560.8286 | 3904935.7281 | 3904935.7281 | 1478867.319 | 2443695.3611 | 0 | 18999462.8576 | 26826961.2658 | 5623413.2519 | 0.68074 | 27909.8965 | 39408.3621 | 568.981 | 803.3928
1 | 1300 | 707 | 0.04 | 15 | 15 | 7 | 7.4989e-09 | 5spot_SharedNeighbor | Water | Porous | Wet | R600a | MinimizeLCOE_Brownfield | IgnoreSilica | 84.2419 | 6.333 | 0.17266 | 4 | 27681.9533 | 39015.8988 | 564.3341 | 795.3919 | 66.2709 | 0 | 151.5479 | 912701.2042 | 47805.6927 | 1557519.045 | 1984904.5905 | 0 | 98350.2947 | 0 | 1794499.5225 | 4668919.6552 | 3186633.6014 | 14251333.6061 | 961560.8286 | 3904935.7281 | 3904935.7281 | 1478867.319 | 2443695.3611 | 0 | 19117830.1628 | 26945328.571 | 7498942.0933 | 0.69062 | 27681.9533 | 39015.8988 | 564.3341 | 795.3919
1 | 1300 | 707 | 0.04 | 15 | 15 | 7 | 1e-08 | 5spot_SharedNeighbor | Water | Porous | Wet | R600a | MinimizeLCOE_Brownfield | IgnoreSilica | 84.905 | 6.3825 | 0.17455 | 4 | 27511.1244 | 38722.161 | 560.8515 | 789.4036 | 66.2688 | 0 | 157.7012 | 917668.5001 | 48064.6929 | 1567245.7295 | 2000267.7662 | 0 | 97195.6706 | 0 | 1805872.5201 | 4698509.862 | 3206829.5255 | 14341654.267 | 961560.8286 | 3904935.7281 | 3904935.7281 | 1478867.319 | 2443695.3611 | 0 | 19208150.8236 | 27035649.2318 | 10000000 | 0.6982 | 27511.1244 | 38722.161 | 560.8515 | 789.4036
1 | 1400 | 707 | 0.04 | 15 | 15 | 7 | 1e-13 | 5spot_SharedNeighbor | Water | Porous | Wet | R600a | MinimizeLCOE_Brownfield | IgnoreSilica | 0 | 0 | 0 | 0 | [6 empty] | 14.6917 | [19 empty] | 100 | 0
1 | 1400 | 707 | 0.04 | 15 | 15 | 7 | 1.3335e-13 | 5spot_SharedNeighbor | Water | Porous | Wet | R600a | MinimizeLCOE_Brownfield | IgnoreSilica | 0 | 0 | 0 | 0 | [6 empty] | 19.2824 | [19 empty] | 133.3521 | 0
1 | 1400 | 707 | 0.04 | 15 | 15 | 7 | 1.7783e-13 | 5spot_SharedNeighbor | Water | Porous | Wet | R600a | MinimizeLCOE_Brownfield | IgnoreSilica | 0 | 0 | 0 | 0 | [6 empty] | 20.9471 | [19 empty] | 177.8279 | 0
1 | 1400 | 707 | 0.04 | 15 | 15 | 7 | 2.3714e-13 | 5spot_SharedNeighbor | Water | Porous | Wet | R600a | MinimizeLCOE_Brownfield | IgnoreSilica | 0 | 0 | 0 | 0 | [6 empty] | 20.9814 | [19 empty] | 237.1374 | 0
1 | 1400 | 707 | 0.04 | 15 | 15 | 7 | 3.1623e-13 | 5spot_SharedNeighbor | Water | Porous | Wet | R600a | MinimizeLCOE_Brownfield | IgnoreSilica | 0 | 0 | 0 | 0 | [6 empty] | 17.493 | [19 empty] | 316.2278 | 0
1 | 1400 | 707 | 0.04 | 15 | 15 | 7 | 4.217e-13 | 5spot_SharedNeighbor | Water | Porous | Wet | R600a | MinimizeLCOE_Brownfield | IgnoreSilica | 0 | 0 | 0 | 0 | [6 empty] | 964.0976 | [19 empty] | 421.6965 | 0
1 | 1400 | 707 | 0.04 | 15 | 15 | 7 | 5.6234e-13 | 5spot_SharedNeighbor | Water | Porous | Wet | R600a | MinimizeLCOE_Brownfield | IgnoreSilica | 0 | 0 | 0 | 0 | [6 empty] | 22.8937 | [19 empty] | 562.3413 | 0
1 | 1400 | 707 | 0.04 | 15 | 15 | 7 | 7.4989e-13 | 5spot_SharedNeighbor | Water | Porous | Wet | R600a | MinimizeLCOE_Brownfield | IgnoreSilica | 0 | 0 | 0 | 0 | [6 empty] | 22.9064 | [19 empty] | 749.8942 | 0
1 | 1400 | 707 | 0.04 | 15 | 15 | 7 | 1e-12 | 5spot_SharedNeighbor | Water | Porous | Wet | R600a | MinimizeLCOE_Brownfield | IgnoreSilica | 0 | 0 | 0 | 0 | [6 empty] | 24.1906 | [19 empty] | 1000 | 0
1 | 1400 | 707 | 0.04 | 15 | 15 | 7 | 1.3335e-12 | 5spot_SharedNeighbor | Water | Porous | Wet | R600a | MinimizeLCOE_Brownfield | IgnoreSilica | 0 | 0 | 0 | 0 | [6 empty] | 25.8844 | [19 empty] | 1333.5214 | 0
1 | 1400 | 707 | 0.04 | 15 | 15 | 7 | 1.7783e-12 | 5spot_SharedNeighbor | Water | Porous | Wet | R600a | MinimizeLCOE_Brownfield | IgnoreSilica | 0 | 0 | 0 | 0 | [6 empty] | 27.7321 | [19 empty] | 1778.2794 | 0
1 | 1400 | 707 | 0.04 | 15 | 15 | 7 | 2.3714e-12 | 5spot_SharedNeighbor | Water | Porous | Wet | R600a | MinimizeLCOE_Brownfield | IgnoreSilica | 0.79142 | 0.049782 | 0.00020972 | 4 | 6601943.5596 | 16403946.1528 | 134589.5493 | 334416.6303 | 60.91 | 0 | 78.0503 | 29302.9211 | 1431.3153 | 32426.0215 | 40616.1347 | 0 | 21964.4507 | 0 | 49038.9289 | 127589.2337 | 87082.2737 | 389451.2797 | 961560.8286 | 4187241.4196 | 4187241.4196 | 1478867.319 | 2556617.6377 | 0 | 5538253.5279 | 13760979.9042 | 2371.3737 | 0.00083888 | 6601943.5596 | 16403946.1528 | 134589.5493 | 334416.6303
1 | 1400 | 707 | 0.04 | 15 | 15 | 7 | 3.1623e-12 | 5spot_SharedNeighbor | Water | Porous | Wet | R600a | MinimizeLCOE_Brownfield | IgnoreSilica | 1.1263 | 0.07732 | 0.00061017 | 4 | 2318182.0996 | 5687211.367 | 47259.2777 | 115941.4962 | 63.4692 | 0 | 172.0942 | 41286.7704 | 2063.616 | 46010.4677 | 48895.4969 | 0 | 26128.3826 | 0 | 64110.0461 | 166801.1891 | 113845.239 | 509141.2076 | 961560.8286 | 4187241.4196 | 4187241.4196 | 1478867.319 | 2556617.6377 | 0 | 5657943.4558 | 13880669.8321 | 3162.2777 | 0.0024407 | 2318182.0996 | 5687211.367 | 47259.2777 | 115941.4962
1 | 1400 | 707 | 0.04 | 15 | 15 | 7 | 4.217e-12 | 5spot_SharedNeighbor | Water | Porous | Wet | R600a | MinimizeLCOE_Brownfield | IgnoreSilica | 1.5347 | 0.1114 | 0.0011956 | 4 | 1211280.5213 | 2930658.8775 | 24693.5918 | 59745.4452 | 65.1798 | 0 | 244.1642 | 54431.9866 | 2763.7595 | 61525.6719 | 59050.5508 | 0 | 30155.9568 | 0 | 81091.891 | 210984.4661 | 144001.2334 | 644005.5162 | 961560.8286 | 4187241.4196 | 4187241.4196 | 1478867.319 | 2556617.6377 | 0 | 5792807.7644 | 14015534.1407 | 4216.965 | 0.0047824 | 1211280.5213 | 2930658.8775 | 24693.5918 | 59745.4452
1 | 1400 | 707 | 0.04 | 15 | 15 | 7 | 5.6234e-12 | 5spot_SharedNeighbor | Water | Porous | Wet | R600a | MinimizeLCOE_Brownfield | IgnoreSilica | 2.0598 | 0.1556 | 0.0020134 | 4 | 739422.7283 | 1760418.5498 | 15074.1325 | 35888.5133 | 66.4318 | 0 | 332.7165 | 69732.2746 | 3582.8301 | 80294.7211 | 72158.6224 | 0 | 34538.8026 | 0 | 101519.8279 | 264133.7675 | 180276.7237 | 806237.57 | 961560.8286 | 4187241.4196 | 4187241.4196 | 1478867.319 | 2556617.6377 | 0 | 5955039.8182 | 14177766.1945 | 5623.4133 | 0.0080536 | 739422.7283 | 1760418.5498 | 15074.1325 | 35888.5133
1 | 1400 | 707 | 0.04 | 15 | 15 | 7 | 7.4989e-12 | 5spot_SharedNeighbor | Water | Porous | Wet | R600a | MinimizeLCOE_Brownfield | IgnoreSilica | 2.7398 | 0.21284 | 0.0031306 | 4 | 491265.3527 | 1147903.9858 | 10015.1087 | 23401.5754 | 67.3667 | 0 | 86.4226 | 87691.5242 | 4548.0891 | 103076.387 | 89102.1517 | 0 | 39431.6639 | 0 | 126301.4282 | 328610.4082 | 224283.3559 | 1003045.0083 | 961560.8286 | 4187241.4196 | 4187241.4196 | 1478867.319 | 2556617.6377 | 0 | 6151847.2565 | 14374573.6328 | 7498.9421 | 0.012522 | 491265.3527 | 1147903.9858 | 10015.1087 | 23401.5754
1 | 1400 | 707 | 0.04 | 15 | 15 | 7 | 1e-11 | 5spot_SharedNeighbor | Water | Porous | Wet | R600a | MinimizeLCOE_Brownfield | IgnoreSilica | 3.6218 | 0.28735 | 0.0046369 | 4 | 344677.4708 | 788012.9345 | 7026.7165 | 16064.7095 | 68.0711 | 0 | 93.5874 | 108924.8337 | 5691.2383 | 130968.7623 | 111122.5148 | 0 | 44962.5345 | 0 | 156651.2546 | 407574.4309 | 278177.9239 | 1244073.493 | 961560.8286 | 4187241.4196 | 4187241.4196 | 1478867.319 | 2556617.6377 | 0 | 6392875.7412 | 14615602.1175 | 10000 | 0.018547 | 344677.4708 | 788012.9345 | 7026.7165 | 16064.7095
1 | 1400 | 707 | 0.04 | 15 | 15 | 7 | 1.3335e-11 | 5spot_SharedNeighbor | Water | Porous | Wet | R600a | MinimizeLCOE_Brownfield | IgnoreSilica | 4.7498 | 0.3827 | 0.0066466 | 4 | 251417.1696 | 560698.7744 | 5125.4791 | 11430.6029 | 68.5983 | 0 | 61.823 | 133742.5318 | 7028.9417 | 164637.3919 | 139288.0007 | 0 | 51067.9193 | 0 | 193348.2663 | 503052.5278 | 343343.6869 | 1535509.2664 | 961560.8286 | 4187241.4196 | 4187241.4196 | 1478867.319 | 2556617.6377 | 0 | 6684311.5146 | 14907037.8909 | 13335.2143 | 0.026587 | 251417.1696 | 560698.7744 | 5125.4791 | 11430.6029
1 | 1400 | 707 | 0.04 | 15 | 15 | 7 | 1.7783e-11 | 5spot_SharedNeighbor | Water | Porous | Wet | R600a | MinimizeLCOE_Brownfield | IgnoreSilica | 6.177 | 0.50334 | 0.0092979 | 4 | 189126.2327 | 410217.4313 | 3855.5941 | 8362.8372 | 68.9871 | 0 | 114.2694 | 162522.8367 | 8580.7704 | 204917.9206 | 174916.1984 | 0 | 57697.3598 | 0 | 237367.6835 | 617582.0217 | 421512.4198 | 1885097.2109 | 961560.8286 | 4187241.4196 | 4187241.4196 | 1478867.319 | 2556617.6377 | 0 | 7033899.4591 | 15256625.8354 | 17782.7941 | 0.037192 | 189126.2327 | 410217.4313 | 3855.5941 | 8362.8372
1 | 1400 | 707 | 0.04 | 15 | 15 | 7 | 2.3714e-11 | 5spot_SharedNeighbor | Water | Porous | Wet | R600a | MinimizeLCOE_Brownfield | IgnoreSilica | 7.8554 | 0.64469 | 0.012676 | 4 | 146387.92 | 308561.9009 | 2984.3158 | 6290.4517 | 69.2327 | 0 | 111.1366 | 193566.5505 | 10253.0251 | 249734.4028 | 216719.8276 | 0 | 63770.5826 | 0 | 286277.3115 | 744834.8411 | 508365.0839 | 2273521.625 | 961560.8286 | 4187241.4196 | 4187241.4196 | 1478867.319 | 2556617.6377 | 0 | 7422323.8732 | 15645050.2495 | 23713.7371 | 0.050703 | 146387.92 | 308561.9009 | 2984.3158 | 6290.4517
1 | 1400 | 707 | 0.04 | 15 | 15 | 7 | 3.1623e-11 | 5spot_SharedNeighbor | Water | Porous | Wet | R600a | MinimizeLCOE_Brownfield | IgnoreSilica | 10.377 | 0.85911 | 0.017437 | 4 | 114573.2875 | 232467.4896 | 2335.7314 | 4739.1642 | 69.5353 | 0 | 106.0102 | 237205.7795 | 12609.2458 | 314137.4082 | 279884.9478 | 0 | 73847.0579 | 0 | 357896.9313 | 931174.4006 | 635545.6621 | 2842301.4333 | 961560.8286 | 4187241.4196 | 4187241.4196 | 1478867.319 | 2556617.6377 | 0 | 7991103.6815 | 16213830.0578 | 31622.7766 | 0.069747 | 114573.2875 | 232467.4896 | 2335.7314 | 4739.1642
1 | 1400 | 707 | 0.04 | 15 | 15 | 7 | 4.217e-11 | 5spot_SharedNeighbor | Water | Porous | Wet | R600a | MinimizeLCOE_Brownfield | IgnoreSilica | 13.2929 | 1.1061 | 0.023413 | 4 | 91967.964 | 179766.9681 | 1874.8913 | 3664.7928 | 69.7112 | 0 | 96.0958 | 283408.5078 | 15100.3608 | 384458.0005 | 352754.7864 | 0 | 82806.0081 | 0 | 436225.7888 | 1134970.0202 | 774640.3601 | 3464363.8325 | 961560.8286 | 4187241.4196 | 4187241.4196 | 1478867.319 | 2556617.6377 | 0 | 8613166.0807 | 16835892.457 | 42169.6503 | 0.093654 | 91967.964 | 179766.9681 | 1874.8913 | 3664.7928
1 | 1400 | 707 | 0.04 | 15 | 15 | 7 | 5.6234e-11 | 5spot_SharedNeighbor | Water | Porous | Wet | R600a | MinimizeLCOE_Brownfield | IgnoreSilica | 16.8808 | 1.4101 | 0.031078 | 4 | 75191.3839 | 141337.01 | 1532.8781 | 2881.3461 | 69.8451 | 0 | 109.1032 | 336172.6097 | 17943.8449 | 466821.2848 | 442424.1906 | 0 | 92169.5186 | 0 | 528657.265 | 1375457.761 | 938778.1847 | 4198424.6593 | 961560.8286 | 4187241.4196 | 4187241.4196 | 1478867.319 | 2556617.6377 | 0 | 9347226.9075 | 17569953.2838 | 56234.1325 | 0.12431 | 75191.3839 | 141337.01 | 1532.8781 | 2881.3461
1 | 1400 | 707 | 0.04 | 15 | 15 | 7 | 7.4989e-11 | 5spot_SharedNeighbor | Water | Porous | Wet | R600a | MinimizeLCOE_Brownfield | IgnoreSilica | 21.266 | 1.7816 | 0.040795 | 4 | 62570.6001 | 112961.2795 | 1275.5863 | 2302.8685 | 69.948 | 0 | 95.1256 | 396215.02 | 21177.471 | 562818.6802 | 552024.4979 | 0 | 101933.9146 | 0 | 637326.1376 | 1658191.8765 | 1131750.0282 | 5061437.626 | 961560.8286 | 4187241.4196 | 4187241.4196 | 1478867.319 | 2556617.6377 | 0 | 10210239.8742 | 18432966.2505 | 74989.4209 | 0.16318 | 62570.6001 | 112961.2795 | 1275.5863 | 2302.8685
1 | 1400 | 707 | 0.04 | 15 | 15 | 7 | 1e-10 | 5spot_SharedNeighbor | Water | Porous | Wet | R600a | MinimizeLCOE_Brownfield | IgnoreSilica | 26.7862 | 2.2493 | 0.053411 | 4 | 52693.2595 | 91181.1739 | 1074.2234 | 1858.8516 | 70.0304 | 0 | 73.0156 | 466704.9794 | 24970.7589 | 678160.015 | 689996.4378 | 0 | 112501.028 | 0 | 769209.9554 | 2001326.5174 | 1365946.4713 | 6108816.1631 | 961560.8286 | 4187241.4196 | 4187241.4196 | 1478867.319 | 2556617.6377 | 0 | 11257618.4113 | 19480344.7876 | 100000 | 0.21364 | 52693.2595 | 91181.1739 | 1074.2234 | 1858.8516
1 | 1400 | 707 | 0.04 | 15 | 15 | 7 | 1.3335e-10 | 5spot_SharedNeighbor | Water | Porous | Wet | R600a | MinimizeLCOE_Brownfield | IgnoreSilica | 35.3 | 2.9708 | 0.07048 | 4 | 45524.1448 | 74691.0747 | 928.0713 | 1522.6786 | 70.1081 | 0 | 112.9739 | 567418.4175 | 30384.7533 | 847149.5567 | 902807.3659 | 0 | 133580.8117 | 0 | 967722.953 | 2517816.6164 | 1718461.5767 | 7685342.0513 | 961560.8286 | 4187241.4196 | 4187241.4196 | 1478867.319 | 2556617.6377 | 0 | 12834144.2995 | 21056870.6758 | 133352.1432 | 0.28192 | 45524.1448 | 74691.0747 | 928.0713 | 1522.6786
1 | 1400 | 707 | 0.04 | 15 | 15 | 7 | 1.7783e-10 | 5spot_SharedNeighbor | Water | Porous | Wet | R600a | MinimizeLCOE_Brownfield | IgnoreSilica | 39.4561 | 3.323 | 0.084686 | 4 | 39972.1833 | 64246.3077 | 814.887 | 1309.7479 | 70.1341 | 0 | 102.2377 | 613882.1277 | 32880.1786 | 926568.8793 | 1006696.3734 | 0 | 129326.1124 | 0 | 1056647.9318 | 2749181.1703 | 1876372.6388 | 8391555.4122 | 961560.8286 | 4187241.4196 | 4187241.4196 | 1478867.319 | 2556617.6377 | 0 | 13540357.6604 | 21763084.0367 | 177827.941 | 0.33874 | 39972.1833 | 64246.3077 | 814.887 | 1309.7479
1 | 1400 | 707 | 0.04 | 15 | 15 | 7 | 2.3714e-10 | 5spot_SharedNeighbor | Water | Porous | Wet | R600a | MinimizeLCOE_Brownfield | IgnoreSilica | 46.7714 | 3.9429 | 0.10389 | 4 | 35622.6771 | 55409.9302 | 726.2165 | 1129.6064 | 70.168 | 0 | 95.6262 | 692264.8561 | 37086.4586 | 1062408.7159 | 1189543.3664 | 0 | 135794.0426 | 0 | 1215668.0014 | 3162918.7719 | 2158757.0533 | 9654441.2663 | 961560.8286 | 4187241.4196 | 4187241.4196 | 1478867.319 | 2556617.6377 | 0 | 14803243.5145 | 23025969.8908 | 237137.3706 | 0.41556 | 35622.6771 | 55409.9302 | 726.2165 | 1129.6064
1 | 1400 | 707 | 0.04 | 15 | 15 | 7 | 3.1623e-10 | 5spot_SharedNeighbor | Water | Porous | Wet | R600a | MinimizeLCOE_Brownfield | IgnoreSilica | 54.1307 | 4.5662 | 0.1242 | 4 | 32287.7111 | 48839.3887 | 658.2287 | 995.657 | 70.19 | 0 | 123.9784 | 767440.1986 | 41116.1729 | 1194732.5071 | 1373426.2573 | 0 | 139769.8329 | 0 | 1371429.1378 | 3568177.2978 | 2435354.3245 | 10891445.729 | 961560.8286 | 4187241.4196 | 4187241.4196 | 1478867.319 | 2556617.6377 | 0 | 16040247.9772 | 24262974.3535 | 316227.766 | 0.49679 | 32287.7111 | 48839.3887 | 658.2287 | 995.657
1 | 1400 | 707 | 0.04 | 15 | 15 | 7 | 4.217e-10 | 5spot_SharedNeighbor | Water | Porous | Wet | R600a | MinimizeLCOE_Brownfield | IgnoreSilica | 61.1 | 5.1556 | 0.14442 | 4 | 29744.8953 | 43978.5935 | 606.3899 | 896.5631 | 70.2008 | 0 | 138.8351 | 835738.5182 | 44772.8636 | 1316592.796 | 1547433.1935 | 0 | 141051.5774 | 0 | 1515379.6899 | 3942707.1061 | 2690978.6145 | 12034654.3591 | 961560.8286 | 4187241.4196 | 4187241.4196 | 1478867.319 | 2556617.6377 | 0 | 17183456.6073 | 25406182.9836 | 421696.5034 | 0.57769 | 29744.8953 | 43978.5935 | 606.3899 | 896.5631
1 | 1400 | 707 | 0.04 | 15 | 15 | 7 | 5.6234e-10 | 5spot_SharedNeighbor | Water | Porous | Wet | R600a | MinimizeLCOE_Brownfield | IgnoreSilica | 67.3749 | 5.6854 | 0.16348 | 4 | 27817.0998 | 40391.2683 | 567.0892 | 823.4306 | 70.2026 | 0 | 156.1843 | 895103.5923 | 47947.3163 | 1423749.0476 | 1703928.9777 | 0 | 140051.8647 | 0 | 1642204.5115 | 4272679.2764 | 2916191.4009 | 13041855.9875 | 961560.8286 | 4187241.4196 | 4187241.4196 | 1478867.319 | 2556617.6377 | 0 | 18190658.2357 | 26413384.612 | 562341.3252 | 0.65394 | 27817.0998 | 40391.2683 | 567.0892 | 823.4306
1 | 1400 | 707 | 0.04 | 15 | 15 | 7 | 7.4989e-10 | 5spot_SharedNeighbor | Water | Porous | Wet | R600a | MinimizeLCOE_Brownfield | IgnoreSilica | 72.7487 | 6.1381 | 0.18053 | 4 | 26362.1608 | 37749.0942 | 537.4283 | 769.5663 | 70.1982 | 0 | 144.2148 | 944483.5178 | 50584.6418 | 1513747.7903 | 1837779.1944 | 0 | 137321.6249 | 0 | 1748727.54 | 4549830.3458 | 3105352.7007 | 13887827.3557 | 961560.8286 | 4187241.4196 | 4187241.4196 | 1478867.319 | 2556617.6377 | 0 | 19036629.6039 | 27259355.9802 | 749894.2093 | 0.72212 | 26362.1608 | 37749.0942 | 537.4283 | 769.5663
1 | 1400 | 707 | 0.04 | 15 | 15 | 7 | 1e-09 | 5spot_SharedNeighbor | Water | Porous | Wet | R600a | MinimizeLCOE_Brownfield | IgnoreSilica | 77.1922 | 6.5116 | 0.19516 | 4 | 25267.4221 | 35800.8539 | 515.1106 | 729.8488 | 70.1905 | 0 | 141.1653 | 984366.0633 | 52712.3855 | 1587010.3916 | 1948313.1703 | 0 | 133618.0911 | 0 | 1835347.8397 | 4775198.5973 | 3259171.1632 | 14575737.702 | 961560.8286 | 4187241.4196 | 4187241.4196 | 1478867.319 | 2556617.6377 | 0 | 19724539.9502 | 27947266.3265 | 1000000 | 0.78063 | 25267.4221 | 35800.8539 | 515.1106 | 729.8488
1 | 1400 | 707 | 0.04 | 15 | 15 | 7 | 1.3335e-09 | 5spot_SharedNeighbor | Water | Porous | Wet | R600a | MinimizeLCOE_Brownfield | IgnoreSilica | 80.7996 | 6.8142 | 0.20736 | 4 | 24445.1974 | 34358.942 | 498.3484 | 700.4535 | 70.1817 | 0 | 159.0217 | 1016143.8984 | 54406.1272 | 1645753.0273 | 2037937.3983 | 0 | 129667.5825 | 0 | 1904724.1331 | 4955701.4817 | 3382368.0908 | 15126701.7393 | 961560.8286 | 4187241.4196 | 4187241.4196 | 1478867.319 | 2556617.6377 | 0 | 20275503.9875 | 28498230.3638 | 1333521.4322 | 0.82943 | 24445.1974 | 34358.942 | 498.3484 | 700.4535
1 | 1400 | 707 | 0.04 | 15 | 15 | 7 | 1.7783e-09 | 5spot_SharedNeighbor | Water | Porous | Wet | R600a | MinimizeLCOE_Brownfield | IgnoreSilica | 83.6501 | 7.0529 | 0.21724 | 4 | 23828.2502 | 33290.9788 | 485.7711 | 678.6816 | 70.1731 | 0 | 159.2986 | 1040888.6857 | 55723.9619 | 1691721.9096 | 2108680.9752 | 0 | 125814.4972 | 0 | 1958903.7116 | 5096665.6311 | 3478579.0193 | 15556978.3917 | 961560.8286 | 4187241.4196 | 4187241.4196 | 1478867.319 | 2556617.6377 | 0 | 20705780.6399 | 28928507.0162 | 1778279.41 | 0.86896 | 23828.2502 | 33290.9788 | 485.7711 | 678.6816
1 | 1400 | 707 | 0.04 | 15 | 15 | 7 | 2.3714e-09 | 5spot_SharedNeighbor | Water | Porous | Wet | R600a | MinimizeLCOE_Brownfield | IgnoreSilica | 85.8692 | 7.2384 | 0.22509 | 4 | 23365.5488 | 32498.2043 | 476.3383 | 662.5199 | 70.1654 | 0 | 134.7381 | 1059935.7053 | 56737.6974 | 1727242.0494 | 2163705.7959 | 0 | 122319.5947 | 0 | 2000676.9287 | 5205350.9732 | 3552758.9985 | 15888727.7431 | 961560.8286 | 4187241.4196 | 4187241.4196 | 1478867.319 | 2556617.6377 | 0 | 21037529.9913 | 29260256.3676 | 2371373.7057 | 0.90037 | 23365.5488 | 32498.2043 | 476.3383 | 662.5199
1 | 1400 | 707 | 0.04 | 15 | 15 | 7 | 3.1623e-09 | 5spot_SharedNeighbor | Water | Porous | Wet | R600a | MinimizeLCOE_Brownfield | IgnoreSilica | 87.5741 | 7.3808 | 0.23123 | 4 | 23018.5983 | 31908.8097 | 469.2653 | 650.5042 | 70.1589 | 0 | 157.2304 | 1074442.3564 | 57509.3886 | 1754374.7961 | 2205947.816 | 0 | 119290.8741 | 0 | 2032510.4402 | 5288175.2401 | 3609288.2625 | 16141539.174 | 961560.8286 | 4187241.4196 | 4187241.4196 | 1478867.319 | 2556617.6377 | 0 | 21290341.4222 | 29513067.7985 | 3162277.6602 | 0.92492 | 23018.5983 | 31908.8097 | 469.2653 | 650.5042
1 | 1400 | 707 | 0.04 | 15 | 15 | 7 | 4.217e-09 | 5spot_SharedNeighbor | Water | Porous | Wet | R600a | MinimizeLCOE_Brownfield | IgnoreSilica | 88.8971 | 7.4911 | 0.23602 | 4 | 22758.4583 | 31468.3215 | 463.962 | 641.5243 | 70.1536 | 0 | 167.9637 | 1085625.7056 | 58104.0569 | 1775339.018 | 2238710.1401 | 0 | 116826.5314 | 0 | 2057096.1263 | 5352142.1522 | 3652946.9944 | 16336790.725 | 961560.8286 | 4187241.4196 | 4187241.4196 | 1478867.319 | 2556617.6377 | 0 | 21485592.9732 | 29708319.3495 | 4216965.0343 | 0.94407 | 22758.4583 | 31468.3215 | 463.962 | 641.5243
1 | 1400 | 707 | 0.04 | 15 | 15 | 7 | 5.6234e-09 | 5spot_SharedNeighbor | Water | Porous | Wet | R600a | MinimizeLCOE_Brownfield | IgnoreSilica | 89.8936 | 7.5742 | 0.23968 | 4 | 22563.4084 | 31140.2646 | 459.9856 | 634.8364 | 70.1494 | 0 | 153.1926 | 1094006.6837 | 58549.5727 | 1791077.0005 | 2263375.645 | 0 | 114798.0083 | 0 | 2075504.695 | 5400037.4718 | 3685636.5342 | 16482985.6113 | 961560.8286 | 4187241.4196 | 4187241.4196 | 1478867.319 | 2556617.6377 | 0 | 21631787.8595 | 29854514.2358 | 5623413.2519 | 0.95871 | 22563.4084 | 31140.2646 | 459.9856 | 634.8364
1 | 1400 | 707 | 0.04 | 15 | 15 | 7 | 7.4989e-09 | 5spot_SharedNeighbor | Water | Porous | Wet | R600a | MinimizeLCOE_Brownfield | IgnoreSilica | 90.6487 | 7.6371 | 0.24247 | 4 | 22417.1596 | 30895.1708 | 457.0041 | 629.8398 | 70.1461 | 0 | 157.6944 | 1100333.6806 | 58885.8236 | 1802973.3692 | 2282060.381 | 0 | 113185.0533 | 0 | 2089400.94 | 5436192.6508 | 3710313.1868 | 16593345.0852 | 961560.8286 | 4187241.4196 | 4187241.4196 | 1478867.319 | 2556617.6377 | 0 | 21742147.3334 | 29964873.7097 | 7498942.0933 | 0.96989 | 22417.1596 | 30895.1708 | 457.0041 | 629.8398
1 | 1400 | 707 | 0.04 | 15 | 15 | 7 | 1e-08 | 5spot_SharedNeighbor | Water | Porous | Wet | R600a | MinimizeLCOE_Brownfield | IgnoreSilica | 91.2212 | 7.6848 | 0.2446 | 4 | 22307.4991 | 30711.7804 | 454.7685 | 626.1012 | 70.1435 | 0 | 167.5055 | 1105116.8691 | 59139.9824 | 1811975.7934 | 2296222.6651 | 0 | 111926.3745 | 0 | 2099908.8569 | 5463532.0951 | 3728972.9193 | 16676795.5557 | 961560.8286 | 4187241.4196 | 4187241.4196 | 1478867.319 | 2556617.6377 | 0 | 21825597.8039 | 30048324.1802 | 10000000 | 0.9784 | 22307.4991 | 30711.7804 | 454.7685 | 626.1012
1 | 1500 | 707 | 0.04 | 15 | 15 | 7 | 1e-13 | 5spot_SharedNeighbor | Water | Porous | Wet | R600a | MinimizeLCOE_Brownfield | IgnoreSilica | 0 | 0 | 0 | 0 | [6 empty] | 16.5339 | [19 empty] | 100 | 0
1 | 1500 | 707 | 0.04 | 15 | 15 | 7 | 1.3335e-13 | 5spot_SharedNeighbor | Water | Porous | Wet | R600a | MinimizeLCOE_Brownfield | IgnoreSilica | 0 | 0 | 0 | 0 | [6 empty] | 19.2189 | [19 empty] | 133.3521 | 0
1 | 1500 | 707 | 0.04 | 15 | 15 | 7 | 1.7783e-13 | 5spot_SharedNeighbor | Water | Porous | Wet | R600a | MinimizeLCOE_Brownfield | IgnoreSilica | 0 | 0 | 0 | 0 | [6 empty] | 21.1678 | [19 empty] | 177.8279 | 0
1 | 1500 | 707 | 0.04 | 15 | 15 | 7 | 2.3714e-13 | 5spot_SharedNeighbor | Water | Porous | Wet | R600a | MinimizeLCOE_Brownfield | IgnoreSilica | 0 | 0 | 0 | 0 | [6 empty] | 20.9016 | [19 empty] | 237.1374 | 0
1 | 1500 | 707 | 0.04 | 15 | 15 | 7 | 3.1623e-13 | 5spot_SharedNeighbor | Water | Porous | Wet | R600a | MinimizeLCOE_Brownfield | IgnoreSilica | 0 | 0 | 0 | 0 | [6 empty] | 21.0526 | [19 empty] | 316.2278 | 0
1 | 1500 | 707 | 0.04 | 15 | 15 | 7 | 4.217e-13 | 5spot_SharedNeighbor | Water | Porous | Wet | R600a | MinimizeLCOE_Brownfield | IgnoreSilica | 0 | 0 | 0 | 0 | [6 empty] | 21.9357 | [19 empty] | 421.6965 | 0
1 | 1500 | 707 | 0.04 | 15 | 15 | 7 | 5.6234e-13 | 5spot_SharedNeighbor | Water | Porous | Wet | R600a | MinimizeLCOE_Brownfield | IgnoreSilica | 0 | 0 | 0 | 0 | [6 empty] | 23.7596 | [19 empty] | 562.3413 | 0
1 | 1500 | 707 | 0.04 | 15 | 15 | 7 | 7.4989e-13 | 5spot_SharedNeighbor | Water | Porous | Wet | R600a | MinimizeLCOE_Brownfield | IgnoreSilica | 0 | 0 | 0 | 0 | [6 empty] | 22.799 | [19 empty] | 749.8942 | 0
1 | 1500 | 707 | 0.04 | 15 | 15 | 7 | 1e-12 | 5spot_SharedNeighbor | Water | Porous | Wet | R600a | MinimizeLCOE_Brownfield | IgnoreSilica | 0 | 0 | 0 | 0 | [6 empty] | 25.1029 | [19 empty] | 1000 | 0
1 | 1500 | 707 | 0.04 | 15 | 15 | 7 | 1.3335e-12 | 5spot_SharedNeighbor | Water | Porous | Wet | R600a | MinimizeLCOE_Brownfield | IgnoreSilica | 0 | 0 | 0 | 0 | [6 empty] | 28.9432 | [19 empty] | 1333.5214 | 0
1 | 1500 | 707 | 0.04 | 15 | 15 | 7 | 1.7783e-12 | 5spot_SharedNeighbor | Water | Porous | Wet | R600a | MinimizeLCOE_Brownfield | IgnoreSilica | 0.75252 | 0.050943 | 0.0002226 | 4 | 6555457.0187 | 16243367.2171 | 133641.8582 | 331143.0115 | 63.0555 | 0 | 70.0936 | 30844.9517 | 1527.1791 | 32964.8554 | 40519.545 | 0 | 23303.106 | 0 | 50372.2586 | 131058.284 | 89449.9718 | 400040.1516 | 961560.8286 | 4475407.202 | 4475407.202 | 1478867.319 | 2671883.9507 | 0 | 5837008.1822 | 14463166.6538 | 1778.2794 | 0.0008904 | 6555457.0187 | 16243367.2171 | 133641.8582 | 331143.0115
1 | 1500 | 707 | 0.04 | 15 | 15 | 7 | 2.3714e-12 | 5spot_SharedNeighbor | Water | Porous | Wet | R600a | MinimizeLCOE_Brownfield | IgnoreSilica | 1.0874 | 0.081508 | 0.00070533 | 4 | 2116228.4108 | 5173714.5834 | 43142.1786 | 105473.1698 | 66.173 | 0 | 166.4174 | 44581.1298 | 2266.1981 | 47878.9995 | 49344.0059 | 0 | 28210.5309 | 0 | 67189.537 | 174813.3928 | 119313.7327 | 533597.5266 | 961560.8286 | 4475407.202 | 4475407.202 | 1478867.319 | 2671883.9507 | 0 | 5970565.5572 | 14596724.0289 | 2371.3737 | 0.0028213 | 2116228.4108 | 5173714.5834 | 43142.1786 | 105473.1698
1 | 1500 | 707 | 0.04 | 15 | 15 | 7 | 3.1623e-12 | 5spot_SharedNeighbor | Water | Porous | Wet | R600a | MinimizeLCOE_Brownfield | IgnoreSilica | 1.4958 | 0.11921 | 0.0014205 | 4 | 1077066.7418 | 2595187.9202 | 21957.4624 | 52906.416 | 68.2246 | 0 | 252.3658 | 59588.8931 | 3083.7689 | 64780.0041 | 60124.1948 | 0 | 32961.3568 | 0 | 86009.9049 | 223780.1294 | 152734.5365 | 683062.7884 | 961560.8286 | 4475407.202 | 4475407.202 | 1478867.319 | 2671883.9507 | 0 | 6120030.819 | 14746189.2906 | 3162.2777 | 0.0056821 | 1077066.7418 | 2595187.9202 | 21957.4624 | 52906.416
1 | 1500 | 707 | 0.04 | 15 | 15 | 7 | 4.217e-12 | 5spot_SharedNeighbor | Water | Porous | Wet | R600a | MinimizeLCOE_Brownfield | IgnoreSilica | 2.0209 | 0.16816 | 0.0024266 | 4 | 648981.0287 | 1537683.083 | 13230.3561 | 31347.7495 | 69.71 | 0 | 1310.6978 | 77025.7658 | 4039.4116 | 85188.7674 | 74045.1463 | 0 | 38123.6588 | 0 | 108584.8724 | 282515.5642 | 192822.6777 | 862345.8642 | 961560.8286 | 4475407.202 | 4475407.202 | 1478867.319 | 2671883.9507 | 0 | 6299313.8947 | 14925472.3664 | 4216.965 | 0.0097065 | 648981.0287 | 1537683.083 | 13230.3561 | 31347.7495
1 | 1500 | 707 | 0.04 | 15 | 15 | 7 | 5.6234e-12 | 5spot_SharedNeighbor | Water | Porous | Wet | R600a | MinimizeLCOE_Brownfield | IgnoreSilica | 2.7009 | 0.23185 | 0.0038058 | 4 | 428089.7117 | 994729.1616 | 8727.1878 | 20278.8994 | 70.8101 | 0 | 94.3179 | 97499.2021 | 5165.3714 | 110041.0998 | 92107.1391 | 0 | 43882.3591 | 0 | 135991.1169 | 353820.9905 | 241490.0963 | 1079997.3751 | 961560.8286 | 4475407.202 | 4475407.202 | 1478867.319 | 2671883.9507 | 0 | 6516965.4057 | 15143123.8773 | 5623.4133 | 0.015223 | 428089.7117 | 994729.1616 | 8727.1878 | 20278.8994
1 | 1500 | 707 | 0.04 | 15 | 15 | 7 | 7.4989e-12 | 5spot_SharedNeighbor | Water | Porous | Wet | R600a | MinimizeLCOE_Brownfield | IgnoreSilica | 3.5707 | 0.31358 | 0.0056665 | 4 | 299081.7754 | 679661.4773 | 6097.1865 | 13855.8185 | 71.6252 | 0 | 95.1897 | 121345.4318 | 6479.1868 | 140010.2124 | 115242.0911 | 0 | 50200.9704 | 0 | 168978.3781 | 439647.0776 | 300068.1643 | 1341971.5127 | 961560.8286 | 4475407.202 | 4475407.202 | 1478867.319 | 2671883.9507 | 0 | 6778939.5433 | 15405098.0149 | 7498.9421 | 0.022666 | 299081.7754 | 679661.4773 | 6097.1865 | 13855.8185
1 | 1500 | 707 | 0.04 | 15 | 15 | 7 | 1e-11 | 5spot_SharedNeighbor | Water | Porous | Wet | R600a | MinimizeLCOE_Brownfield | IgnoreSilica | 4.687 | 0.41861 | 0.008153 | 4 | 217607.2399 | 482115.4332 | 4436.2179 | 9828.5752 | 72.2378 | 0 | 114.0935 | 149315.3949 | 8021.7293 | 176320.2002 | 144948.1009 | 0 | 57241.3929 | 0 | 208980.2591 | 543723.7665 | 371102.643 | 1659653.4868 | 961560.8286 | 4475407.202 | 4475407.202 | 1478867.319 | 2671883.9507 | 0 | 7096621.5174 | 15722779.989 | 10000 | 0.032612 | 217607.2399 | 482115.4332 | 4436.2179 | 9828.5752
1 | 1500 | 707 | 0.04 | 15 | 15 | 7 | 1.3335e-11 | 5spot_SharedNeighbor | Water | Porous | Wet | R600a | MinimizeLCOE_Brownfield | IgnoreSilica | 6.0844 | 0.55006 | 0.011431 | 4 | 163434.0264 | 352091.0708 | 3331.8237 | 7177.8527 | 72.6869 | 0 | 146.0859 | 181410.8745 | 9792.2727 | 219287.6039 | 182121.2616 | 0 | 64709.8997 | 0 | 256355.5458 | 666984.5445 | 455230.6568 | 2035892.6594 | 961560.8286 | 4475407.202 | 4475407.202 | 1478867.319 | 2671883.9507 | 0 | 7472860.69 | 16099019.1616 | 13335.2143 | 0.045724 | 163434.0264 | 352091.0708 | 3331.8237 | 7177.8527
1 | 1500 | 707 | 0.04 | 15 | 15 | 7 | 1.7783e-11 | 5spot_SharedNeighbor | Water | Porous | Wet | R600a | MinimizeLCOE_Brownfield | IgnoreSilica | 7.7628 | 0.70738 | 0.015632 | 4 | 126344.1392 | 264302.5251 | 2575.6962 | 5388.1645 | 72.981 | 0 | 140.9788 | 216769.0586 | 11740.6144 | 268099.7807 | 226669.5731 | 0 | 71936.2994 | 0 | 310133.9772 | 806904.9915 | 550729.237 | 2462983.5319 | 961560.8286 | 4475407.202 | 4475407.202 | 1478867.319 | 2671883.9507 | 0 | 7899951.5625 | 16526110.0341 | 17782.7941 | 0.062527 | 126344.1392 | 264302.5251 | 2575.6962 | 5388.1645
1 | 1500 | 707 | 0.04 | 15 | 15 | 7 | 2.3714e-11 | 5spot_SharedNeighbor | Water | Porous | Wet | R600a | MinimizeLCOE_Brownfield | IgnoreSilica | 10.1944 | 0.93734 | 0.021479 | 4 | 98941.3892 | 199345.6148 | 2017.054 | 4063.93 | 73.3196 | 0 | 109.4066 | 264649.4796 | 14384.266 | 335709.7647 | 291421.6675 | 0 | 82940.7466 | 0 | 385751.3105 | 1003645.7815 | 685008.8687 | 3063511.8852 | 961560.8286 | 4475407.202 | 4475407.202 | 1478867.319 | 2671883.9507 | 0 | 8500479.9157 | 17126638.3874 | 23713.7371 | 0.085914 | 98941.3892 | 199345.6148 | 2017.054 | 4063.93
1 | 1500 | 707 | 0.04 | 15 | 15 | 7 | 3.1623e-11 | 5spot_SharedNeighbor | Water | Porous | Wet | R600a | MinimizeLCOE_Brownfield | IgnoreSilica | 13.0714 | 1.2084 | 0.028875 | 4 | 79421.0663 | 154107.4008 | 1619.1059 | 3141.6878 | 73.5254 | 0 | 86.707 | 316572.1079 | 17246.4004 | 411285.1355 | 367871.2466 | 0 | 93269.504 | 0 | 470435.3138 | 1223976.1869 | 835388.8977 | 3736044.7927 | 961560.8286 | 4475407.202 | 4475407.202 | 1478867.319 | 2671883.9507 | 0 | 9173012.8233 | 17799171.2949 | 31622.7766 | 0.1155 | 79421.0663 | 154107.4008 | 1619.1059 | 3141.6878
1 | 1500 | 707 | 0.04 | 15 | 15 | 7 | 4.217e-11 | 5spot_SharedNeighbor | Water | Porous | Wet | R600a | MinimizeLCOE_Brownfield | IgnoreSilica | 16.623 | 1.5431 | 0.038381 | 4 | 64930.157 | 121118.0331 | 1323.6891 | 2469.1549 | 73.6821 | 0 | 119.508 | 376043.2242 | 20522.4147 | 500066.9483 | 462252.9579 | 0 | 104131.8452 | 0 | 570576.7822 | 1484523.7459 | 1013217.9605 | 4531335.8788 | 961560.8286 | 4475407.202 | 4475407.202 | 1478867.319 | 2671883.9507 | 0 | 9968303.9094 | 18594462.381 | 42169.6503 | 0.15352 | 64930.157 | 121118.0331 | 1323.6891 | 2469.1549
1 | 1500 | 707 | 0.04 | 15 | 15 | 7 | 5.6234e-11 | 5spot_SharedNeighbor | Water | Porous | Wet | R600a | MinimizeLCOE_Brownfield | IgnoreSilica | 20.9714 | 1.9529 | 0.050463 | 4 | 54018.2401 | 96753.287 | 1101.2349 | 1972.4466 | 73.8024 | 0 | 93.8438 | 443809.3947 | 24252.306 | 603690.4009 | 577811.7212 | 0 | 115460.058 | 0 | 688359.3135 | 1790969.7318 | 1222373.6427 | 5466726.5688 | 961560.8286 | 4475407.202 | 4475407.202 | 1478867.319 | 2671883.9507 | 0 | 10903694.5994 | 19529853.071 | 56234.1325 | 0.20185 | 54018.2401 | 96753.287 | 1101.2349 | 1972.4466
1 | 1500 | 707 | 0.04 | 15 | 15 | 7 | 7.4989e-11 | 5spot_SharedNeighbor | Water | Porous | Wet | R600a | MinimizeLCOE_Brownfield | IgnoreSilica | 26.1964 | 2.4454 | 0.065558 | 4 | 45707.6958 | 78602.869 | 931.8132 | 1602.4258 | 73.8948 | 0 | 151.0808 | 519844.1487 | 28433.3757 | 722627.0531 | 716676.397 | 0 | 126886.0165 | 0 | 824642.1265 | 2145549.6558 | 1464381.7267 | 6549040.5002 | 961560.8286 | 4475407.202 | 4475407.202 | 1478867.319 | 2671883.9507 | 0 | 11986008.5307 | 20612167.0024 | 74989.4209 | 0.26223 | 45707.6958 | 78602.869 | 931.8132 | 1602.4258
1 | 1500 | 707 | 0.04 | 15 | 15 | 7 | 1e-10 | 5spot_SharedNeighbor | Water | Porous | Wet | R600a | MinimizeLCOE_Brownfield | IgnoreSilica | 32.3472 | 3.0252 | 0.084019 | 4 | 39324.7121 | 64991.9308 | 801.6874 | 1324.9484 | 73.9662 | 0 | 117.6252 | 603730.248 | 33041.4349 | 856669.0455 | 880154.153 | 0 | 138036.0803 | 0 | 979536.0751 | 2548551.9368 | 1739439.0644 | 7779158.038 | 961560.8286 | 4475407.202 | 4475407.202 | 1478867.319 | 2671883.9507 | 0 | 13216126.0686 | 21842284.5402 | 100000 | 0.33608 | 39324.7121 | 64991.9308 | 801.6874 | 1324.9484
1 | 1500 | 707 | 0.04 | 15 | 15 | 7 | 1.3335e-10 | 5spot_SharedNeighbor | Water | Porous | Wet | R600a | MinimizeLCOE_Brownfield | IgnoreSilica | 39.3707 | 3.6874 | 0.10594 | 4 | 34396.1627 | 54752.0602 | 701.2123 | 1116.1948 | 74.0211 | 0 | 123.256 | 693889.3627 | 37988.747 | 1003603.2784 | 1066878.5081 | 0 | 148316.1688 | 0 | 1150763.6653 | 2994051.0031 | 2043501.3312 | 9138992.0645 | 961560.8286 | 4475407.202 | 4475407.202 | 1478867.319 | 2671883.9507 | 0 | 14575960.0951 | 23202118.5667 | 133352.1432 | 0.42377 | 34396.1627 | 54752.0602 | 701.2123 | 1116.1948
1 | 1500 | 707 | 0.04 | 15 | 15 | 7 | 1.7783e-10 | 5spot_SharedNeighbor | Water | Porous | Wet | R600a | MinimizeLCOE_Brownfield | IgnoreSilica | 47.1125 | 4.4172 | 0.13151 | 4 | 30468.9595 | 46867.2624 | 621.151 | 955.4525 | 74.0618 | 0 | 127.3657 | 787864.2783 | 43139.4664 | 1159555.446 | 1272749.1732 | 0 | 156145.1152 | 0 | 1333586.8569 | 3469719.4453 | 2368154.817 | 10590914.5983 | 961560.8286 | 4475407.202 | 4475407.202 | 1478867.319 | 2671883.9507 | 0 | 16027882.6288 | 24654041.1005 | 177827.941 | 0.52604 | 30468.9595 | 46867.2624 | 621.151 | 955.4525
1 | 1500 | 707 | 0.04 | 15 | 15 | 7 | 2.3714e-10 | 5spot_SharedNeighbor | Water | Porous | Wet | R600a | MinimizeLCOE_Brownfield | IgnoreSilica | 54.8 | 5.1414 | 0.15762 | 4 | 27649.3079 | 41330.8162 | 563.6685 | 842.5846 | 74.0872 | 0 | 179.5492 | 876632.634 | 47998.4875 | 1309273.3885 | 1477089.2114 | 0 | 162068.1777 | 0 | 1510494.1407 | 3929995.9091 | 2682302.9613 | 11995854.9103 | 961560.8286 | 4475407.202 | 4475407.202 | 1478867.319 | 2671883.9507 | 0 | 17432822.9409 | 26058981.4125 | 237137.3706 | 0.6305 | 27649.3079 | 41330.8162 | 563.6685 | 842.5846
1 | 1500 | 707 | 0.04 | 15 | 15 | 7 | 3.1623e-10 | 5spot_SharedNeighbor | Water | Porous | Wet | R600a | MinimizeLCOE_Brownfield | IgnoreSilica | 62.3519 | 5.8518 | 0.18481 | 4 | 25398.5878 | 37067.3485 | 517.7846 | 755.668 | 74.0992 | 0 | 162.728 | 960107.0139 | 52561.1846 | 1452080.6604 | 1677642.3459 | 0 | 164326.5829 | 0 | 1679619.9372 | 4370026.5391 | 2982632.908 | 13338997.172 | 961560.8286 | 4475407.202 | 4475407.202 | 1478867.319 | 2671883.9507 | 0 | 18775965.2026 | 27402123.6742 | 316227.766 | 0.73925 | 25398.5878 | 37067.3485 | 517.7846 | 755.668
1 | 1500 | 707 | 0.04 | 15 | 15 | 7 | 4.217e-10 | 5spot_SharedNeighbor | Water | Porous | Wet | R600a | MinimizeLCOE_Brownfield | IgnoreSilica | 69.2339 | 6.4977 | 0.2108 | 4 | 23684.3216 | 33914.4258 | 482.8369 | 691.3914 | 74.0993 | 0 | 153.2515 | 1033345.345 | 56558.2521 | 1578946.8085 | 1860157.5336 | 0 | 163524.6866 | 0 | 1830087.724 | 4761512.8554 | 3249830.3631 | 14533963.5682 | 961560.8286 | 4475407.202 | 4475407.202 | 1478867.319 | 2671883.9507 | 0 | 19970931.5988 | 28597090.0704 | 421696.5034 | 0.84321 | 23684.3216 | 33914.4258 | 482.8369 | 691.3914
1 | 1500 | 707 | 0.04 | 15 | 15 | 7 | 5.6234e-10 | 5spot_SharedNeighbor | Water | Porous | Wet | R600a | MinimizeLCOE_Brownfield | IgnoreSilica | 75.236 | 7.0595 | 0.23443 | 4 | 22385.5273 | 31584.6387 | 456.3593 | 643.8956 | 74.0913 | 0 | 191.6821 | 1095218.0046 | 59929.903 | 1687260.7377 | 2019075.5651 | 0 | 160484.2906 | 0 | 1958567.7154 | 5095791.438 | 3477982.3645 | 15554310.0189 | 961560.8286 | 4475407.202 | 4475407.202 | 1478867.319 | 2671883.9507 | 0 | 20991278.0495 | 29617436.5211 | 562341.3252 | 0.93772 | 22385.5273 | 31584.6387 | 456.3593 | 643.8956
1 | 1500 | 707 | 0.04 | 15 | 15 | 7 | 7.4989e-10 | 5spot_SharedNeighbor | Water | Porous | Wet | R600a | MinimizeLCOE_Brownfield | IgnoreSilica | 80.266 | 7.5291 | 0.25497 | 4 | 21405.2519 | 29863.3216 | 436.375 | 608.8042 | 74.0789 | 0 | 191.1183 | 1145735.9062 | 62678.921 | 1776470.4427 | 2152032.4361 | 0 | 156053.5949 | 0 | 2064258.8074 | 5370777.9791 | 3665666.3292 | 16393674.4166 | 961560.8286 | 4475407.202 | 4475407.202 | 1478867.319 | 2671883.9507 | 0 | 21830642.4472 | 30456800.9188 | 749894.2093 | 1.0199 | 21405.2519 | 29863.3216 | 436.375 | 608.8042
1 | 1500 | 707 | 0.04 | 15 | 15 | 7 | 1e-09 | 5spot_SharedNeighbor | Water | Porous | Wet | R600a | MinimizeLCOE_Brownfield | IgnoreSilica | 84.3734 | 7.9114 | 0.27224 | 4 | 20667.2159 | 28588.7996 | 421.3292 | 582.8213 | 74.065 | 0 | 187.2945 | 1186133.0159 | 64874.4803 | 1848311.397 | 2260428.3437 | 0 | 151091.8434 | 0 | 2149227.2413 | 5591848.4148 | 3816551.4441 | 17068466.1804 | 961560.8286 | 4475407.202 | 4475407.202 | 1478867.319 | 2671883.9507 | 0 | 22505434.211 | 31131592.6826 | 1000000 | 1.0889 | 20667.2159 | 28588.7996 | 421.3292 | 582.8213
1 | 1500 | 707 | 0.04 | 15 | 15 | 7 | 1.3335e-09 | 5spot_SharedNeighbor | Water | Porous | Wet | R600a | MinimizeLCOE_Brownfield | IgnoreSilica | 87.6519 | 8.2159 | 0.28635 | 4 | 20112.4024 | 27643.441 | 410.0185 | 563.5489 | 74.0517 | 0 | 206.557 | 1217848.6346 | 66596.4057 | 1905029.5322 | 2346826.7899 | 0 | 146172.7097 | 0 | 2216164.8881 | 5766006.441 | 3935417.8755 | 17600063.2768 | 961560.8286 | 4475407.202 | 4475407.202 | 1478867.319 | 2671883.9507 | 0 | 23037031.3073 | 31663189.779 | 1333521.4322 | 1.1454 | 20112.4024 | 27643.441 | 410.0185 | 563.5489
1 | 1500 | 707 | 0.04 | 15 | 15 | 7 | 1.7783e-09 | 5spot_SharedNeighbor | Water | Porous | Wet | R600a | MinimizeLCOE_Brownfield | IgnoreSilica | 90.2077 | 8.4529 | 0.29761 | 4 | 19695.6991 | 26941.8348 | 401.5235 | 549.2457 | 74.0398 | 0 | 183.9058 | 1242258.0192 | 67920.5276 | 1948872.4591 | 2414102.1005 | 0 | 141600.5596 | 0 | 2267753.9297 | 5900230.5447 | 4027028.5844 | 18009766.7247 | 961560.8286 | 4475407.202 | 4475407.202 | 1478867.319 | 2671883.9507 | 0 | 23446734.7553 | 32072893.2269 | 1778279.41 | 1.1904 | 19695.6991 | 26941.8348 | 401.5235 | 549.2457
1 | 1500 | 707 | 0.04 | 15 | 15 | 7 | 2.3714e-09 | 5spot_SharedNeighbor | Water | Porous | Wet | R600a | MinimizeLCOE_Brownfield | IgnoreSilica | 92.2003 | 8.6373 | 0.3065 | 4 | 19382.8908 | 26418.8785 | 395.1464 | 538.5846 | 74.0298 | 0 | 205.9148 | 1261100.8096 | 68941.9869 | 1982831.2013 | 2466501.1294 | 0 | 137660.3382 | 0 | 2307643.8315 | 6004015.8867 | 4097864.2128 | 18326559.3963 | 961560.8286 | 4475407.202 | 4475407.202 | 1478867.319 | 2671883.9507 | 0 | 23763527.4268 | 32389685.8985 | 2371373.7057 | 1.226 | 19382.8908 | 26418.8785 | 395.1464 | 538.5846
1 | 1500 | 707 | 0.04 | 15 | 15 | 7 | 3.1623e-09 | 5spot_SharedNeighbor | Water | Porous | Wet | R600a | MinimizeLCOE_Brownfield | IgnoreSilica | 93.7233 | 8.7781 | 0.3134 | 4 | 19148.1478 | 26029.3379 | 390.3609 | 530.6433 | 74.0216 | 0 | 187.3684 | 1275394.6976 | 69716.4378 | 2008658.6311 | 2506522.066 | 0 | 134331.211 | 0 | 2337902.9869 | 6082744.0022 | 4151597.7694 | 18566867.8019 | 961560.8286 | 4475407.202 | 4475407.202 | 1478867.319 | 2671883.9507 | 0 | 24003835.8324 | 32629994.3041 | 3162277.6602 | 1.2536 | 19148.1478 | 26029.3379 | 390.3609 | 530.6433
1 | 1500 | 707 | 0.04 | 15 | 15 | 7 | 4.217e-09 | 5spot_SharedNeighbor | Water | Porous | Wet | R600a | MinimizeLCOE_Brownfield | IgnoreSilica | 94.8823 | 8.8851 | 0.3187 | 4 | 18972.0229 | 25738.6744 | 386.7703 | 524.7177 | 74.0151 | 0 | 208.1437 | 1286209.7476 | 70302.1612 | 2028238.661 | 2536958.9703 | 0 | 131606.2311 | 0 | 2360793.1508 | 6142299.5131 | 4192245.6293 | 18748654.0645 | 961560.8286 | 4475407.202 | 4475407.202 | 1478867.319 | 2671883.9507 | 0 | 24185622.0951 | 32811780.5667 | 4216965.0343 | 1.2748 | 18972.0229 | 25738.6744 | 386.7703 | 524.7177
1 | 1500 | 707 | 0.04 | 15 | 15 | 7 | 5.6234e-09 | 5spot_SharedNeighbor | Water | Porous | Wet | R600a | MinimizeLCOE_Brownfield | IgnoreSilica | 95.7714 | 8.9671 | 0.32278 | 4 | 18839.8961 | 25521.0301 | 384.0768 | 520.2807 | 74.01 | 0 | 191.0804 | 1294469.7406 | 70749.3648 | 2043215.3012 | 2560296.0053 | 0 | 129457.4093 | 0 | 2378293.2502 | 6187831.1821 | 4223321.929 | 18887634.1825 | 961560.8286 | 4475407.202 | 4475407.202 | 1478867.319 | 2671883.9507 | 0 | 24324602.2131 | 32950760.6847 | 5623413.2519 | 1.2911 | 18839.8961 | 25521.0301 | 384.0768 | 520.2807
1 | 1500 | 707 | 0.04 | 15 | 15 | 7 | 7.4989e-09 | 5spot_SharedNeighbor | Water | Porous | Wet | R600a | MinimizeLCOE_Brownfield | IgnoreSilica | 96.4339 | 9.0282 | 0.32586 | 4 | 18740.7854 | 25358.7416 | 382.0563 | 516.9722 | 74.0061 | 0 | 224.0601 | 1300604.7223 | 71081.4376 | 2054351.5627 | 2577680.2577 | 0 | 127733.9938 | 0 | 2391266.2699 | 6221584.3181 | 4246359.1379 | 18990661.6998 | 961560.8286 | 4475407.202 | 4475407.202 | 1478867.319 | 2671883.9507 | 0 | 24427629.7304 | 33053788.202 | 7498942.0933 | 1.3034 | 18740.7854 | 25358.7416 | 382.0563 | 516.9722
1 | 1500 | 707 | 0.04 | 15 | 15 | 7 | 1e-08 | 5spot_SharedNeighbor | Water | Porous | Wet | R600a | MinimizeLCOE_Brownfield | IgnoreSilica | 96.946 | 9.0754 | 0.32823 | 4 | 18666.446 | 25236.7295 | 380.5407 | 514.4849 | 74.003 | 0 | 218.67 | 1305335.374 | 71337.4498 | 2062946.0141 | 2591114.8906 | 0 | 126431.8378 | 0 | 2401294.5709 | 6247675.9001 | 4264167.1787 | 19070303.216 | 961560.8286 | 4475407.202 | 4475407.202 | 1478867.319 | 2671883.9507 | 0 | 24507271.2466 | 33133429.7182 | 10000000 | 1.3129 | 18666.446 | 25236.7295 | 380.5407 | 514.4849
1 | 1600 | 707 | 0.04 | 15 | 15 | 7 | 1e-13 | 5spot_SharedNeighbor | Water | Porous | Wet | R600a | MinimizeLCOE_Brownfield | IgnoreSilica | 0 | 0 | 0 | 0 | [6 empty] | 17.1037 | [19 empty] | 100 | 0
1 | 1600 | 707 | 0.04 | 15 | 15 | 7 | 1.3335e-13 | 5spot_SharedNeighbor | Water | Porous | Wet | R600a | MinimizeLCOE_Brownfield | IgnoreSilica | 0 | 0 | 0 | 0 | [6 empty] | 19.4389 | [19 empty] | 133.3521 | 0
1 | 1600 | 707 | 0.04 | 15 | 15 | 7 | 1.7783e-13 | 5spot_SharedNeighbor | Water | Porous | Wet | R600a | MinimizeLCOE_Brownfield | IgnoreSilica | 0 | 0 | 0 | 0 | [6 empty] | 22.0621 | [19 empty] | 177.8279 | 0
1 | 1600 | 707 | 0.04 | 15 | 15 | 7 | 2.3714e-13 | 5spot_SharedNeighbor | Water | Porous | Wet | R600a | MinimizeLCOE_Brownfield | IgnoreSilica | 0 | 0 | 0 | 0 | [6 empty] | 21.8754 | [19 empty] | 237.1374 | 0
1 | 1600 | 707 | 0.04 | 15 | 15 | 7 | 3.1623e-13 | 5spot_SharedNeighbor | Water | Porous | Wet | R600a | MinimizeLCOE_Brownfield | IgnoreSilica | 0 | 0 | 0 | 0 | [6 empty] | 21.074 | [19 empty] | 316.2278 | 0
1 | 1600 | 707 | 0.04 | 15 | 15 | 7 | 4.217e-13 | 5spot_SharedNeighbor | Water | Porous | Wet | R600a | MinimizeLCOE_Brownfield | IgnoreSilica | 0 | 0 | 0 | 0 | [6 empty] | 22.3645 | [19 empty] | 421.6965 | 0
1 | 1600 | 707 | 0.04 | 15 | 15 | 7 | 5.6234e-13 | 5spot_SharedNeighbor | Water | Porous | Wet | R600a | MinimizeLCOE_Brownfield | IgnoreSilica | 0 | 0 | 0 | 0 | [6 empty] | 24.1628 | [19 empty] | 562.3413 | 0
1 | 1600 | 707 | 0.04 | 15 | 15 | 7 | 7.4989e-13 | 5spot_SharedNeighbor | Water | Porous | Wet | R600a | MinimizeLCOE_Brownfield | IgnoreSilica | 0 | 0 | 0 | 0 | [6 empty] | 25.2768 | [19 empty] | 749.8942 | 0
1 | 1600 | 707 | 0.04 | 15 | 15 | 7 | 1e-12 | 5spot_SharedNeighbor | Water | Porous | Wet | R600a | MinimizeLCOE_Brownfield | IgnoreSilica | 0 | 0 | 0 | 0 | [6 empty] | 25.0996 | [19 empty] | 1000 | 0
1 | 1600 | 707 | 0.04 | 15 | 15 | 7 | 1.3335e-12 | 5spot_SharedNeighbor | Water | Porous | Wet | R600a | MinimizeLCOE_Brownfield | IgnoreSilica | 0.69881 | 0.049988 | 0.00018305 | 4 | 8374315.8018 | 20717603.9623 | 170721.7547 | 422356.3794 | 64.7292 | 0 | 81.673 | 31250.0854 | 1562.4241 | 32420.8842 | 39861.9474 | 0 | 24279.4881 | 0 | 50456.1834 | 131276.6393 | 89599.0038 | 400706.6557 | 961560.8286 | 4769433.0752 | 4769433.0752 | 1478867.319 | 2789494.2999 | 0 | 6131700.5595 | 15169495.2537 | 1333.5214 | 0.0007322 | 8374315.8018 | 20717603.9623 | 170721.7547 | 422356.3794
1 | 1600 | 707 | 0.04 | 15 | 15 | 7 | 1.7783e-12 | 5spot_SharedNeighbor | Water | Porous | Wet | R600a | MinimizeLCOE_Brownfield | IgnoreSilica | 1.0304 | 0.082992 | 0.00072783 | 4 | 2156510.1898 | 5260881.6906 | 43963.3771 | 107250.1891 | 68.5875 | 0 | 62.3604 | 46722.8024 | 2410.5713 | 48469.935 | 49064.5782 | 0 | 30030.776 | 0 | 68912.4786 | 179296.1334 | 122373.2952 | 547280.5701 | 961560.8286 | 4769433.0752 | 4769433.0752 | 1478867.319 | 2789494.2999 | 0 | 6278274.4739 | 15316069.1681 | 1778.2794 | 0.0029113 | 2156510.1898 | 5260881.6906 | 43963.3771 | 107250.1891
1 | 1600 | 707 | 0.04 | 15 | 15 | 7 | 2.3714e-12 | 5spot_SharedNeighbor | Water | Porous | Wet | R600a | MinimizeLCOE_Brownfield | IgnoreSilica | 1.4375 | 0.12436 | 0.0015543 | 4 | 1036416.7115 | 2490094.615 | 21128.7565 | 50763.9468 | 71.09 | 0 | 235.9368 | 63750.9378 | 3357.6863 | 66841.343 | 60453.1912 | 0 | 35674.168 | 0 | 89730.1573 | 233459.4631 | 159340.8806 | 712607.8273 | 961560.8286 | 4769433.0752 | 4769433.0752 | 1478867.319 | 2789494.2999 | 0 | 6443601.7311 | 15481396.4253 | 2371.3737 | 0.0062172 | 1036416.7115 | 2490094.615 | 21128.7565 | 50763.9468
1 | 1600 | 707 | 0.04 | 15 | 15 | 7 | 3.1623e-12 | 5spot_SharedNeighbor | Water | Porous | Wet | R600a | MinimizeLCOE_Brownfield | IgnoreSilica | 1.9431 | 0.17633 | 0.0027274 | 4 | 608089.5493 | 1436506.8449 | 12396.728 | 29285.1351 | 72.8259 | 0 | 339.6672 | 82840.6836 | 4427.2084 | 88245.6209 | 74663.2542 | 0 | 41400.3828 | 0 | 113715.0885 | 295863.3341 | 201932.8049 | 903088.3775 | 961560.8286 | 4769433.0752 | 4769433.0752 | 1478867.319 | 2789494.2999 | 0 | 6634082.2813 | 15671876.9755 | 3162.2777 | 0.01091 | 608089.5493 | 1436506.8449 | 12396.728 | 29285.1351
1 | 1600 | 707 | 0.04 | 15 | 15 | 7 | 4.217e-12 | 5spot_SharedNeighbor | Water | Porous | Wet | R600a | MinimizeLCOE_Brownfield | IgnoreSilica | 2.5849 | 0.24257 | 0.0043336 | 4 | 395717.8357 | 917092.4235 | 8067.2433 | 18696.1695 | 74.0952 | 0 | 475.0682 | 104789.2171 | 5661.3717 | 113771.7888 | 92624.6071 | 0 | 47539.496 | 0 | 142110.7275 | 369742.9621 | 252357.1691 | 1128597.3394 | 961560.8286 | 4769433.0752 | 4769433.0752 | 1478867.319 | 2789494.2999 | 0 | 6859591.2432 | 15897385.9374 | 4216.965 | 0.017335 | 395717.8357 | 917092.4235 | 8067.2433 | 18696.1695
1 | 1600 | 707 | 0.04 | 15 | 15 | 7 | 5.6234e-12 | 5spot_SharedNeighbor | Water | Porous | Wet | R600a | MinimizeLCOE_Brownfield | IgnoreSilica | 3.4003 | 0.32708 | 0.0065105 | 4 | 273770.8875 | 620819.9604 | 5581.1898 | 12656.2546 | 75.0405 | 0 | 76.9847 | 130260.7569 | 7097.0675 | 144386.0148 | 115584.5392 | 0 | 54201.4463 | 0 | 176096.6316 | 458167.3132 | 312708.6056 | 1398502.3752 | 961560.8286 | 4769433.0752 | 4769433.0752 | 1478867.319 | 2789494.2999 | 0 | 7129496.279 | 16167290.9731 | 5623.4133 | 0.026042 | 273770.8875 | 620819.9604 | 5581.1898 | 12656.2546
1 | 1600 | 707 | 0.04 | 15 | 15 | 7 | 7.4989e-12 | 5spot_SharedNeighbor | Water | Porous | Wet | R600a | MinimizeLCOE_Brownfield | IgnoreSilica | 4.4649 | 0.43715 | 0.0093867 | 4 | 198678.3585 | 439385.3217 | 4050.3271 | 8957.4641 | 75.7683 | 0 | 104.3864 | 160467.4058 | 8799.0926 | 181994.9254 | 144963.7765 | 0 | 61933.1462 | 0 | 217681.7551 | 566363.2742 | 386554.5722 | 1728757.9479 | 961560.8286 | 4769433.0752 | 4769433.0752 | 1478867.319 | 2789494.2999 | 0 | 7459751.8517 | 16497546.5459 | 7498.9421 | 0.037547 | 198678.3585 | 439385.3217 | 4050.3271 | 8957.4641
1 | 1600 | 707 | 0.04 | 15 | 15 | 7 | 1e-11 | 5spot_SharedNeighbor | Water | Porous | Wet | R600a | MinimizeLCOE_Brownfield | IgnoreSilica | 5.8091 | 0.57612 | 0.013184 | 4 | 148923.0733 | 320302.645 | 3035.9983 | 6529.8027 | 76.3087 | 0 | 114.3247 | 195403.4926 | 10767.6033 | 226870.6887 | 181956.684 | 0 | 70300.651 | 0 | 267266.6566 | 695373.0166 | 474606.3723 | 2122545.1651 | 961560.8286 | 4769433.0752 | 4769433.0752 | 1478867.319 | 2789494.2999 | 0 | 7853539.0689 | 16891333.7631 | 10000 | 0.052736 | 148923.0733 | 320302.645 | 3035.9983 | 6529.8027
1 | 1600 | 707 | 0.04 | 15 | 15 | 7 | 1.3335e-11 | 5spot_SharedNeighbor | Water | Porous | Wet | R600a | MinimizeLCOE_Brownfield | IgnoreSilica | 7.4339 | 0.74362 | 0.018078 | 4 | 114820.7831 | 239805.2636 | 2340.777 | 4888.7547 | 76.6759 | 0 | 119.5662 | 234152.1827 | 12948.6139 | 278176.5396 | 226565.6428 | 0 | 78521.7849 | 0 | 323842.2579 | 842571.1259 | 575072.1066 | 2571850.2543 | 961560.8286 | 4769433.0752 | 4769433.0752 | 1478867.319 | 2789494.2999 | 0 | 8302844.1581 | 17340638.8523 | 13335.2143 | 0.072311 | 114820.7831 | 239805.2636 | 2340.777 | 4888.7547
1 | 1600 | 707 | 0.04 | 15 | 15 | 7 | 1.7783e-11 | 5spot_SharedNeighbor | Water | Porous | Wet | R600a | MinimizeLCOE_Brownfield | IgnoreSilica | 9.7922 | 0.98848 | 0.024857 | 4 | 89855.4022 | 180752.4126 | 1831.8239 | 3684.8824 | 77.0626 | 0 | 101.4966 | 286527.9819 | 15901.2062 | 349207.0978 | 291559.5584 | 0 | 91021.9452 | 0 | 403344.9379 | 1049420.7911 | 716251.2533 | 3203234.7719 | 961560.8286 | 4769433.0752 | 4769433.0752 | 1478867.319 | 2789494.2999 | 0 | 8934228.6757 | 17972023.3699 | 17782.7941 | 0.099429 | 89855.4022 | 180752.4126 | 1831.8239 | 3684.8824
1 | 1600 | 707 | 0.04 | 15 | 15 | 7 | 2.3714e-11 | 5spot_SharedNeighbor | Water | Porous | Wet | R600a | MinimizeLCOE_Brownfield | IgnoreSilica | 12.5501 | 1.2745 | 0.033494 | 4 | 71911.4443 | 139370.1207 | 1466.0121 | 2841.2484 | 77.3051 | 0 | 102.0718 | 342889.0649 | 19075.1802 | 427852.2634 | 368026.9306 | 0 | 102421.9751 | 0 | 491503.5115 | 1278791.3157 | 872801.3495 | 3903361.5909 | 961560.8286 | 4769433.0752 | 4769433.0752 | 1478867.319 | 2789494.2999 | 0 | 9634355.4947 | 18672150.1889 | 23713.7371 | 0.13398 | 71911.4443 | 139370.1207 | 1466.0121 | 2841.2484
1 | 1600 | 707 | 0.04 | 15 | 15 | 7 | 3.1623e-11 | 5spot_SharedNeighbor | Water | Porous | Wet | R600a | MinimizeLCOE_Brownfield | IgnoreSilica | 15.9749 | 1.6298 | 0.044629 | 4 | 58629.5631 | 109256.798 | 1195.2429 | 2227.3476 | 77.4908 | 0 | 104.5742 | 407815.4335 | 22728.4748 | 520775.3214 | 462991.0968 | 0 | 114575.8044 | 0 | 596265.591 | 1551360.757 | 1058835.5939 | 4735348.0729 | 961560.8286 | 4769433.0752 | 4769433.0752 | 1478867.319 | 2789494.2999 | 0 | 10466341.9767 | 19504136.6709 | 31622.7766 | 0.17852 | 58629.5631 | 109256.798 | 1195.2429 | 2227.3476
1 | 1600 | 707 | 0.04 | 15 | 15 | 7 | 4.217e-11 | 5spot_SharedNeighbor | Water | Porous | Wet | R600a | MinimizeLCOE_Brownfield | IgnoreSilica | 20.2092 | 2.069 | 0.058862 | 4 | 48645.3708 | 87030.8564 | 991.7017 | 1774.2417 | 77.6343 | 0 | 97.9506 | 482479.0251 | 26925.5844 | 630250.5346 | 580407.7377 | 0 | 127532.8716 | 0 | 720562.3438 | 1874755.4109 | 1279559.0903 | 5722472.5982 | 961560.8286 | 4769433.0752 | 4769433.0752 | 1478867.319 | 2789494.2999 | 0 | 11453466.5021 | 20491261.1962 | 42169.6503 | 0.23545 | 48645.3708 | 87030.8564 | 991.7017 | 1774.2417
1 | 1600 | 707 | 0.04 | 15 | 15 | 7 | 5.6234e-11 | 5spot_SharedNeighbor | Water | Porous | Wet | R600a | MinimizeLCOE_Brownfield | IgnoreSilica | 25.3144 | 2.5987 | 0.076728 | 4 | 41046.0127 | 70493.5512 | 836.7785 | 1437.1064 | 77.7442 | 0 | 123.5528 | 566465.4799 | 31641.6381 | 756253.728 | 721984.462 | 0 | 140621.4954 | 0 | 864617.0533 | 2249556.2155 | 1535368.3408 | 6866508.413 | 961560.8286 | 4769433.0752 | 4769433.0752 | 1478867.319 | 2789494.2999 | 0 | 12597502.3168 | 21635297.011 | 56234.1325 | 0.30691 | 41046.0127 | 70493.5512 | 836.7785 | 1437.1064
1 | 1600 | 707 | 0.04 | 15 | 15 | 7 | 7.4989e-11 | 5spot_SharedNeighbor | Water | Porous | Wet | R600a | MinimizeLCOE_Brownfield | IgnoreSilica | 31.4124 | 3.2315 | 0.098813 | 4 | 35205.8584 | 58071.7357 | 717.719 | 1183.8709 | 77.8296 | 0 | 90.0003 | 660373.8963 | 36908.6441 | 900223.7463 | 891100.3997 | 0 | 153801.7059 | 0 | 1030539.273 | 2681251.7957 | 1830009.4448 | 8184208.9057 | 961560.8286 | 4769433.0752 | 4769433.0752 | 1478867.319 | 2789494.2999 | 0 | 13915202.8095 | 22952997.5037 | 74989.4209 | 0.39525 | 35205.8584 | 58071.7357 | 717.719 | 1183.8709
1 | 1600 | 707 | 0.04 | 15 | 15 | 7 | 1e-10 | 5spot_SharedNeighbor | Water | Porous | Wet | R600a | MinimizeLCOE_Brownfield | IgnoreSilica | 38.4427 | 3.9611 | 0.12532 | 4 | 30688.2995 | 48718.2957 | 625.6225 | 993.1884 | 77.8952 | 0 | 115.9174 | 762117.98 | 42608.0424 | 1059390.8244 | 1086087.1552 | 0 | 166091.4381 | 0 | 1215355.2216 | 3162104.983 | 2158201.6257 | 9651957.2704 | 961560.8286 | 4769433.0752 | 4769433.0752 | 1478867.319 | 2789494.2999 | 0 | 15382951.1742 | 24420745.8683 | 100000 | 0.50126 | 30688.2995 | 48718.2957 | 625.6225 | 993.1884
1 | 1600 | 707 | 0.04 | 15 | 15 | 7 | 1.3335e-10 | 5spot_SharedNeighbor | Water | Porous | Wet | R600a | MinimizeLCOE_Brownfield | IgnoreSilica | 46.2307 | 4.7693 | 0.15595 | 4 | 27184.4412 | 41672.8051 | 554.1916 | 849.5565 | 77.9439 | 0 | 123.0833 | 868529.6225 | 48561.0483 | 1228982.7182 | 1302073.3703 | 0 | 176539.604 | 0 | 1413627.6817 | 3677969.2529 | 2510289.5898 | 11226572.8878 | 961560.8286 | 4769433.0752 | 4769433.0752 | 1478867.319 | 2789494.2999 | 0 | 16957566.7916 | 25995361.4858 | 133352.1432 | 0.6238 | 27184.4412 | 41672.8051 | 554.1916 | 849.5565
1 | 1600 | 707 | 0.04 | 15 | 15 | 7 | 1.7783e-10 | 5spot_SharedNeighbor | Water | Porous | Wet | R600a | MinimizeLCOE_Brownfield | IgnoreSilica | 54.4077 | 5.6172 | 0.18963 | 4 | 24471.4817 | 36386.6274 | 498.8843 | 741.7906 | 77.9759 | 0 | 138.306 | 974557.9458 | 54483.9599 | 1400845.549 | 1528765.7583 | 0 | 184032.029 | 0 | 1615647.2444 | 4203582.7151 | 2869031.578 | 12830946.7796 | 961560.8286 | 4769433.0752 | 4769433.0752 | 1478867.319 | 2789494.2999 | 0 | 18561940.6834 | 27599735.3776 | 177827.941 | 0.75851 | 24471.4817 | 36386.6274 | 498.8843 | 741.7906
1 | 1600 | 707 | 0.04 | 15 | 15 | 7 | 2.3714e-10 | 5spot_SharedNeighbor | Water | Porous | Wet | R600a | MinimizeLCOE_Brownfield | IgnoreSilica | 61.4458 | 6.346 | 0.22283 | 4 | 22313.8117 | 32453.4951 | 454.8972 | 661.6084 | 77.9898 | 0 | 97.1776 | 1061885.4308 | 59354.7234 | 1544433.0751 | 1723728.8072 | 0 | 181730.0742 | 0 | 1782741.5232 | 4638327.7528 | 3165753.9994 | 14157955.3862 | 961560.8286 | 4769433.0752 | 4769433.0752 | 1478867.319 | 2789494.2999 | 0 | 19888949.2901 | 28926743.9842 | 237137.3706 | 0.89133 | 22313.8117 | 32453.4951 | 454.8972 | 661.6084
1 | 1600 | 707 | 0.04 | 15 | 15 | 7 | 3.1623e-10 | 5spot_SharedNeighbor | Water | Porous | Wet | R600a | MinimizeLCOE_Brownfield | IgnoreSilica | 70.0233 | 7.232 | 0.25867 | 4 | 20782.8432 | 29517.556 | 423.6864 | 601.7553 | 77.9906 | 0 | 141.4286 | 1164029.7112 | 65041.7543 | 1714651.65 | 1961011.9142 | 0 | 187835.9249 | 0 | 1986102.6723 | 5167431.7476 | 3526878.3478 | 15772983.7223 | 961560.8286 | 4769433.0752 | 4769433.0752 | 1478867.319 | 2789494.2999 | 0 | 21503977.6261 | 30541772.3202 | 316227.766 | 1.0347 | 20782.8432 | 29517.556 | 423.6864 | 601.7553
1 | 1600 | 707 | 0.04 | 15 | 15 | 7 | 4.217e-10 | 5spot_SharedNeighbor | Water | Porous | Wet | R600a | MinimizeLCOE_Brownfield | IgnoreSilica | 76.7124 | 7.9207 | 0.29027 | 4 | 19566.5752 | 27350.4497 | 398.8911 | 557.5759 | 77.9793 | 0 | 136.5884 | 1240744.0386 | 69304.5892 | 1844089.1859 | 2145716.3896 | 0 | 184876.081 | 0 | 2139044.8109 | 5565355.8195 | 3798469.7034 | 16987600.6182 | 961560.8286 | 4769433.0752 | 4769433.0752 | 1478867.319 | 2789494.2999 | 0 | 22718594.522 | 31756389.2162 | 421696.5034 | 1.1611 | 19566.5752 | 27350.4497 | 398.8911 | 557.5759
1 | 1600 | 707 | 0.04 | 15 | 15 | 7 | 5.6234e-10 | 5spot_SharedNeighbor | Water | Porous | Wet | R600a | MinimizeLCOE_Brownfield | IgnoreSilica | 82.4003 | 8.5043 | 0.31817 | 4 | 18645.6729 | 25746.9787 | 380.1173 | 524.887 | 77.9617 | 0 | 148.2763 | 1304111.8929 | 72819.687 | 1952044.8176 | 2302489.6621 | 0 | 179894.1621 | 0 | 2266430.4865 | 5896787.217 | 4024678.4425 | 17999256.3678 | 961560.8286 | 4769433.0752 | 4769433.0752 | 1478867.319 | 2789494.2999 | 0 | 23730250.2716 | 32768044.9658 | 562341.3252 | 1.2727 | 18645.6729 | 25746.9787 | 380.1173 | 524.887
1 | 1600 | 707 | 0.04 | 15 | 15 | 7 | 7.4989e-10 | 5spot_SharedNeighbor | Water | Porous | Wet | R600a | MinimizeLCOE_Brownfield | IgnoreSilica | 87.0749 | 8.9824 | 0.34187 | 4 | 17950.6277 | 24559.7936 | 365.9478 | 500.6846 | 77.9421 | 0 | 169.2626 | 1354981.6783 | 75637.1336 | 2039393.4374 | 2431107.4867 | 0 | 173887.6582 | 0 | 2369252.8837 | 6164310.0029 | 4207268.2409 | 18815838.5217 | 961560.8286 | 4769433.0752 | 4769433.0752 | 1478867.319 | 2789494.2999 | 0 | 24546832.4255 | 33584627.1197 | 749894.2093 | 1.3675 | 17950.6277 | 24559.7936 | 365.9478 | 500.6846
1 | 1600 | 707 | 0.04 | 15 | 15 | 7 | 1e-09 | 5spot_SharedNeighbor | Water | Porous | Wet | R600a | MinimizeLCOE_Brownfield | IgnoreSilica | 90.8534 | 9.3678 | 0.36147 | 4 | 17427.1424 | 23677.9194 | 355.2759 | 482.7064 | 77.9228 | 0 | 161.6397 | 1395337.5556 | 77869.3051 | 2109127.1426 | 2534905.5177 | 0 | 167794.162 | 0 | 2451163.1364 | 6377423.6782 | 4352722.7033 | 19466343.2011 | 961560.8286 | 4769433.0752 | 4769433.0752 | 1478867.319 | 2789494.2999 | 0 | 25197337.1049 | 34235131.799 | 1000000 | 1.4459 | 17427.1424 | 23677.9194 | 355.2759 | 482.7064
1 | 1600 | 707 | 0.04 | 15 | 15 | 7 | 1.3335e-09 | 5spot_SharedNeighbor | Water | Porous | Wet | R600a | MinimizeLCOE_Brownfield | IgnoreSilica | 93.8204 | 9.6697 | 0.37722 | 4 | 17033.3976 | 23023.0919 | 347.2488 | 469.3569 | 77.9057 | 0 | 164.5413 | 1426565.4709 | 79594.7007 | 2163356.9797 | 2616303.8942 | 0 | 162002.0508 | 0 | 2514651.0076 | 6542606.0958 | 4465463.0975 | 19970543.2972 | 961560.8286 | 4769433.0752 | 4769433.0752 | 1478867.319 | 2789494.2999 | 0 | 25701537.201 | 34739331.8951 | 1333521.4322 | 1.5089 | 17033.3976 | 23023.0919 | 347.2488 | 469.3569
1 | 1600 | 707 | 0.04 | 15 | 15 | 7 | 1.7783e-09 | 5spot_SharedNeighbor | Water | Porous | Wet | R600a | MinimizeLCOE_Brownfield | IgnoreSilica | 96.1346 | 9.9046 | 0.38971 | 4 | 16737.493 | 22535.3087 | 341.2164 | 459.4127 | 77.8912 | 0 | 179.1356 | 1450647.9532 | 80924.1303 | 2205339.8757 | 2679723.5132 | 0 | 156888.6022 | 0 | 2563674.3891 | 6670154.8786 | 4552517.7626 | 20359871.1049 | 961560.8286 | 4769433.0752 | 4769433.0752 | 1478867.319 | 2789494.2999 | 0 | 26090865.0088 | 35128659.7029 | 1778279.41 | 1.5588 | 16737.493 | 22535.3087 | 341.2164 | 459.4127
1 | 1600 | 707 | 0.04 | 15 | 15 | 7 | 2.3714e-09 | 5spot_SharedNeighbor | Water | Porous | Wet | R600a | MinimizeLCOE_Brownfield | IgnoreSilica | 97.9102 | 10.0847 | 0.39943 | 4 | 16515.2431 | 22171.8716 | 336.6856 | 452.0036 | 77.8793 | 0 | 1134.7426 | 1468966.4015 | 81934.6657 | 2237369.3479 | 2728342.9641 | 0 | 152518.3267 | 0 | 2600961.3653 | 6767167.9419 | 4618731.1717 | 20655992.1847 | 961560.8286 | 4769433.0752 | 4769433.0752 | 1478867.319 | 2789494.2999 | 0 | 26386986.0886 | 35424780.7827 | 2371373.7057 | 1.5977 | 16515.2431 | 22171.8716 | 336.6856 | 452.0036
1 | 1600 | 707 | 0.04 | 15 | 15 | 7 | 3.1623e-09 | 5spot_SharedNeighbor | Water | Porous | Wet | R600a | MinimizeLCOE_Brownfield | IgnoreSilica | 99.2797 | 10.2233 | 0.40698 | 4 | 16348.3796 | 21900.0801 | 333.2838 | 446.4628 | 77.8697 | 0 | 190.9264 | 1483000.7402 | 82708.45 | 2261963.9941 | 2765814.4095 | 0 | 148959.125 | 0 | 2629554.2204 | 6841560.6857 | 4669505.748 | 20883067.3729 | 961560.8286 | 4769433.0752 | 4769433.0752 | 1478867.319 | 2789494.2999 | 0 | 26614061.2767 | 35651855.9709 | 3162277.6602 | 1.6279 | 16348.3796 | 21900.0801 | 333.2838 | 446.4628
1 | 1600 | 707 | 0.04 | 15 | 15 | 7 | 4.217e-09 | 5spot_SharedNeighbor | Water | Porous | Wet | R600a | MinimizeLCOE_Brownfield | IgnoreSilica | 100.3197 | 10.3285 | 0.41277 | 4 | 16223.1353 | 21697.0301 | 330.7306 | 442.3233 | 77.8622 | 0 | 162.8597 | 1493604.8422 | 83292.863 | 2280579.5844 | 2794255.7215 | 0 | 146086.578 | 0 | 2651149.6397 | 6897747.537 | 4707854.4286 | 21054571.1945 | 961560.8286 | 4769433.0752 | 4769433.0752 | 1478867.319 | 2789494.2999 | 0 | 26785565.0983 | 35823359.7924 | 4216965.0343 | 1.6511 | 16223.1353 | 21697.0301 | 330.7306 | 442.3233
1 | 1600 | 707 | 0.04 | 15 | 15 | 7 | 5.6234e-09 | 5spot_SharedNeighbor | Water | Porous | Wet | R600a | MinimizeLCOE_Brownfield | IgnoreSilica | 101.1091 | 10.4083 | 0.41718 | 4 | 16129.1495 | 21545.115 | 328.8145 | 439.2263 | 77.8564 | 0 | 174.0619 | 1501622.7755 | 83734.6055 | 2294673.664 | 2815834.3257 | 0 | 143817.8315 | 0 | 2667476.4488 | 6940226.5452 | 4736847.2245 | 21184233.4207 | 961560.8286 | 4769433.0752 | 4769433.0752 | 1478867.319 | 2789494.2999 | 0 | 26915227.3245 | 35953022.0187 | 5623413.2519 | 1.6687 | 16129.1495 | 21545.115 | 328.8145 | 439.2263
1 | 1600 | 707 | 0.04 | 15 | 15 | 7 | 7.4989e-09 | 5spot_SharedNeighbor | Water | Porous | Wet | R600a | MinimizeLCOE_Brownfield | IgnoreSilica | 101.7035 | 10.4683 | 0.42053 | 4 | 16058.6321 | 21431.5004 | 327.3769 | 436.9101 | 77.8519 | 0 | 139.9312 | 1507642.5538 | 84066.1802 | 2305265.8679 | 2832077.101 | 0 | 142038.5909 | 0 | 2679725.2146 | 6972095.3211 | 4758598.3189 | 21281509.1484 | 961560.8286 | 4769433.0752 | 4769433.0752 | 1478867.319 | 2789494.2999 | 0 | 27012503.0522 | 36050297.7464 | 7498942.0933 | 1.6821 | 16058.6321 | 21431.5004 | 327.3769 | 436.9101
1 | 1600 | 707 | 0.04 | 15 | 15 | 7 | 1e-08 | 5spot_SharedNeighbor | Water | Porous | Wet | R600a | MinimizeLCOE_Brownfield | IgnoreSilica | 102.1419 | 10.5126 | 0.42303 | 4 | 16005.7297 | 21346.7856 | 326.2984 | 435.1831 | 77.8486 | 0 | 172.2165 | 1512072.9996 | 84310.1683 | 2313067.3163 | 2844054.4324 | 0 | 140629.4164 | 0 | 2688712.3898 | 6995478.1076 | 4774557.5511 | 21352882.3815 | 961560.8286 | 4769433.0752 | 4769433.0752 | 1478867.319 | 2789494.2999 | 0 | 27083876.2853 | 36121670.9795 | 10000000 | 1.6921 | 16005.7297 | 21346.7856 | 326.2984 | 435.1831
1 | 1700 | 707 | 0.04 | 15 | 15 | 7 | 1e-13 | 5spot_SharedNeighbor | Water | Porous | Wet | R600a | MinimizeLCOE_Brownfield | IgnoreSilica | 0 | 0 | 0 | 0 | [6 empty] | 17.3346 | [19 empty] | 100 | 0
1 | 1700 | 707 | 0.04 | 15 | 15 | 7 | 1.3335e-13 | 5spot_SharedNeighbor | Water | Porous | Wet | R600a | MinimizeLCOE_Brownfield | IgnoreSilica | 0 | 0 | 0 | 0 | [6 empty] | 19.2468 | [19 empty] | 133.3521 | 0
1 | 1700 | 707 | 0.04 | 15 | 15 | 7 | 1.7783e-13 | 5spot_SharedNeighbor | Water | Porous | Wet | R600a | MinimizeLCOE_Brownfield | IgnoreSilica | 0 | 0 | 0 | 0 | [6 empty] | 21.2566 | [19 empty] | 177.8279 | 0
1 | 1700 | 707 | 0.04 | 15 | 15 | 7 | 2.3714e-13 | 5spot_SharedNeighbor | Water | Porous | Wet | R600a | MinimizeLCOE_Brownfield | IgnoreSilica | 0 | 0 | 0 | 0 | [6 empty] | 20.869 | [19 empty] | 237.1374 | 0
1 | 1700 | 707 | 0.04 | 15 | 15 | 7 | 3.1623e-13 | 5spot_SharedNeighbor | Water | Porous | Wet | R600a | MinimizeLCOE_Brownfield | IgnoreSilica | 0 | 0 | 0 | 0 | [6 empty] | 22.5125 | [19 empty] | 316.2278 | 0
1 | 1700 | 707 | 0.04 | 15 | 15 | 7 | 4.217e-13 | 5spot_SharedNeighbor | Water | Porous | Wet | R600a | MinimizeLCOE_Brownfield | IgnoreSilica | 0 | 0 | 0 | 0 | [6 empty] | 21.8682 | [19 empty] | 421.6965 | 0
1 | 1700 | 707 | 0.04 | 15 | 15 | 7 | 5.6234e-13 | 5spot_SharedNeighbor | Water | Porous | Wet | R600a | MinimizeLCOE_Brownfield | IgnoreSilica | 0 | 0 | 0 | 0 | [6 empty] | 24.1312 | [19 empty] | 562.3413 | 0
1 | 1700 | 707 | 0.04 | 15 | 15 | 7 | 7.4989e-13 | 5spot_SharedNeighbor | Water | Porous | Wet | R600a | MinimizeLCOE_Brownfield | IgnoreSilica | 0 | 0 | 0 | 0 | [6 empty] | 23.9878 | [19 empty] | 749.8942 | 0
1 | 1700 | 707 | 0.04 | 15 | 15 | 7 | 1e-12 | 5spot_SharedNeighbor | Water | Porous | Wet | R600a | MinimizeLCOE_Brownfield | IgnoreSilica | 0.62825 | 0.046354 | 8.9416e-05 | 4 | 17946518.9587 | 44389216.1249 | 365864.0634 | 904934.2116 | 65.6764 | 0 | 57.089 | 30096.2766 | 1511.1605 | 30495.8426 | 38536.8817 | 0 | 24621.4908 | 0 | 48852.0444 | 127102.9985 | 86750.4082 | 387967.1034 | 961560.8286 | 5069319.0393 | 5069319.0393 | 1478867.319 | 2909448.6856 | 0 | 6418846.9713 | 15876482.0152 | 1000 | 0.00035767 | 17946518.9587 | 44389216.1249 | 365864.0634 | 904934.2116
1 | 1700 | 707 | 0.04 | 15 | 15 | 7 | 1.3335e-12 | 5spot_SharedNeighbor | Water | Porous | Wet | R600a | MinimizeLCOE_Brownfield | IgnoreSilica | 0.93774 | 0.079604 | 0.00066309 | 4 | 2477146.3856 | 6042886.201 | 50499.9797 | 123192.4088 | 70.4133 | 0 | 66.2521 | 46535.67 | 2425.689 | 46804.7975 | 47540.6492 | 0 | 30850.9193 | 0 | 67921.5127 | 176717.8435 | 120613.5594 | 539410.6407 | 961560.8286 | 5069319.0393 | 5069319.0393 | 1478867.319 | 2909448.6856 | 0 | 6570290.5086 | 16027925.5525 | 1333.5214 | 0.0026524 | 2477146.3856 | 6042886.201 | 50499.9797 | 123192.4088
1 | 1700 | 707 | 0.04 | 15 | 15 | 7 | 1.7783e-12 | 5spot_SharedNeighbor | Water | Porous | Wet | R600a | MinimizeLCOE_Brownfield | IgnoreSilica | 1.243 | 0.11335 | 0.0015449 | 4 | 1085136.3269 | 2615580.7691 | 22121.9718 | 53322.1518 | 73.0064 | 0 | 196.7445 | 61276.7371 | 3259.9837 | 61956.3597 | 56529.5229 | 0 | 34880.0845 | 0 | 84982.0483 | 221105.8574 | 150909.291 | 674899.8846 | 961560.8286 | 5069319.0393 | 5069319.0393 | 1478867.319 | 2909448.6856 | 0 | 6705779.7525 | 16163414.7964 | 1778.2794 | 0.0061797 | 1085136.3269 | 2615580.7691 | 22121.9718 | 53322.1518
1 | 1700 | 707 | 0.04 | 15 | 15 | 7 | 2.3714e-12 | 5spot_SharedNeighbor | Water | Porous | Wet | R600a | MinimizeLCOE_Brownfield | IgnoreSilica | 1.6709 | 0.16121 | 0.0028128 | 4 | 611910.1462 | 1452500.6969 | 12474.616 | 29611.1914 | 75.1644 | 0 | 280.8875 | 80086.7309 | 4333.9095 | 81973.3184 | 69089.089 | 0 | 40190.5142 | 0 | 107512.6892 | 279725.9634 | 190918.7178 | 853830.9323 | 961560.8286 | 5069319.0393 | 5069319.0393 | 1478867.319 | 2909448.6856 | 0 | 6884710.8002 | 16342345.8441 | 2371.3737 | 0.011251 | 611910.1462 | 1452500.6969 | 12474.616 | 29611.1914
1 | 1700 | 707 | 0.04 | 15 | 15 | 7 | 3.1623e-12 | 5spot_SharedNeighbor | Water | Porous | Wet | R600a | MinimizeLCOE_Brownfield | IgnoreSilica | 2.2543 | 0.22647 | 0.00454 | 4 | 391527.1673 | 912319.8599 | 7981.8109 | 18598.8743 | 76.8595 | 0 | 402.2759 | 103058.1029 | 5649.8646 | 107444.216 | 85549.9228 | 0 | 46762.5374 | 0 | 135901.211 | 353587.074 | 241330.4435 | 1079283.3722 | 961560.8286 | 5069319.0393 | 5069319.0393 | 1478867.319 | 2909448.6856 | 0 | 7110163.2401 | 16567798.284 | 3162.2777 | 0.01816 | 391527.1673 | 912319.8599 | 7981.8109 | 18598.8743
1 | 1700 | 707 | 0.04 | 15 | 15 | 7 | 4.217e-12 | 5spot_SharedNeighbor | Water | Porous | Wet | R600a | MinimizeLCOE_Brownfield | IgnoreSilica | 3.164 | 0.32913 | 0.0069663 | 4 | 267208.511 | 606613.7247 | 5447.4069 | 12366.6413 | 78.3039 | 0 | 72.7485 | 135493.4267 | 7515.6328 | 144729.4883 | 111766.5752 | 0 | 57341.8457 | 0 | 178170.3178 | 463562.6192 | 316391.0128 | 1414970.9185 | 961560.8286 | 5069319.0393 | 5069319.0393 | 1478867.319 | 2909448.6856 | 0 | 7445850.7864 | 16903485.8303 | 4216.965 | 0.027865 | 267208.511 | 606613.7247 | 5447.4069 | 12366.6413
1 | 1700 | 707 | 0.04 | 15 | 15 | 7 | 5.6234e-12 | 5spot_SharedNeighbor | Water | Porous | Wet | R600a | MinimizeLCOE_Brownfield | IgnoreSilica | 4.0434 | 0.42832 | 0.010125 | 4 | 191108.9881 | 424635.0774 | 3896.0152 | 8656.7604 | 79.1014 | 0 | 104.6319 | 163876.7351 | 9148.7158 | 178570.2738 | 136715.0975 | 0 | 63434.0342 | 0 | 215180.494 | 559855.5058 | 382112.8866 | 1708893.7427 | 961560.8286 | 5069319.0393 | 5069319.0393 | 1478867.319 | 2909448.6856 | 0 | 7739773.6106 | 17197408.6545 | 5623.4133 | 0.040499 | 191108.9881 | 424635.0774 | 3896.0152 | 8656.7604
1 | 1700 | 707 | 0.04 | 15 | 15 | 7 | 7.4989e-12 | 5spot_SharedNeighbor | Water | Porous | Wet | R600a | MinimizeLCOE_Brownfield | IgnoreSilica | 5.407 | 0.58253 | 0.014438 | 4 | 141652.6866 | 305413.1783 | 2887.7816 | 6226.2607 | 79.8337 | 0 | 118.3459 | 204321.9592 | 11478.0128 | 228241.0104 | 175755.1729 | 0 | 74356.3784 | 0 | 270719.4882 | 704356.576 | 480737.8362 | 2149966.4341 | 961560.8286 | 5069319.0393 | 5069319.0393 | 1478867.319 | 2909448.6856 | 0 | 8180846.302 | 17638481.3459 | 7498.9421 | 0.057753 | 141652.6866 | 305413.1783 | 2887.7816 | 6226.2607
1 | 1700 | 707 | 0.04 | 15 | 15 | 7 | 1e-11 | 5spot_SharedNeighbor | Water | Porous | Wet | R600a | MinimizeLCOE_Brownfield | IgnoreSilica | 7.0466 | 0.76778 | 0.020044 | 4 | 108249.8894 | 226212.4853 | 2206.8204 | 4611.6475 | 80.3218 | 0 | 107.1325 | 248713.6778 | 14032.5253 | 284547.3805 | 222729.2799 | 0 | 84941.1142 | 0 | 333435.9513 | 867531.9481 | 592108.3806 | 2648040.2576 | 961560.8286 | 5069319.0393 | 5069319.0393 | 1478867.319 | 2909448.6856 | 0 | 8678920.1256 | 18136555.1695 | 10000 | 0.080175 | 108249.8894 | 226212.4853 | 2206.8204 | 4611.6475
1 | 1700 | 707 | 0.04 | 15 | 15 | 7 | 1.3335e-11 | 5spot_SharedNeighbor | Water | Porous | Wet | R600a | MinimizeLCOE_Brownfield | IgnoreSilica | 9.3635 | 1.0308 | 0.027731 | 4 | 84331.5354 | 169594.6839 | 1719.2124 | 3457.417 | 80.7713 | 0 | 106.1244 | 306639.518 | 17368.2559 | 360051.0358 | 289288.6451 | 0 | 99673.4786 | 0 | 418478.164 | 1088794.3411 | 743124.5103 | 3323417.9487 | 961560.8286 | 5069319.0393 | 5069319.0393 | 1478867.319 | 2909448.6856 | 0 | 9354297.8167 | 18811932.8606 | 13335.2143 | 0.11092 | 84331.5354 | 169594.6839 | 1719.2124 | 3457.417
1 | 1700 | 707 | 0.04 | 15 | 15 | 7 | 1.7783e-11 | 5spot_SharedNeighbor | Water | Porous | Wet | R600a | MinimizeLCOE_Brownfield | IgnoreSilica | 11.8191 | 1.3094 | 0.037307 | 4 | 67180.2301 | 130557.4159 | 1369.5599 | 2661.5895 | 81.0442 | 0 | 104.5055 | 363186.0909 | 20620.4778 | 435870.9356 | 359779.4627 | 0 | 110161.3359 | 0 | 502951.1381 | 1308575.6919 | 893129.7983 | 3994274.9313 | 961560.8286 | 5069319.0393 | 5069319.0393 | 1478867.319 | 2909448.6856 | 0 | 10025154.7992 | 19482789.8431 | 17782.7941 | 0.14923 | 67180.2301 | 130557.4159 | 1369.5599 | 2661.5895
1 | 1700 | 707 | 0.04 | 15 | 15 | 7 | 2.3714e-11 | 5spot_SharedNeighbor | Water | Porous | Wet | R600a | MinimizeLCOE_Brownfield | IgnoreSilica | 15.0929 | 1.6805 | 0.049873 | 4 | 54565.6066 | 101973.9252 | 1112.3937 | 2078.8764 | 81.2686 | 0 | 98.26 | 433176.9847 | 24641.6694 | 532099.0868 | 453668.4518 | 0 | 123797.6163 | 0 | 611279.6855 | 1590424.3511 | 1085497.2995 | 4854585.1452 | 961560.8286 | 5069319.0393 | 5069319.0393 | 1478867.319 | 2909448.6856 | 0 | 10885465.0131 | 20343100.057 | 23713.7371 | 0.19949 | 54565.6066 | 101973.9252 | 1112.3937 | 2078.8764
1 | 1700 | 707 | 0.04 | 15 | 15 | 7 | 3.1623e-11 | 5spot_SharedNeighbor | Water | Porous | Wet | R600a | MinimizeLCOE_Brownfield | IgnoreSilica | 19.1271 | 2.138 | 0.06596 | 4 | 45104.8004 | 80950.7023 | 919.5224 | 1650.2896 | 81.4405 | 0 | 100.2958 | 513334.3492 | 29241.909 | 645030.5525 | 569370.2861 | 0 | 138132.9568 | 0 | 739092.9209 | 1922968.1714 | 1312465.29 | 5869636.436 | 961560.8286 | 5069319.0393 | 5069319.0393 | 1478867.319 | 2909448.6856 | 0 | 11900516.304 | 21358151.3479 | 31622.7766 | 0.26384 | 45104.8004 | 80950.7023 | 919.5224 | 1650.2896
1 | 1700 | 707 | 0.04 | 15 | 15 | 7 | 4.217e-11 | 5spot_SharedNeighbor | Water | Porous | Wet | R600a | MinimizeLCOE_Brownfield | IgnoreSilica | 24.0381 | 2.6949 | 0.086293 | 4 | 37913.3731 | 65313.1243 | 772.9154 | 1331.4964 | 81.5728 | 0 | 127.4818 | 604295.8961 | 34455.9011 | 776189.8137 | 710222.1395 | 0 | 152908.0729 | 0 | 888448.0111 | 2311559.4791 | 1577686.8423 | 7055766.1558 | 961560.8286 | 5069319.0393 | 5069319.0393 | 1478867.319 | 2909448.6856 | 0 | 13086646.0237 | 22544281.0676 | 42169.6503 | 0.34517 | 37913.3731 | 65313.1243 | 772.9154 | 1331.4964
1 | 1700 | 707 | 0.04 | 15 | 15 | 7 | 5.6234e-11 | 5spot_SharedNeighbor | Water | Porous | Wet | R600a | MinimizeLCOE_Brownfield | IgnoreSilica | 29.9554 | 3.3661 | 0.11163 | 4 | 32388.1352 | 53568.1106 | 660.2759 | 1092.0584 | 81.6755 | 0 | 122.025 | 706778.3058 | 40322.6608 | 927245.0031 | 879946.5595 | 0 | 167993.186 | 0 | 1061691.4289 | 2762303.3152 | 1885328.7723 | 8431609.2316 | 961560.8286 | 5069319.0393 | 5069319.0393 | 1478867.319 | 2909448.6856 | 0 | 14462489.0995 | 23920124.1434 | 56234.1325 | 0.44654 | 32388.1352 | 53568.1106 | 660.2759 | 1092.0584
1 | 1700 | 707 | 0.04 | 15 | 15 | 7 | 7.4989e-11 | 5spot_SharedNeighbor | Water | Porous | Wet | R600a | MinimizeLCOE_Brownfield | IgnoreSilica | 36.8808 | 4.1517 | 0.14244 | 4 | 28109.76 | 44709.2558 | 573.0555 | 911.4587 | 81.7548 | 0 | 126.6315 | 819320.6971 | 46756.5302 | 1096591.5969 | 1078593.2455 | 0 | 182490.1909 | 0 | 1257263.3816 | 3271141.4187 | 2232621.2335 | 9984778.2943 | 961560.8286 | 5069319.0393 | 5069319.0393 | 1478867.319 | 2909448.6856 | 0 | 16015658.1622 | 25473293.2061 | 74989.4209 | 0.56975 | 28109.76 | 44709.2558 | 573.0555 | 911.4587
1 | 1700 | 707 | 0.04 | 15 | 15 | 7 | 1e-10 | 5spot_SharedNeighbor | Water | Porous | Wet | R600a | MinimizeLCOE_Brownfield | IgnoreSilica | 44.7102 | 5.0398 | 0.17869 | 4 | 24782.8352 | 38015.0519 | 505.2316 | 774.9883 | 81.8146 | 0 | 112.8909 | 939210.5738 | 53600.5991 | 1280486.4673 | 1303168.3434 | 0 | 195417.4506 | 0 | 1471034.5393 | 3827330.1207 | 2612231.4511 | 11682479.5453 | 961560.8286 | 5069319.0393 | 5069319.0393 | 1478867.319 | 2909448.6856 | 0 | 17713359.4133 | 27170994.4572 | 100000 | 0.71474 | 24782.8352 | 38015.0519 | 505.2316 | 774.9883
1 | 1700 | 707 | 0.04 | 15 | 15 | 7 | 1.3335e-10 | 5spot_SharedNeighbor | Water | Porous | Wet | R600a | MinimizeLCOE_Brownfield | IgnoreSilica | 53.1561 | 5.9973 | 0.21949 | 4 | 22196.3429 | 32968.5142 | 452.5025 | 672.1078 | 81.8553 | 0 | 127.7627 | 1061638.825 | 60578.522 | 1471616.6903 | 1545367.1756 | 0 | 205559.7296 | 0 | 1694456.7676 | 4408628.9284 | 3008979.8319 | 13456826.4705 | 961560.8286 | 5069319.0393 | 5069319.0393 | 1478867.319 | 2909448.6856 | 0 | 19487706.3385 | 28945341.3824 | 133352.1432 | 0.87797 | 22196.3429 | 32968.5142 | 452.5025 | 672.1078
1 | 1700 | 707 | 0.04 | 15 | 15 | 7 | 1.7783e-10 | 5spot_SharedNeighbor | Water | Porous | Wet | R600a | MinimizeLCOE_Brownfield | IgnoreSilica | 61.7017 | 6.9646 | 0.26282 | 4 | 20194.2772 | 29190.6576 | 411.6877 | 595.091 | 81.8758 | 0 | 134.4852 | 1179505.9878 | 67284.3491 | 1658602.3076 | 1790274.0865 | 0 | 211513.2887 | 0 | 1913800.2077 | 4979315.5661 | 3398485.1886 | 15198780.9822 | 961560.8286 | 5069319.0393 | 5069319.0393 | 1478867.319 | 2909448.6856 | 0 | 21229660.8501 | 30687295.894 | 177827.941 | 1.0513 | 20194.2772 | 29190.6576 | 411.6877 | 595.091
1 | 1700 | 707 | 0.04 | 15 | 15 | 7 | 2.3714e-10 | 5spot_SharedNeighbor | Water | Porous | Wet | R600a | MinimizeLCOE_Brownfield | IgnoreSilica | 69.8575 | 7.8854 | 0.30617 | 4 | 18654.7491 | 26377.2629 | 380.3023 | 537.7362 | 81.877 | 0 | 153.2343 | 1287144.153 | 73395.8722 | 1831825.2386 | 2023754.2174 | 0 | 212975.237 | 0 | 2117346.9401 | 5508902.4105 | 3759939.0918 | 16815283.1604 | 961560.8286 | 5069319.0393 | 5069319.0393 | 1478867.319 | 2909448.6856 | 0 | 22846163.0283 | 32303798.0722 | 237137.3706 | 1.2247 | 18654.7491 | 26377.2629 | 380.3023 | 537.7362
1 | 1700 | 707 | 0.04 | 15 | 15 | 7 | 3.1623e-10 | 5spot_SharedNeighbor | Water | Porous | Wet | R600a | MinimizeLCOE_Brownfield | IgnoreSilica | 79.068 | 8.9212 | 0.35249 | 4 | 17482.703 | 24190.4806 | 356.4085 | 493.1557 | 81.8578 | 0 | 124.5951 | 1403656.6712 | 79995.5801 | 2021955.6846 | 2287000.7112 | 0 | 218803.5285 | 0 | 2344450.7485 | 6099779.9346 | 4163225.1433 | 18618868.0021 | 961560.8286 | 5069319.0393 | 5069319.0393 | 1478867.319 | 2909448.6856 | 0 | 24649747.8701 | 34107382.914 | 316227.766 | 1.41 | 17482.703 | 24190.4806 | 356.4085 | 493.1557
1 | 1700 | 707 | 0.04 | 15 | 15 | 7 | 4.217e-10 | 5spot_SharedNeighbor | Water | Porous | Wet | R600a | MinimizeLCOE_Brownfield | IgnoreSilica | 83.6501 | 9.4346 | 0.38413 | 4 | 16585.0955 | 22740.3237 | 338.1096 | 463.5923 | 81.8405 | 0 | 165.3671 | 1459790.8867 | 83168.6126 | 2114538.1393 | 2417756.045 | 0 | 205298.1278 | 0 | 2449415.2065 | 6372875.9231 | 4349618.767 | 19452461.7079 | 961560.8286 | 5069319.0393 | 5069319.0393 | 1478867.319 | 2909448.6856 | 0 | 25483341.5759 | 34940976.6198 | 421696.5034 | 1.5365 | 16585.0955 | 22740.3237 | 338.1096 | 463.5923
1 | 1700 | 707 | 0.04 | 15 | 15 | 7 | 5.6234e-10 | 5spot_SharedNeighbor | Water | Porous | Wet | R600a | MinimizeLCOE_Brownfield | IgnoreSilica | 88.9897 | 10.0309 | 0.41599 | 4 | 15908.8329 | 21592.5861 | 324.3231 | 440.1941 | 81.8141 | 0 | 168.6797 | 1523769.3525 | 86779.3021 | 2220841.524 | 2569923.6338 | 0 | 198421.2839 | 0 | 2573896.6876 | 6696751.2023 | 4570670.3001 | 20441053.2864 | 961560.8286 | 5069319.0393 | 5069319.0393 | 1478867.319 | 2909448.6856 | 0 | 26471933.1543 | 35929568.1982 | 562341.3252 | 1.664 | 15908.8329 | 21592.5861 | 324.3231 | 440.1941
1 | 1700 | 707 | 0.04 | 15 | 15 | 7 | 7.4989e-10 | 5spot_SharedNeighbor | Water | Porous | Wet | R600a | MinimizeLCOE_Brownfield | IgnoreSilica | 93.3406 | 10.5151 | 0.44265 | 4 | 15398.4321 | 20739.9711 | 313.9179 | 422.8124 | 81.7878 | 0 | 172.4475 | 1574809.524 | 89655.1108 | 2306252.9184 | 2693744.0828 | 0 | 191067.8468 | 0 | 2673656.4983 | 6956305.7662 | 4747821.6232 | 21233313.3705 | 961560.8286 | 5069319.0393 | 5069319.0393 | 1478867.319 | 2909448.6856 | 0 | 27264193.2384 | 36721828.2823 | 749894.2093 | 1.7706 | 15398.4321 | 20739.9711 | 313.9179 | 422.8124
1 | 1700 | 707 | 0.04 | 15 | 15 | 7 | 1e-09 | 5spot_SharedNeighbor | Water | Porous | Wet | R600a | MinimizeLCOE_Brownfield | IgnoreSilica | 96.7971 | 10.8987 | 0.46431 | 4 | 15013.9182 | 20106.1967 | 306.079 | 409.892 | 81.764 | 0 | 184.9301 | 1614682.8534 | 91898.6693 | 2373355.9827 | 2791989.0687 | 0 | 183912.0409 | 0 | 2751777.0598 | 7159559.4425 | 4886546.4338 | 21853721.551 | 961560.8286 | 5069319.0393 | 5069319.0393 | 1478867.319 | 2909448.6856 | 0 | 27884601.4189 | 37342236.4628 | 1000000 | 1.8573 | 15013.9182 | 20106.1967 | 306.079 | 409.892
1 | 1700 | 707 | 0.04 | 15 | 15 | 7 | 1.3335e-09 | 5spot_SharedNeighbor | Water | Porous | Wet | R600a | MinimizeLCOE_Brownfield | IgnoreSilica | 99.5085 | 11.1988 | 0.4816 | 4 | 14724.5978 | 19634.047 | 300.1808 | 400.2666 | 81.7435 | 0 | 193.1306 | 1645555.9522 | 93633.884 | 2425542.9703 | 2868979.9994 | 0 | 177450.5418 | 0 | 2812353.7056 | 7317167.4489 | 4994117.1366 | 22334801.6388 | 961560.8286 | 5069319.0393 | 5069319.0393 | 1478867.319 | 2909448.6856 | 0 | 28365681.5067 | 37823316.5506 | 1333521.4322 | 1.9264 | 14724.5978 | 19634.047 | 300.1808 | 400.2666
1 | 1700 | 707 | 0.04 | 15 | 15 | 7 | 1.7783e-09 | 5spot_SharedNeighbor | Water | Porous | Wet | R600a | MinimizeLCOE_Brownfield | IgnoreSilica | 101.6085 | 11.4308 | 0.49518 | 4 | 14507.0879 | 19281.8901 | 295.7466 | 393.0874 | 81.7267 | 0 | 188.6843 | 1669227.5562 | 94963.1646 | 2465694.2521 | 2928561.6105 | 0 | 171876.3367 | 0 | 2858825.9389 | 7438078.6671 | 5076641.5275 | 22703869.0537 | 961560.8286 | 5069319.0393 | 5069319.0393 | 1478867.319 | 2909448.6856 | 0 | 28734748.9216 | 38192383.9655 | 1778279.41 | 1.9807 | 14507.0879 | 19281.8901 | 295.7466 | 393.0874
1 | 1700 | 707 | 0.04 | 15 | 15 | 7 | 2.3714e-09 | 5spot_SharedNeighbor | Water | Porous | Wet | R600a | MinimizeLCOE_Brownfield | IgnoreSilica | 103.2085 | 11.6073 | 0.50569 | 4 | 14343.663 | 19019.3117 | 292.415 | 387.7344 | 81.7132 | 0 | 211.9728 | 1687124.7701 | 95967.4896 | 2496130.9637 | 2973928.0356 | 0 | 167184.5569 | 0 | 2893930.9682 | 7529414.7525 | 5138980.2826 | 22982661.8193 | 961560.8286 | 5069319.0393 | 5069319.0393 | 1478867.319 | 2909448.6856 | 0 | 29013541.6873 | 38471176.7312 | 2371373.7057 | 2.0227 | 14343.663 | 19019.3117 | 292.415 | 387.7344
1 | 1700 | 707 | 0.04 | 15 | 15 | 7 | 3.1623e-09 | 5spot_SharedNeighbor | Water | Porous | Wet | R600a | MinimizeLCOE_Brownfield | IgnoreSilica | 104.4218 | 11.741 | 0.51374 | 4 | 14220.9293 | 18823.2616 | 289.9129 | 383.7376 | 81.7027 | 0 | 179.3573 | 1700618.4295 | 96724.301 | 2519124.5425 | 3008314.8476 | 0 | 163349.3654 | 0 | 2920371.2795 | 7598207.0189 | 5185932.4179 | 23192642.2023 | 961560.8286 | 5069319.0393 | 5069319.0393 | 1478867.319 | 2909448.6856 | 0 | 29223522.0703 | 38681157.1142 | 3162277.6602 | 2.055 | 14220.9293 | 18823.2616 | 289.9129 | 383.7376
1 | 1700 | 707 | 0.04 | 15 | 15 | 7 | 4.217e-09 | 5spot_SharedNeighbor | Water | Porous | Wet | R600a | MinimizeLCOE_Brownfield | IgnoreSilica | 105.3498 | 11.8431 | 0.51992 | 4 | 14128.7863 | 18676.4069 | 288.0344 | 380.7438 | 81.6944 | 0 | 171.0902 | 1710892.5881 | 97300.3069 | 2536658.4793 | 3034602.9373 | 0 | 160321.1136 | 0 | 2940512.4158 | 7650610.1238 | 5221698.6138 | 23352596.5785 | 961560.8286 | 5069319.0393 | 5069319.0393 | 1478867.319 | 2909448.6856 | 0 | 29383476.4464 | 38841111.4903 | 4216965.0343 | 2.0797 | 14128.7863 | 18676.4069 | 288.0344 | 380.7438
1 | 1700 | 707 | 0.04 | 15 | 15 | 7 | 5.6234e-09 | 5spot_SharedNeighbor | Water | Porous | Wet | R600a | MinimizeLCOE_Brownfield | IgnoreSilica | 106.064 | 11.9217 | 0.52467 | 4 | 14059.6274 | 18566.1382 | 286.6245 | 378.4958 | 81.6879 | 0 | 187.6386 | 1718773.4492 | 97741.9969 | 2550123.5664 | 3054829.5495 | 0 | 157988.6028 | 0 | 2955988.2943 | 7690875.1851 | 5249180.3455 | 23475500.9897 | 961560.8286 | 5069319.0393 | 5069319.0393 | 1478867.319 | 2909448.6856 | 0 | 29506380.8576 | 38964015.9015 | 5623413.2519 | 2.0987 | 14059.6274 | 18566.1382 | 286.6245 | 378.4958
1 | 1700 | 707 | 0.04 | 15 | 15 | 7 | 7.4989e-09 | 5spot_SharedNeighbor | Water | Porous | Wet | R600a | MinimizeLCOE_Brownfield | IgnoreSilica | 106.5996 | 11.9806 | 0.52825 | 4 | 14007.7302 | 18483.6764 | 285.5665 | 376.8147 | 81.683 | 0 | 188.3852 | 1724668.8328 | 98072.3293 | 2560205.1738 | 3069995.738 | 0 | 156164.0097 | 0 | 2967551.3726 | 7720959.943 | 5269713.811 | 23567331.2102 | 961560.8286 | 5069319.0393 | 5069319.0393 | 1478867.319 | 2909448.6856 | 0 | 29598211.0781 | 39055846.1221 | 7498942.0933 | 2.113 | 14007.7302 | 18483.6764 | 285.5665 | 376.8147
1 | 1700 | 707 | 0.04 | 15 | 15 | 7 | 1e-08 | 5spot_SharedNeighbor | Water | Porous | Wet | R600a | MinimizeLCOE_Brownfield | IgnoreSilica | 106.9823 | 12.0226 | 0.53088 | 4 | 13968.7925 | 18422.5175 | 284.7727 | 375.5679 | 81.6795 | 0 | 181.4081 | 1728872.507 | 98307.829 | 2567398.475 | 3080828.4963 | 0 | 154681.9 | 0 | 2975734.7909 | 7742251.5187 | 5284245.7489 | 23632321.2657 | 961560.8286 | 5069319.0393 | 5069319.0393 | 1478867.319 | 2909448.6856 | 0 | 29663201.1337 | 39120836.1776 | 10000000 | 2.1235 | 13968.7925 | 18422.5175 | 284.7727 | 375.5679
1 | 1800 | 707 | 0.04 | 15 | 15 | 7 | 1e-13 | 5spot_SharedNeighbor | Water | Porous | Wet | R600a | MinimizeLCOE_Brownfield | IgnoreSilica | 0 | 0 | 0 | 0 | [6 empty] | 16.8222 | [19 empty] | 100 | 0
1 | 1800 | 707 | 0.04 | 15 | 15 | 7 | 1.3335e-13 | 5spot_SharedNeighbor | Water | Porous | Wet | R600a | MinimizeLCOE_Brownfield | IgnoreSilica | 0 | 0 | 0 | 0 | [6 empty] | 19.2424 | [19 empty] | 133.3521 | 0
1 | 1800 | 707 | 0.04 | 15 | 15 | 7 | 1.7783e-13 | 5spot_SharedNeighbor | Water | Porous | Wet | R600a | MinimizeLCOE_Brownfield | IgnoreSilica | 0 | 0 | 0 | 0 | [6 empty] | 21.3706 | [19 empty] | 177.8279 | 0
1 | 1800 | 707 | 0.04 | 15 | 15 | 7 | 2.3714e-13 | 5spot_SharedNeighbor | Water | Porous | Wet | R600a | MinimizeLCOE_Brownfield | IgnoreSilica | 0 | 0 | 0 | 0 | [6 empty] | 21.3421 | [19 empty] | 237.1374 | 0
1 | 1800 | 707 | 0.04 | 15 | 15 | 7 | 3.1623e-13 | 5spot_SharedNeighbor | Water | Porous | Wet | R600a | MinimizeLCOE_Brownfield | IgnoreSilica | 0 | 0 | 0 | 0 | [6 empty] | 23.1345 | [19 empty] | 316.2278 | 0
1 | 1800 | 707 | 0.04 | 15 | 15 | 7 | 4.217e-13 | 5spot_SharedNeighbor | Water | Porous | Wet | R600a | MinimizeLCOE_Brownfield | IgnoreSilica | 0 | 0 | 0 | 0 | [6 empty] | 22.271 | [19 empty] | 421.6965 | 0
1 | 1800 | 707 | 0.04 | 15 | 15 | 7 | 5.6234e-13 | 5spot_SharedNeighbor | Water | Porous | Wet | R600a | MinimizeLCOE_Brownfield | IgnoreSilica | 0 | 0 | 0 | 0 | [6 empty] | 23.9342 | [19 empty] | 562.3413 | 0
1 | 1800 | 707 | 0.04 | 15 | 15 | 7 | 7.4989e-13 | 5spot_SharedNeighbor | Water | Porous | Wet | R600a | MinimizeLCOE_Brownfield | IgnoreSilica | 0 | 0 | 0 | 0 | [6 empty] | 24.3643 | [19 empty] | 749.8942 | 0
1 | 1800 | 707 | 0.04 | 15 | 15 | 7 | 1e-12 | 5spot_SharedNeighbor | Water | Porous | Wet | R600a | MinimizeLCOE_Brownfield | IgnoreSilica | 0.84513 | 0.074566 | 0.00050059 | 4 | 3426396.4231 | 8363386.1157 | 69851.7256 | 170498.9383 | 71.793 | 0 | 73.4328 | 45293.4554 | 2377.9628 | 44366.2302 | 45714.3258 | 0 | 31522.8682 | 0 | 66017.1886 | 171763.1827 | 117231.9015 | 524287.1152 | 961560.8286 | 5375065.0943 | 5375065.0943 | 1478867.319 | 3031747.1076 | 0 | 6860913.0381 | 16746592.559 | 1000 | 0.0020024 | 3426396.4231 | 8363386.1157 | 69851.7256 | 170498.9383
1 | 1800 | 707 | 0.04 | 15 | 15 | 7 | 1.3335e-12 | 5spot_SharedNeighbor | Water | Porous | Wet | R600a | MinimizeLCOE_Brownfield | IgnoreSilica | 1.1847 | 0.11505 | 0.0014247 | 4 | 1233408.684 | 2968144.9761 | 25144.7043 | 60509.6501 | 75.4325 | 0 | 198.2576 | 63697.7917 | 3437.4003 | 62570.6508 | 56062.3019 | 0 | 37705.9452 | 0 | 87154.8951 | 226759.159 | 154767.7855 | 692155.9295 | 961560.8286 | 5375065.0943 | 5375065.0943 | 1478867.319 | 3031747.1076 | 0 | 7028781.8524 | 16914461.3732 | 1333.5214 | 0.0056987 | 1233408.684 | 2968144.9761 | 25144.7043 | 60509.6501
1 | 1800 | 707 | 0.04 | 15 | 15 | 7 | 1.7783e-12 | 5spot_SharedNeighbor | Water | Porous | Wet | R600a | MinimizeLCOE_Brownfield | IgnoreSilica | 1.6125 | 0.16663 | 0.0027557 | 4 | 655194.9454 | 1552018.1046 | 13357.0352 | 31639.9883 | 78.0142 | 0 | 291.3605 | 84482.0635 | 4646.2933 | 83978.7993 | 68690.7486 | 0 | 44128.4338 | 0 | 111511.272 | 290129.4557 | 198019.3151 | 885586.3813 | 961560.8286 | 5375065.0943 | 5375065.0943 | 1478867.319 | 3031747.1076 | 0 | 7222212.3042 | 17107891.825 | 1778.2794 | 0.011023 | 655194.9454 | 1552018.1046 | 13357.0352 | 31639.9883
1 | 1800 | 707 | 0.04 | 15 | 15 | 7 | 2.3714e-12 | 5spot_SharedNeighbor | Water | Porous | Wet | R600a | MinimizeLCOE_Brownfield | IgnoreSilica | 2.196 | 0.23755 | 0.004623 | 4 | 403859.8849 | 938449.105 | 8233.23 | 19131.5544 | 80.0102 | 0 | 390.4658 | 110060.7188 | 6142.8052 | 111345.2845 | 85781.7864 | 0 | 52023.1236 | 0 | 142487.9502 | 370724.418 | 253027.0329 | 1131593.1195 | 961560.8286 | 5375065.0943 | 5375065.0943 | 1478867.319 | 3031747.1076 | 0 | 7468219.0424 | 17353898.5632 | 2371.3737 | 0.018492 | 403859.8849 | 938449.105 | 8233.23 | 19131.5544
1 | 1800 | 707 | 0.04 | 15 | 15 | 7 | 3.1623e-12 | 5spot_SharedNeighbor | Water | Porous | Wet | R600a | MinimizeLCOE_Brownfield | IgnoreSilica | 2.923 | 0.32667 | 0.0071987 | 4 | 269332.7247 | 612648.3082 | 5490.7119 | 12489.6644 | 81.4324 | 0 | 94.9149 | 139109.8801 | 7849.1258 | 143503.5602 | 107402.1949 | 0 | 60198.2007 | 0 | 178644.5551 | 464796.4872 | 317233.1531 | 1418737.1571 | 961560.8286 | 5375065.0943 | 5375065.0943 | 1478867.319 | 3031747.1076 | 0 | 7755363.08 | 17641042.6008 | 3162.2777 | 0.028795 | 269332.7247 | 612648.3082 | 5490.7119 | 12489.6644
1 | 1800 | 707 | 0.04 | 15 | 15 | 7 | 4.217e-12 | 5spot_SharedNeighbor | Water | Porous | Wet | R600a | MinimizeLCOE_Brownfield | IgnoreSilica | 3.8413 | 0.43947 | 0.010652 | 4 | 189986.3872 | 422001.6121 | 3873.1295 | 8603.0737 | 82.4854 | 0 | 86.6102 | 172537.8156 | 9814.7661 | 181785.9943 | 134572.9038 | 0 | 68982.8932 | 0 | 221400.8055 | 576039.4804 | 393158.7818 | 1758293.4407 | 961560.8286 | 5375065.0943 | 5375065.0943 | 1478867.319 | 3031747.1076 | 0 | 8094919.3636 | 17980598.8844 | 4216.965 | 0.042608 | 189986.3872 | 422001.6121 | 3873.1295 | 8603.0737
1 | 1800 | 707 | 0.04 | 15 | 15 | 7 | 5.6234e-12 | 5spot_SharedNeighbor | Water | Porous | Wet | R600a | MinimizeLCOE_Brownfield | IgnoreSilica | 5.0586 | 0.58935 | 0.015295 | 4 | 139286.4005 | 300874.4682 | 2839.5417 | 6133.733 | 83.3055 | 0 | 116.553 | 213121.0237 | 12202.6802 | 229738.8918 | 170731.3559 | 0 | 79565.1538 | 0 | 275090.0511 | 715727.8843 | 488498.9877 | 2184676.0285 | 961560.8286 | 5375065.0943 | 5375065.0943 | 1478867.319 | 3031747.1076 | 0 | 8521301.9514 | 18406981.4723 | 5623.4133 | 0.061178 | 139286.4005 | 300874.4682 | 2839.5417 | 6133.733
1 | 1800 | 707 | 0.04 | 15 | 15 | 7 | 7.4989e-12 | 5spot_SharedNeighbor | Water | Porous | Wet | R600a | MinimizeLCOE_Brownfield | IgnoreSilica | 6.5519 | 0.77338 | 0.021408 | 4 | 105278.8416 | 220721.3965 | 2146.2516 | 4499.7042 | 83.8886 | 0 | 126.21 | 258852.2114 | 14893.6296 | 285391.6153 | 215417.5682 | 0 | 90309.723 | 0 | 337297.2515 | 877578.2593 | 598965.1944 | 2678705.4528 | 961560.8286 | 5375065.0943 | 5375065.0943 | 1478867.319 | 3031747.1076 | 0 | 9015331.3757 | 18901010.8966 | 7498.9421 | 0.085633 | 105278.8416 | 220721.3965 | 2146.2516 | 4499.7042
1 | 1800 | 707 | 0.04 | 15 | 15 | 7 | 1e-11 | 5spot_SharedNeighbor | Water | Porous | Wet | R600a | MinimizeLCOE_Brownfield | IgnoreSilica | 8.2599 | 0.98237 | 0.029058 | 4 | 82104.9655 | 167156.3975 | 1673.8208 | 3407.7093 | 84.2403 | 0 | 104.5551 | 306684.1405 | 17699.1438 | 345485.3061 | 265961.2399 | 0 | 99468.2016 | 0 | 403766.2325 | 1050516.913 | 716999.3791 | 3206580.5565 | 961560.8286 | 5375065.0943 | 5375065.0943 | 1478867.319 | 3031747.1076 | 0 | 9543206.4794 | 19428886.0002 | 10000 | 0.11623 | 82104.9655 | 167156.3975 | 1673.8208 | 3407.7093
1 | 1800 | 707 | 0.04 | 15 | 15 | 7 | 1.3335e-11 | 5spot_SharedNeighbor | Water | Porous | Wet | R600a | MinimizeLCOE_Brownfield | IgnoreSilica | 10.9176 | 1.3118 | 0.040029 | 4 | 64621.404 | 126361.6074 | 1317.3947 | 2576.0523 | 84.7303 | 0 | 102.7056 | 376747.4239 | 21821.5132 | 435257.8281 | 344665.7696 | 0 | 116326.8089 | 0 | 504979.544 | 1313853.188 | 896731.7978 | 4010383.8734 | 961560.8286 | 5375065.0943 | 5375065.0943 | 1478867.319 | 3031747.1076 | 0 | 10347009.7963 | 20232689.3172 | 13335.2143 | 0.16012 | 64621.404 | 126361.6074 | 1317.3947 | 2576.0523
1 | 1800 | 707 | 0.04 | 15 | 15 | 7 | 1.7783e-11 | 5spot_SharedNeighbor | Water | Porous | Wet | R600a | MinimizeLCOE_Brownfield | IgnoreSilica | 13.9922 | 1.6909 | 0.05373 | 4 | 52210.8479 | 98207.6766 | 1064.3888 | 2002.0963 | 85.005 | 0 | 101.779 | 450808.458 | 26165.9736 | 533150.9594 | 435589.0271 | 0 | 131352.4989 | 0 | 615056.0976 | 1600249.8007 | 1092203.3708 | 4884576.1861 | 961560.8286 | 5375065.0943 | 5375065.0943 | 1478867.319 | 3031747.1076 | 0 | 11221202.109 | 21106881.6298 | 17782.7941 | 0.21492 | 52210.8479 | 98207.6766 | 1064.3888 | 2002.0963
1 | 1800 | 707 | 0.04 | 15 | 15 | 7 | 2.3714e-11 | 5spot_SharedNeighbor | Water | Porous | Wet | R600a | MinimizeLCOE_Brownfield | IgnoreSilica | 17.064 | 2.0699 | 0.070258 | 4 | 42856.1575 | 78032.6596 | 873.6807 | 1590.8013 | 85.1816 | 0 | 156.5533 | 520036.7172 | 30223.4593 | 626708.7185 | 526735.3792 | 0 | 138984.0689 | 0 | 718648.4538 | 1869775.8618 | 1276160.4457 | 5707273.1046 | 961560.8286 | 5375065.0943 | 5375065.0943 | 1478867.319 | 3031747.1076 | 0 | 12043899.0275 | 21929578.5483 | 23713.7371 | 0.28103 | 42856.1575 | 78032.6596 | 873.6807 | 1590.8013
1 | 1800 | 707 | 0.04 | 15 | 15 | 7 | 3.1623e-11 | 5spot_SharedNeighbor | Water | Porous | Wet | R600a | MinimizeLCOE_Brownfield | IgnoreSilica | 22.5307 | 2.7446 | 0.094198 | 4 | 35803.4005 | 62039.8259 | 729.9007 | 1264.7658 | 85.378 | 0 | 103.7374 | 634575.6852 | 36927.6113 | 785272.007 | 688953.4383 | 0 | 163999.7329 | 0 | 900794.1051 | 2343681.4832 | 1599610.7701 | 7153814.8332 | 961560.8286 | 5375065.0943 | 5375065.0943 | 1478867.319 | 3031747.1076 | 0 | 13490440.756 | 23376120.2769 | 31622.7766 | 0.37679 | 35803.4005 | 62039.8259 | 729.9007 | 1264.7658
1 | 1800 | 707 | 0.04 | 15 | 15 | 7 | 4.217e-11 | 5spot_SharedNeighbor | Water | Porous | Wet | R600a | MinimizeLCOE_Brownfield | IgnoreSilica | 28.1844 | 3.4425 | 0.12243 | 4 | 30437.0876 | 50623.2338 | 620.5012 | 1032.0231 | 85.5021 | 0 | 128.3156 | 744496.6557 | 43351.5524 | 941216.6615 | 856728.9077 | 0 | 180917.2039 | 0 | 1079017.2827 | 2807381.6327 | 1916095.6502 | 8569205.5469 | 961560.8286 | 5375065.0943 | 5375065.0943 | 1478867.319 | 3031747.1076 | 0 | 14905831.4697 | 24791510.9906 | 42169.6503 | 0.48973 | 30437.0876 | 50623.2338 | 620.5012 | 1032.0231
1 | 1800 | 707 | 0.04 | 15 | 15 | 7 | 5.6234e-11 | 5spot_SharedNeighbor | Water | Porous | Wet | R600a | MinimizeLCOE_Brownfield | IgnoreSilica | 34.9077 | 4.2725 | 0.1572 | 4 | 26284.2292 | 42006.2289 | 535.8396 | 856.3538 | 85.5984 | 0 | 109.4814 | 866965.118 | 50498.173 | 1118674.6366 | 1056256.7361 | 0 | 197737.1729 | 0 | 1283151.4163 | 3338496.7746 | 2278592.6479 | 10190372.6753 | 961560.8286 | 5375065.0943 | 5375065.0943 | 1478867.319 | 3031747.1076 | 0 | 16526998.5981 | 26412678.119 | 56234.1325 | 0.62878 | 26284.2292 | 42006.2289 | 535.8396 | 856.3538
1 | 1800 | 707 | 0.04 | 15 | 15 | 7 | 7.4989e-11 | 5spot_SharedNeighbor | Water | Porous | Wet | R600a | MinimizeLCOE_Brownfield | IgnoreSilica | 42.6445 | 5.2276 | 0.19877 | 4 | 23051.1398 | 35484.7197 | 469.9287 | 723.404 | 85.6719 | 0 | 101.9927 | 999500.2212 | 58220.2504 | 1314554.8693 | 1285865.1149 | 0 | 213306.6911 | 0 | 1509864.3873 | 3928357.4199 | 2681184.6588 | 11990853.6129 | 961560.8286 | 5375065.0943 | 5375065.0943 | 1478867.319 | 3031747.1076 | 0 | 18327479.5358 | 28213159.0566 | 74989.4209 | 0.79508 | 23051.1398 | 35484.7197 | 469.9287 | 723.404
1 | 1800 | 707 | 0.04 | 15 | 15 | 7 | 1e-10 | 5spot_SharedNeighbor | Water | Porous | Wet | R600a | MinimizeLCOE_Brownfield | IgnoreSilica | 51.1681 | 6.2795 | 0.24654 | 4 | 20529.8833 | 30554.3373 | 418.5294 | 622.8915 | 85.7238 | 0 | 130.202 | 1137410.5687 | 66241.9955 | 1522146.2332 | 1538779.0711 | 0 | 226190.9974 | 0 | 1751399.8577 | 4556783.1682 | 3110098.1448 | 13909050.0366 | 961560.8286 | 5375065.0943 | 5375065.0943 | 1478867.319 | 3031747.1076 | 0 | 20245675.9595 | 30131355.4803 | 100000 | 0.98616 | 20529.8833 | 30554.3373 | 418.5294 | 622.8915
1 | 1800 | 707 | 0.04 | 15 | 15 | 7 | 1.3335e-10 | 5spot_SharedNeighbor | Water | Porous | Wet | R600a | MinimizeLCOE_Brownfield | IgnoreSilica | 60.0692 | 7.3764 | 0.29869 | 4 | 18569.5657 | 26843.7321 | 378.5657 | 547.2458 | 85.7528 | 0 | 121.2442 | 1274066.0237 | 74175.3787 | 1731345.0482 | 1802739.9128 | 0 | 234991.128 | 0 | 1995753.8216 | 5192542.0584 | 3544016.6509 | 15849630.0221 | 961560.8286 | 5375065.0943 | 5375065.0943 | 1478867.319 | 3031747.1076 | 0 | 22186255.945 | 32071935.4658 | 133352.1432 | 1.1948 | 18569.5657 | 26843.7321 | 378.5657 | 547.2458
1 | 1800 | 707 | 0.04 | 15 | 15 | 7 | 1.7783e-10 | 5spot_SharedNeighbor | Water | Porous | Wet | R600a | MinimizeLCOE_Brownfield | IgnoreSilica | 68.7929 | 8.4487 | 0.35227 | 4 | 17054.7001 | 24070.3936 | 347.6831 | 490.7075 | 85.7582 | 0 | 123.3739 | 1401798.1943 | 81574.2395 | 1929901.8873 | 2061149.2006 | 0 | 238646.0893 | 0 | 2228097.1483 | 5797051.7342 | 3956606.9261 | 17694825.4196 | 961560.8286 | 5375065.0943 | 5375065.0943 | 1478867.319 | 3031747.1076 | 0 | 24031451.3424 | 33917130.8633 | 177827.941 | 1.4091 | 17054.7001 | 24070.3936 | 347.6831 | 490.7075
1 | 1800 | 707 | 0.04 | 15 | 15 | 7 | 2.3714e-10 | 5spot_SharedNeighbor | Water | Porous | Wet | R600a | MinimizeLCOE_Brownfield | IgnoreSilica | 76.8755 | 9.4384 | 0.40419 | 4 | 15892.148 | 22006.6537 | 323.9829 | 448.6354 | 85.7439 | 0 | 149.2218 | 1515310.3465 | 88133.5533 | 2108770.2308 | 2300193.7699 | 0 | 237367.8336 | 0 | 2437412.5363 | 6341647.4373 | 4328304.6838 | 19357140.3914 | 961560.8286 | 5375065.0943 | 5375065.0943 | 1478867.319 | 3031747.1076 | 0 | 25693766.3143 | 35579445.8351 | 237137.3706 | 1.6168 | 15892.148 | 22006.6537 | 323.9829 | 448.6354
1 | 1800 | 707 | 0.04 | 15 | 15 | 7 | 3.1623e-10 | 5spot_SharedNeighbor | Water | Porous | Wet | R600a | MinimizeLCOE_Brownfield | IgnoreSilica | 84.025 | 10.3102 | 0.45196 | 4 | 15005.4026 | 20473.59 | 305.9054 | 417.3818 | 85.7164 | 0 | 154.5344 | 1612194.5767 | 93718.4415 | 2263242.4205 | 2511256.6162 | 0 | 232289.0341 | 0 | 2617953.4247 | 6811377.7949 | 4648905.3048 | 20790937.6133 | 961560.8286 | 5375065.0943 | 5375065.0943 | 1478867.319 | 3031747.1076 | 0 | 27127563.5362 | 37013243.0571 | 316227.766 | 1.8079 | 15005.4026 | 20473.59 | 305.9054 | 417.3818
1 | 1800 | 707 | 0.04 | 15 | 15 | 7 | 4.217e-10 | 5spot_SharedNeighbor | Water | Porous | Wet | R600a | MinimizeLCOE_Brownfield | IgnoreSilica | 90.1089 | 11.0487 | 0.49401 | 4 | 14332.2183 | 19335.0149 | 292.1817 | 394.1704 | 85.6827 | 0 | 250.0697 | 1692217.1506 | 98320.824 | 2392099.2359 | 2690528.5265 | 0 | 224824.788 | 0 | 2768216.3048 | 7202330.9858 | 4915738.8909 | 21984276.7066 | 961560.8286 | 5375065.0943 | 5375065.0943 | 1478867.319 | 3031747.1076 | 0 | 28320902.6295 | 38206582.1504 | 421696.5034 | 1.976 | 14332.2183 | 19335.0149 | 292.1817 | 394.1704
1 | 1800 | 707 | 0.04 | 15 | 15 | 7 | 5.6234e-10 | 5spot_SharedNeighbor | Water | Porous | Wet | R600a | MinimizeLCOE_Brownfield | IgnoreSilica | 95.1038 | 11.6525 | 0.52959 | 4 | 13822.9003 | 18489.604 | 281.7985 | 376.9356 | 85.6482 | 0 | 201.3406 | 1756340.6385 | 102001.3304 | 2496195.2404 | 2837454.6284 | 0 | 216190.3672 | 0 | 2889191.0599 | 7517082.4833 | 5130563.2555 | 22945019.0036 | 961560.8286 | 5375065.0943 | 5375065.0943 | 1478867.319 | 3031747.1076 | 0 | 29281644.9265 | 39167324.4473 | 562341.3252 | 2.1183 | 13822.9003 | 18489.604 | 281.7985 | 376.9356
1 | 1800 | 707 | 0.04 | 15 | 15 | 7 | 7.4989e-10 | 5spot_SharedNeighbor | Water | Porous | Wet | R600a | MinimizeLCOE_Brownfield | IgnoreSilica | 99.1212 | 12.1365 | 0.55888 | 4 | 13438.4759 | 17860.5835 | 273.9615 | 364.1122 | 85.6162 | 0 | 174.5509 | 1806927.6619 | 104899.8896 | 2578852.3548 | 2955448.1198 | 0 | 207511.6399 | 0 | 2984919.4698 | 7766148.1691 | 5300555.7038 | 23705263.0087 | 961560.8286 | 5375065.0943 | 5375065.0943 | 1478867.319 | 3031747.1076 | 0 | 30041888.9316 | 39927568.4525 | 749894.2093 | 2.2355 | 13438.4759 | 17860.5835 | 273.9615 | 364.1122
1 | 1800 | 707 | 0.04 | 15 | 15 | 7 | 1e-09 | 5spot_SharedNeighbor | Water | Porous | Wet | R600a | MinimizeLCOE_Brownfield | IgnoreSilica | 102.2876 | 12.5167 | 0.58243 | 4 | 13148.7977 | 17392.1083 | 268.056 | 354.5617 | 85.5884 | 0 | 190.0935 | 1846197.7592 | 107146.8194 | 2643348.3625 | 3048328.4123 | 0 | 199427.6126 | 0 | 3059335.0967 | 7959762.3657 | 5432701.3714 | 24296247.7997 | 961560.8286 | 5375065.0943 | 5375065.0943 | 1478867.319 | 3031747.1076 | 0 | 30632873.7226 | 40518553.2434 | 1000000 | 2.3297 | 13148.7977 | 17392.1083 | 268.056 | 354.5617
1 | 1800 | 707 | 0.04 | 15 | 15 | 7 | 1.3335e-09 | 5spot_SharedNeighbor | Water | Porous | Wet | R600a | MinimizeLCOE_Brownfield | IgnoreSilica | 104.7554 | 12.8123 | 0.60105 | 4 | 12930.7685 | 17042.576 | 263.6112 | 347.436 | 85.5652 | 0 | 202.2563 | 1876445.4288 | 108875.5397 | 2693225.3616 | 3120642.4596 | 0 | 192327.8745 | 0 | 3116691.499 | 8108991.9591 | 5534553.6352 | 24751753.7576 | 961560.8286 | 5375065.0943 | 5375065.0943 | 1478867.319 | 3031747.1076 | 0 | 31088379.6805 | 40974059.2013 | 1333521.4322 | 2.4042 | 12930.7685 | 17042.576 | 263.6112 | 347.436
1 | 1800 | 707 | 0.04 | 15 | 15 | 7 | 1.7783e-09 | 5spot_SharedNeighbor | Water | Porous | Wet | R600a | MinimizeLCOE_Brownfield | IgnoreSilica | 106.6534 | 13.0392 | 0.61557 | 4 | 12766.8056 | 16781.6583 | 260.2686 | 342.1168 | 85.5465 | 0 | 1144.7166 | 1899497.8183 | 110191.8498 | 2731355.2004 | 3176210.5844 | 0 | 186306.3739 | 0 | 3160389.1125 | 8222684.1857 | 5612150.916 | 25098786.041 | 961560.8286 | 5375065.0943 | 5375065.0943 | 1478867.319 | 3031747.1076 | 0 | 31435411.9639 | 41321091.4847 | 1778279.41 | 2.4623 | 12766.8056 | 16781.6583 | 260.2686 | 342.1168
1 | 1800 | 707 | 0.04 | 15 | 15 | 7 | 2.3714e-09 | 5spot_SharedNeighbor | Water | Porous | Wet | R600a | MinimizeLCOE_Brownfield | IgnoreSilica | 108.1077 | 13.2128 | 0.62679 | 4 | 12643.5802 | 16586.5644 | 257.7565 | 338.1396 | 85.5317 | 0 | 168.5251 | 1917040.2096 | 111192.8335 | 2760439.8706 | 3218763.0689 | 0 | 181370.7025 | 0 | 3193634.6071 | 8309182.1433 | 5671187.5494 | 25362810.9848 | 961560.8286 | 5375065.0943 | 5375065.0943 | 1478867.319 | 3031747.1076 | 0 | 31699436.9077 | 41585116.4285 | 2371373.7057 | 2.5072 | 12643.5802 | 16586.5644 | 257.7565 | 338.1396
1 | 1800 | 707 | 0.04 | 15 | 15 | 7 | 3.1623e-09 | 5spot_SharedNeighbor | Water | Porous | Wet | R600a | MinimizeLCOE_Brownfield | IgnoreSilica | 109.2092 | 13.3442 | 0.63537 | 4 | 12551.0161 | 16440.7539 | 255.8694 | 335.167 | 85.5201 | 0 | 175.9757 | 1930256.753 | 111946.5738 | 2782391.8808 | 3250975.3 | 0 | 177384.2212 | 0 | 3218652.3443 | 8374273.1634 | 5715613.5081 | 25561493.7447 | 961560.8286 | 5375065.0943 | 5375065.0943 | 1478867.319 | 3031747.1076 | 0 | 31898119.6676 | 41783799.1884 | 3162277.6602 | 2.5415 | 12551.0161 | 16440.7539 | 255.8694 | 335.167
1 | 1800 | 707 | 0.04 | 15 | 15 | 7 | 4.217e-09 | 5spot_SharedNeighbor | Water | Porous | Wet | R600a | MinimizeLCOE_Brownfield | IgnoreSilica | 110.0366 | 13.4427 | 0.64188 | 4 | 12481.5107 | 16331.7961 | 254.4525 | 332.9458 | 85.5113 | 0 | 196.9907 | 1940145.9941 | 112510.3263 | 2798839.6944 | 3275164.3792 | 0 | 174205.2799 | 0 | 3237337.6128 | 8422888.3993 | 5748794.4056 | 25709886.0915 | 961560.8286 | 5375065.0943 | 5375065.0943 | 1478867.319 | 3031747.1076 | 0 | 32046512.0144 | 41932191.5352 | 4216965.0343 | 2.5675 | 12481.5107 | 16331.7961 | 254.4525 | 332.9458
1 | 1800 | 707 | 0.04 | 15 | 15 | 7 | 5.6234e-09 | 5spot_SharedNeighbor | Water | Porous | Wet | R600a | MinimizeLCOE_Brownfield | IgnoreSilica | 110.6823 | 13.5196 | 0.6469 | 4 | 12429.3356 | 16249.7124 | 253.3888 | 331.2724 | 85.5043 | 0 | 196.5622 | 1947839.3827 | 112948.7627 | 2811648.5764 | 3294033.6481 | 0 | 171806.9537 | 0 | 3251928.1562 | 8460850.0003 | 5774703.9783 | 25825759.4584 | 961560.8286 | 5375065.0943 | 5375065.0943 | 1478867.319 | 3031747.1076 | 0 | 32162385.3813 | 42048064.9022 | 5623413.2519 | 2.5876 | 12429.3356 | 16249.7124 | 253.3888 | 331.2724
1 | 1800 | 707 | 0.04 | 15 | 15 | 7 | 7.4989e-09 | 5spot_SharedNeighbor | Water | Porous | Wet | R600a | MinimizeLCOE_Brownfield | IgnoreSilica | 111.1498 | 13.5752 | 0.65063 | 4 | 12390.1789 | 16188.6937 | 252.5906 | 330.0284 | 85.4992 | 0 | 182.5555 | 1953397.1962 | 113265.4193 | 2820909.1433 | 3307693.136 | 0 | 169875.2813 | 0 | 3262404.6687 | 8488107.7368 | 5793307.9435 | 25908960.5251 | 961560.8286 | 5375065.0943 | 5375065.0943 | 1478867.319 | 3031747.1076 | 0 | 32245586.448 | 42131265.9689 | 7498942.0933 | 2.6025 | 12390.1789 | 16188.6937 | 252.5906 | 330.0284
1 | 1800 | 707 | 0.04 | 15 | 15 | 7 | 1e-08 | 5spot_SharedNeighbor | Water | Porous | Wet | R600a | MinimizeLCOE_Brownfield | IgnoreSilica | 111.4982 | 13.6166 | 0.65342 | 4 | 12360.7978 | 16143.059 | 251.9916 | 329.0981 | 85.4953 | 0 | 189.3788 | 1957532.0217 | 113500.9595 | 2827802.6387 | 3317870.617 | 0 | 168379.5828 | 0 | 3270183.4697 | 8508346.5814 | 5807121.3708 | 25970737.2418 | 961560.8286 | 5375065.0943 | 5375065.0943 | 1478867.319 | 3031747.1076 | 0 | 32307363.1647 | 42193042.6855 | 10000000 | 2.6137 | 12360.7978 | 16143.059 | 251.9916 | 329.0981
1 | 1900 | 707 | 0.04 | 15 | 15 | 7 | 1e-13 | 5spot_SharedNeighbor | Water | Porous | Wet | R600a | MinimizeLCOE_Brownfield | IgnoreSilica | 0 | 0 | 0 | 0 | [6 empty] | 16.8936 | [19 empty] | 100 | 0
1 | 1900 | 707 | 0.04 | 15 | 15 | 7 | 1.3335e-13 | 5spot_SharedNeighbor | Water | Porous | Wet | R600a | MinimizeLCOE_Brownfield | IgnoreSilica | 0 | 0 | 0 | 0 | [6 empty] | 21.6943 | [19 empty] | 133.3521 | 0
1 | 1900 | 707 | 0.04 | 15 | 15 | 7 | 1.7783e-13 | 5spot_SharedNeighbor | Water | Porous | Wet | R600a | MinimizeLCOE_Brownfield | IgnoreSilica | 0 | 0 | 0 | 0 | [6 empty] | 22.032 | [19 empty] | 177.8279 | 0
1 | 1900 | 707 | 0.04 | 15 | 15 | 7 | 2.3714e-13 | 5spot_SharedNeighbor | Water | Porous | Wet | R600a | MinimizeLCOE_Brownfield | IgnoreSilica | 0 | 0 | 0 | 0 | [6 empty] | 21.0585 | [19 empty] | 237.1374 | 0
1 | 1900 | 707 | 0.04 | 15 | 15 | 7 | 3.1623e-13 | 5spot_SharedNeighbor | Water | Porous | Wet | R600a | MinimizeLCOE_Brownfield | IgnoreSilica | 0 | 0 | 0 | 0 | [6 empty] | 22.8484 | [19 empty] | 316.2278 | 0
1 | 1900 | 707 | 0.04 | 15 | 15 | 7 | 4.217e-13 | 5spot_SharedNeighbor | Water | Porous | Wet | R600a | MinimizeLCOE_Brownfield | IgnoreSilica | 0 | 0 | 0 | 0 | [6 empty] | 21.7679 | [19 empty] | 421.6965 | 0
1 | 1900 | 707 | 0.04 | 15 | 15 | 7 | 5.6234e-13 | 5spot_SharedNeighbor | Water | Porous | Wet | R600a | MinimizeLCOE_Brownfield | IgnoreSilica | 0 | 0 | 0 | 0 | [6 empty] | 23.4997 | [19 empty] | 562.3413 | 0
1 | 1900 | 707 | 0.04 | 15 | 15 | 7 | 7.4989e-13 | 5spot_SharedNeighbor | Water | Porous | Wet | R600a | MinimizeLCOE_Brownfield | IgnoreSilica | 0.71826 | 0.063602 | 0.00027466 | 4 | 6487758.6161 | 15882935.8231 | 132261.7347 | 323795.13 | 71.9244 | 0 | 90.3726 | 40689.8946 | 2132.6108 | 39061.6601 | 42505.8155 | 0 | 30420.2041 | 0 | 60375.9722 | 157085.8949 | 107214.3511 | 479486.4034 | 961560.8286 | 5686671.2401 | 5686671.2401 | 1478867.319 | 3156389.5659 | 0 | 7127718.4721 | 17449646.5971 | 749.8942 | 0.0010986 | 6487758.6161 | 15882935.8231 | 132261.7347 | 323795.13
1 | 1900 | 707 | 0.04 | 15 | 15 | 7 | 1e-12 | 5spot_SharedNeighbor | Water | Porous | Wet | R600a | MinimizeLCOE_Brownfield | IgnoreSilica | 1.0291 | 0.10291 | 0.0011606 | 4 | 1571730.1749 | 3795040.3663 | 32041.8455 | 77367.031 | 76.6619 | 0 | 160.9177 | 59777.1994 | 3242.5787 | 57173.82 | 52105.2486 | 0 | 37136.4156 | 0 | 81679.7523 | 212513.9608 | 145045.145 | 648674.1205 | 961560.8286 | 5686671.2401 | 5686671.2401 | 1478867.319 | 3156389.5659 | 0 | 7296906.1892 | 17618834.3143 | 1000 | 0.0046426 | 1571730.1749 | 3795040.3663 | 32041.8455 | 77367.031
1 | 1900 | 707 | 0.04 | 15 | 15 | 7 | 1.3335e-12 | 5spot_SharedNeighbor | Water | Porous | Wet | R600a | MinimizeLCOE_Brownfield | IgnoreSilica | 1.4569 | 0.15827 | 0.0025142 | 4 | 746930.9104 | 1773302.432 | 15227.1969 | 36151.1686 | 80.1929 | 0 | 250.073 | 83352.779 | 4636.3113 | 80451.0235 | 65094.3293 | 0 | 45241.8436 | 0 | 108722.7518 | 282874.2982 | 193067.521 | 863440.8578 | 961560.8286 | 5686671.2401 | 5686671.2401 | 1478867.319 | 3156389.5659 | 0 | 7511672.9265 | 17833601.0515 | 1333.5214 | 0.010057 | 746930.9104 | 1773302.432 | 15227.1969 | 36151.1686
1 | 1900 | 707 | 0.04 | 15 | 15 | 7 | 1.7783e-12 | 5spot_SharedNeighbor | Water | Porous | Wet | R600a | MinimizeLCOE_Brownfield | IgnoreSilica | 1.982 | 0.22727 | 0.0044568 | 4 | 435019.5967 | 1014022.8167 | 8868.4629 | 20672.2267 | 82.5886 | 0 | 356.5221 | 109486.9594 | 6195.4637 | 107255.4324 | 81136.013 | 0 | 53304.2369 | 0 | 139377.4611 | 362631.5636 | 247503.4935 | 1106890.6235 | 961560.8286 | 5686671.2401 | 5686671.2401 | 1478867.319 | 3156389.5659 | 0 | 7755122.6922 | 18077050.8172 | 1778.2794 | 0.017827 | 435019.5967 | 1014022.8167 | 8868.4629 | 20672.2267
1 | 1900 | 707 | 0.04 | 15 | 15 | 7 | 2.3714e-12 | 5spot_SharedNeighbor | Water | Porous | Wet | R600a | MinimizeLCOE_Brownfield | IgnoreSilica | 2.6452 | 0.31516 | 0.0071547 | 4 | 281011.6798 | 641679.4797 | 5728.8032 | 13081.5041 | 84.3261 | 0 | 71.7625 | 139509.826 | 7995.7802 | 139125.4134 | 101575.268 | 0 | 61877.2236 | 0 | 175532.5693 | 456699.7387 | 311706.9559 | 1394022.7751 | 961560.8286 | 5686671.2401 | 5686671.2401 | 1478867.319 | 3156389.5659 | 0 | 8042254.8438 | 18364182.9688 | 2371.3737 | 0.028619 | 281011.6798 | 641679.4797 | 5728.8032 | 13081.5041
1 | 1900 | 707 | 0.04 | 15 | 15 | 7 | 3.1623e-12 | 5spot_SharedNeighbor | Water | Porous | Wet | R600a | MinimizeLCOE_Brownfield | IgnoreSilica | 3.5124 | 0.43034 | 0.010793 | 4 | 194412.803 | 433506.6869 | 3963.368 | 8837.6202 | 85.647 | 0 | 82.4382 | 175124.0133 | 10133.7814 | 178316.1514 | 127979.0102 | 0 | 71774.4971 | 0 | 219697.7069 | 571608.3671 | 390134.4559 | 1744767.9833 | 961560.8286 | 5686671.2401 | 5686671.2401 | 1478867.319 | 3156389.5659 | 0 | 8393000.052 | 18714928.1771 | 3162.2777 | 0.043171 | 194412.803 | 433506.6869 | 3963.368 | 8837.6202
1 | 1900 | 707 | 0.04 | 15 | 15 | 7 | 4.217e-12 | 5spot_SharedNeighbor | Water | Porous | Wet | R600a | MinimizeLCOE_Brownfield | IgnoreSilica | 4.6159 | 0.57748 | 0.015694 | 4 | 140400.5798 | 304821.4359 | 2862.2557 | 6214.1973 | 86.6311 | 0 | 120.3013 | 216646.7481 | 12630.0389 | 225442.7623 | 161907.1395 | 0 | 82626.1847 | 0 | 272708.6206 | 709531.8907 | 484270.0948 | 2165763.4796 | 961560.8286 | 5686671.2401 | 5686671.2401 | 1478867.319 | 3156389.5659 | 0 | 8813995.5483 | 19135923.6733 | 4216.965 | 0.062777 | 140400.5798 | 304821.4359 | 2862.2557 | 6214.1973
1 | 1900 | 707 | 0.04 | 15 | 15 | 7 | 5.6234e-12 | 5spot_SharedNeighbor | Water | Porous | Wet | R600a | MinimizeLCOE_Brownfield | IgnoreSilica | 5.9944 | 0.76136 | 0.022161 | 4 | 105015.2605 | 221456.9504 | 2140.8781 | 4514.6995 | 87.3549 | 0 | 112.0367 | 264178.9149 | 15486.2497 | 281083.0768 | 204221.9554 | 0 | 94114.9866 | 0 | 335043.2215 | 871713.7356 | 594962.5364 | 2660804.6769 | 961560.8286 | 5686671.2401 | 5686671.2401 | 1478867.319 | 3156389.5659 | 0 | 9309036.7456 | 19630964.8706 | 5623.4133 | 0.088645 | 105015.2605 | 221456.9504 | 2140.8781 | 4514.6995
1 | 1900 | 707 | 0.04 | 15 | 15 | 7 | 7.4989e-12 | 5spot_SharedNeighbor | Water | Porous | Wet | R600a | MinimizeLCOE_Brownfield | IgnoreSilica | 7.6534 | 0.9819 | 0.030462 | 4 | 80996.0805 | 165707.7925 | 1651.2147 | 3378.1775 | 87.8424 | 0 | 106.1588 | 316633.5754 | 18631.5356 | 344392.4738 | 254973.1668 | 0 | 105308.2644 | 0 | 405576.2162 | 1055226.1194 | 720213.5092 | 3220954.8608 | 961560.8286 | 5686671.2401 | 5686671.2401 | 1478867.319 | 3156389.5659 | 0 | 9869186.9295 | 20191115.0545 | 7498.9421 | 0.12185 | 80996.0805 | 165707.7925 | 1651.2147 | 3378.1775
1 | 1900 | 707 | 0.04 | 15 | 15 | 7 | 1e-11 | 5spot_SharedNeighbor | Water | Porous | Wet | R600a | MinimizeLCOE_Brownfield | IgnoreSilica | 10.0675 | 1.3059 | 0.042057 | 4 | 63368.2846 | 124725.6627 | 1291.8482 | 2542.7013 | 88.373 | 0 | 128.8311 | 388020.5054 | 22921.845 | 432474.4829 | 329385.8377 | 0 | 122533.151 | 0 | 505180.9706 | 1314377.2586 | 897089.4868 | 4011983.5381 | 961560.8286 | 5686671.2401 | 5686671.2401 | 1478867.319 | 3156389.5659 | 0 | 10660215.6068 | 20982143.7318 | 10000 | 0.16823 | 63368.2846 | 124725.6627 | 1291.8482 | 2542.7013
1 | 1900 | 707 | 0.04 | 15 | 15 | 7 | 1.3335e-11 | 5spot_SharedNeighbor | Water | Porous | Wet | R600a | MinimizeLCOE_Brownfield | IgnoreSilica | 12.9009 | 1.685 | 0.056735 | 4 | 50826.479 | 96309.859 | 1036.1665 | 1963.4067 | 88.7032 | 0 | 94.5919 | 464871.0197 | 27529.2938 | 530146.2522 | 416677.1735 | 0 | 138383.8277 | 0 | 615266.9511 | 1600798.3981 | 1092577.7998 | 4886250.7158 | 961560.8286 | 5686671.2401 | 5686671.2401 | 1478867.319 | 3156389.5659 | 0 | 11534482.7845 | 21856410.9095 | 13335.2143 | 0.22694 | 50826.479 | 96309.859 | 1036.1665 | 1963.4067
1 | 1900 | 707 | 0.04 | 15 | 15 | 7 | 1.7783e-11 | 5spot_SharedNeighbor | Water | Porous | Wet | R600a | MinimizeLCOE_Brownfield | IgnoreSilica | 16.4204 | 2.156 | 0.075666 | 4 | 41533.9411 | 75637.3841 | 846.7256 | 1541.9704 | 88.9563 | 0 | 125.3443 | 553440.2833 | 32832.2779 | 645568.0799 | 525110.217 | 0 | 155275.4702 | 0 | 745768.268 | 1940336.0553 | 1324319.2277 | 5922649.8794 | 961560.8286 | 5686671.2401 | 5686671.2401 | 1478867.319 | 3156389.5659 | 0 | 12570881.9481 | 22892810.0731 | 17782.7941 | 0.30267 | 41533.9411 | 75637.3841 | 846.7256 | 1541.9704
1 | 1900 | 707 | 0.04 | 15 | 15 | 7 | 2.3714e-11 | 5spot_SharedNeighbor | Water | Porous | Wet | R600a | MinimizeLCOE_Brownfield | IgnoreSilica | 20.7667 | 2.7377 | 0.099865 | 4 | 34535.1726 | 60374.8185 | 704.0462 | 1230.8223 | 89.1517 | 0 | 97.5174 | 655183.9995 | 38914.8646 | 781380.1028 | 658947.2696 | 0 | 173172.6427 | 0 | 899963.5629 | 2341520.5827 | 1598135.9112 | 7147218.936 | 961560.8286 | 5686671.2401 | 5686671.2401 | 1478867.319 | 3156389.5659 | 0 | 13795451.0047 | 24117379.1297 | 23713.7371 | 0.39946 | 34535.1726 | 60374.8185 | 704.0462 | 1230.8223
1 | 1900 | 707 | 0.04 | 15 | 15 | 7 | 3.1623e-11 | 5spot_SharedNeighbor | Water | Porous | Wet | R600a | MinimizeLCOE_Brownfield | IgnoreSilica | 26.0844 | 3.4495 | 0.13046 | 4 | 29189.5304 | 48968.7387 | 595.0681 | 998.294 | 89.3032 | 0 | 149.2078 | 771296.0171 | 45845.7041 | 939947.6445 | 822681.6955 | 0 | 191891.9282 | 0 | 1080948.5659 | 2812406.4354 | 1919525.1813 | 8584543.1721 | 961560.8286 | 5686671.2401 | 5686671.2401 | 1478867.319 | 3156389.5659 | 0 | 15232775.2408 | 25554703.3658 | 31622.7766 | 0.52186 | 29189.5304 | 48968.7387 | 595.0681 | 998.294
1 | 1900 | 707 | 0.04 | 15 | 15 | 7 | 4.217e-11 | 5spot_SharedNeighbor | Water | Porous | Wet | R600a | MinimizeLCOE_Brownfield | IgnoreSilica | 32.4593 | 4.3029 | 0.16848 | 4 | 25061.5192 | 40377.9814 | 510.913 | 823.1598 | 89.4207 | 0 | 117.472 | 901523.6348 | 53606.7084 | 1121677.7652 | 1018981.3254 | 0 | 210686.5158 | 0 | 1289525.6203 | 3355081.1461 | 2289911.8222 | 10240994.5382 | 961560.8286 | 5686671.2401 | 5686671.2401 | 1478867.319 | 3156389.5659 | 0 | 16889226.6069 | 27211154.7319 | 42169.6503 | 0.67391 | 25061.5192 | 40377.9814 | 510.913 | 823.1598
1 | 1900 | 707 | 0.04 | 15 | 15 | 7 | 5.6234e-11 | 5spot_SharedNeighbor | Water | Porous | Wet | R600a | MinimizeLCOE_Brownfield | IgnoreSilica | 39.546 | 5.2516 | 0.21389 | 4 | 21805.607 | 33870.1043 | 444.5368 | 690.4879 | 89.5075 | 0 | 116.002 | 1037638.2809 | 61705.4975 | 1315430.1244 | 1237206.931 | 0 | 224944.7075 | 0 | 1512000.9611 | 3933916.3467 | 2684978.7405 | 12007821.5894 | 961560.8286 | 5686671.2401 | 5686671.2401 | 1478867.319 | 3156389.5659 | 0 | 18656053.6582 | 28977981.7832 | 56234.1325 | 0.85556 | 21805.607 | 33870.1043 | 444.5368 | 690.4879
1 | 1900 | 707 | 0.04 | 15 | 15 | 7 | 7.4989e-11 | 5spot_SharedNeighbor | Water | Porous | Wet | R600a | MinimizeLCOE_Brownfield | IgnoreSilica | 48.6271 | 6.4671 | 0.27019 | 4 | 19304.6344 | 28855.2621 | 393.5511 | 588.2535 | 89.5796 | 0 | 131.9131 | 1201854.523 | 71458.835 | 1553737.7932 | 1516818.4956 | 0 | 245818.4485 | 0 | 1789978.3572 | 4657156.5104 | 3178605.0133 | 14215427.9763 | 961560.8286 | 5686671.2401 | 5686671.2401 | 1478867.319 | 3156389.5659 | 0 | 20863660.045 | 31185588.17 | 74989.4209 | 1.0808 | 19304.6344 | 28855.2621 | 393.5511 | 588.2535
1 | 1900 | 707 | 0.04 | 15 | 15 | 7 | 1e-10 | 5spot_SharedNeighbor | Water | Porous | Wet | R600a | MinimizeLCOE_Brownfield | IgnoreSilica | 57.7233 | 7.6832 | 0.33117 | 4 | 17354.1791 | 25146.1623 | 353.7884 | 512.6385 | 89.6203 | 0 | 164.8817 | 1357189.7721 | 80665.3509 | 1783326.7418 | 1796741.1482 | 0 | 257912.2176 | 0 | 2057575.7399 | 5353390.0084 | 3653798.6819 | 16340599.6608 | 961560.8286 | 5686671.2401 | 5686671.2401 | 1478867.319 | 3156389.5659 | 0 | 22988831.7295 | 33310759.8545 | 100000 | 1.3247 | 17354.1791 | 25146.1623 | 353.7884 | 512.6385
1 | 1900 | 707 | 0.04 | 15 | 15 | 7 | 1.3335e-10 | 5spot_SharedNeighbor | Water | Porous | Wet | R600a | MinimizeLCOE_Brownfield | IgnoreSilica | 66.8903 | 8.9058 | 0.39557 | 4 | 15839.5359 | 22363.026 | 322.9104 | 455.9005 | 89.6333 | 0 | 148.8541 | 1506028.7923 | 89465.753 | 2006917.7594 | 2078517.7486 | 0 | 264402.7523 | 0 | 2318679.7942 | 6032729.1978 | 4117461.6377 | 18414203.4352 | 961560.8286 | 5686671.2401 | 5686671.2401 | 1478867.319 | 3156389.5659 | 0 | 25062435.504 | 35384363.629 | 133352.1432 | 1.5823 | 15839.5359 | 22363.026 | 322.9104 | 455.9005
1 | 1900 | 707 | 0.04 | 15 | 15 | 7 | 1.7783e-10 | 5spot_SharedNeighbor | Water | Porous | Wet | R600a | MinimizeLCOE_Brownfield | IgnoreSilica | 75.6381 | 10.068 | 0.45977 | 4 | 14671.4469 | 20283.9357 | 299.0973 | 413.5155 | 89.6212 | 0 | 152.216 | 1641768.3909 | 97469.9513 | 2213852.4466 | 2346919.7874 | 0 | 265168.9028 | 0 | 2560419.9967 | 6661687.6172 | 4546738.6827 | 20334025.7755 | 961560.8286 | 5686671.2401 | 5686671.2401 | 1478867.319 | 3156389.5659 | 0 | 26982257.8442 | 37304185.9692 | 177827.941 | 1.8391 | 14671.4469 | 20283.9357 | 299.0973 | 413.5155
1 | 1900 | 707 | 0.04 | 15 | 15 | 7 | 2.3714e-10 | 5spot_SharedNeighbor | Water | Porous | Wet | R600a | MinimizeLCOE_Brownfield | IgnoreSilica | 83.5381 | 11.1125 | 0.52023 | 4 | 13776.6076 | 18736.8795 | 280.8548 | 381.9766 | 89.5905 | 0 | 159.6132 | 1759598.5905 | 104398.4377 | 2395830.6185 | 2588772.5809 | 0 | 260854.4873 | 0 | 2772687.3388 | 7213963.6993 | 4923678.4569 | 22019784.2099 | 961560.8286 | 5686671.2401 | 5686671.2401 | 1478867.319 | 3156389.5659 | 0 | 28668016.2787 | 38989944.4037 | 237137.3706 | 2.0809 | 13776.6076 | 18736.8795 | 280.8548 | 381.9766
1 | 1900 | 707 | 0.04 | 15 | 15 | 7 | 3.1623e-10 | 5spot_SharedNeighbor | Water | Porous | Wet | R600a | MinimizeLCOE_Brownfield | IgnoreSilica | 90.3929 | 12.0143 | 0.57455 | 4 | 13094.8364 | 17586.1112 | 266.956 | 358.5167 | 89.5496 | 0 | 144.7588 | 1858465.1831 | 110195.8982 | 2550227.7275 | 2798131.9355 | 0 | 253090.9391 | 0 | 2952343.5565 | 7681392.3252 | 5242708.0987 | 23446555.6638 | 961560.8286 | 5686671.2401 | 5686671.2401 | 1478867.319 | 3156389.5659 | 0 | 30094787.7325 | 40416715.8575 | 316227.766 | 2.2982 | 13094.8364 | 17586.1112 | 266.956 | 358.5167
1 | 1900 | 707 | 0.04 | 15 | 15 | 7 | 4.217e-10 | 5spot_SharedNeighbor | Water | Porous | Wet | R600a | MinimizeLCOE_Brownfield | IgnoreSilica | 94.1051 | 12.5007 | 0.61331 | 4 | 12557.5478 | 16765.0144 | 256.0026 | 341.7775 | 89.5222 | 0 | 176.4534 | 1910766.2513 | 113256.3369 | 2632546.3273 | 2911293.7074 | 0 | 232097.4441 | 0 | 3041984.4262 | 7914619.4801 | 5401890.4243 | 24158454.3977 | 961560.8286 | 5686671.2401 | 5686671.2401 | 1478867.319 | 3156389.5659 | 0 | 30806686.4664 | 41128614.5914 | 421696.5034 | 2.4532 | 12557.5478 | 16765.0144 | 256.0026 | 341.7775
1 | 1900 | 707 | 0.04 | 15 | 15 | 7 | 5.6234e-10 | 5spot_SharedNeighbor | Water | Porous | Wet | R600a | MinimizeLCOE_Brownfield | IgnoreSilica | 100.7802 | 13.3715 | 0.66042 | 4 | 12186.211 | 16093.5596 | 248.4324 | 328.089 | 89.4641 | 0 | 160.2527 | 2002729.8031 | 118626.136 | 2778381.5517 | 3114364.7673 | 0 | 233115.0855 | 0 | 3216414.764 | 8368451.4385 | 5711640.0612 | 25543723.6072 | 961560.8286 | 5686671.2401 | 5686671.2401 | 1478867.319 | 3156389.5659 | 0 | 32191955.6759 | 42513883.801 | 562341.3252 | 2.6417 | 12186.211 | 16093.5596 | 248.4324 | 328.089
1 | 1900 | 707 | 0.04 | 15 | 15 | 7 | 7.4989e-10 | 5spot_SharedNeighbor | Water | Porous | Wet | R600a | MinimizeLCOE_Brownfield | IgnoreSilica | 104.4996 | 13.8544 | 0.69221 | 4 | 11890.8069 | 15618.7204 | 242.4102 | 318.4087 | 89.427 | 0 | 180.4694 | 2052848.8599 | 121546.0006 | 2858458.496 | 3227273.7346 | 0 | 223289.5901 | 0 | 3308532.5057 | 8608122.9064 | 5875220.7629 | 26275292.8562 | 961560.8286 | 5686671.2401 | 5686671.2401 | 1478867.319 | 3156389.5659 | 0 | 32923524.9249 | 43245453.0499 | 749894.2093 | 2.7688 | 11890.8069 | 15618.7204 | 242.4102 | 318.4087
1 | 1900 | 707 | 0.04 | 15 | 15 | 7 | 1e-09 | 5spot_SharedNeighbor | Water | Porous | Wet | R600a | MinimizeLCOE_Brownfield | IgnoreSilica | 107.389 | 14.2284 | 0.71742 | 4 | 11668.1572 | 15265.0627 | 237.8712 | 311.199 | 89.396 | 0 | 186.2043 | 2091245.365 | 123779.6113 | 2920096.3938 | 3314858.1696 | 0 | 214314.8061 | 0 | 3379074.7948 | 8791659.4726 | 6000488.2406 | 26835516.8538 | 961560.8286 | 5686671.2401 | 5686671.2401 | 1478867.319 | 3156389.5659 | 0 | 33483748.9226 | 43805677.0476 | 1000000 | 2.8697 | 11668.1572 | 15265.0627 | 237.8712 | 311.199
1 | 1900 | 707 | 0.04 | 15 | 15 | 7 | 1.3335e-09 | 5spot_SharedNeighbor | Water | Porous | Wet | R600a | MinimizeLCOE_Brownfield | IgnoreSilica | 109.6493 | 14.5203 | 0.73731 | 4 | 11500.5341 | 15000.4001 | 234.4539 | 305.8034 | 89.3703 | 0 | 197.8766 | 2120960.9318 | 125506.1927 | 2967973.9816 | 3383293.9368 | 0 | 206693.5394 | 0 | 3433727.1471 | 8933853.6824 | 6097538.7106 | 27269548.1224 | 961560.8286 | 5686671.2401 | 5686671.2401 | 1478867.319 | 3156389.5659 | 0 | 33917780.1911 | 44239708.3161 | 1333521.4322 | 2.9492 | 11500.5341 | 15000.4001 | 234.4539 | 305.8034
1 | 1900 | 707 | 0.04 | 15 | 15 | 7 | 1.7783e-09 | 5spot_SharedNeighbor | Water | Porous | Wet | R600a | MinimizeLCOE_Brownfield | IgnoreSilica | 111.3667 | 14.7416 | 0.75266 | 4 | 11374.4468 | 14802.946 | 231.8835 | 301.7781 | 89.3501 | 0 | 177.3032 | 2143352.4547 | 126806.014 | 3004153.2064 | 3435242.2965 | 0 | 200265.824 | 0 | 3474829.7203 | 9040794.1465 | 6170527.7748 | 27595971.4371 | 961560.8286 | 5686671.2401 | 5686671.2401 | 1478867.319 | 3156389.5659 | 0 | 34244203.5058 | 44566131.6308 | 1778279.41 | 3.0106 | 11374.4468 | 14802.946 | 231.8835 | 301.7781
1 | 1900 | 707 | 0.04 | 15 | 15 | 7 | 2.3714e-09 | 5spot_SharedNeighbor | Water | Porous | Wet | R600a | MinimizeLCOE_Brownfield | IgnoreSilica | 112.6897 | 14.9118 | 0.76452 | 4 | 11279.6667 | 14654.9541 | 229.9513 | 298.7611 | 89.3341 | 0 | 192.9454 | 2160494.1492 | 127800.3704 | 3031909.7665 | 3475233.3807 | 0 | 195104.5698 | 0 | 3506311.4722 | 9122703.2074 | 6226432.3918 | 27845989.308 | 961560.8286 | 5686671.2401 | 5686671.2401 | 1478867.319 | 3156389.5659 | 0 | 34494221.3767 | 44816149.5017 | 2371373.7057 | 3.0581 | 11279.6667 | 14654.9541 | 229.9513 | 298.7611
1 | 1900 | 707 | 0.04 | 15 | 15 | 7 | 3.1623e-09 | 5spot_SharedNeighbor | Water | Porous | Wet | R600a | MinimizeLCOE_Brownfield | IgnoreSilica | 113.6714 | 15.038 | 0.77348 | 4 | 11208.4579 | 14544.6522 | 228.4996 | 296.5124 | 89.3219 | 0 | 168.792 | 2173152.8949 | 128534.2755 | 3052440.8803 | 3504890.4678 | 0 | 190893.5774 | 0 | 3529465.7173 | 9182945.8036 | 6267549.2016 | 28029872.8183 | 961560.8286 | 5686671.2401 | 5686671.2401 | 1478867.319 | 3156389.5659 | 0 | 34678104.887 | 45000033.012 | 3162277.6602 | 3.0939 | 11208.4579 | 14544.6522 | 228.4996 | 296.5124
1 | 1900 | 707 | 0.04 | 15 | 15 | 7 | 4.217e-09 | 5spot_SharedNeighbor | Water | Porous | Wet | R600a | MinimizeLCOE_Brownfield | IgnoreSilica | 114.4265 | 15.1349 | 0.78035 | 4 | 11154.9808 | 14461.7978 | 227.4094 | 294.8233 | 89.3124 | 0 | 194.4945 | 2182855.567 | 129096.5646 | 3068196.9141 | 3527693.9235 | 0 | 187642.2252 | 0 | 3547239.2258 | 9229188.8267 | 6299111.0151 | 28171024.2618 | 961560.8286 | 5686671.2401 | 5686671.2401 | 1478867.319 | 3156389.5659 | 0 | 34819256.3305 | 45141184.4555 | 4216965.0343 | 3.1214 | 11154.9808 | 14461.7978 | 227.4094 | 294.8233
1 | 1900 | 707 | 0.04 | 15 | 15 | 7 | 5.6234e-09 | 5spot_SharedNeighbor | Water | Porous | Wet | R600a | MinimizeLCOE_Brownfield | IgnoreSilica | 114.9944 | 15.2078 | 0.78555 | 4 | 11114.8332 | 14399.7742 | 226.5909 | 293.5589 | 89.3052 | 0 | 179.906 | 2190132.4199 | 129518.138 | 3080024.7698 | 3544837.2798 | 0 | 185108.4983 | 0 | 3560552.2313 | 9263826.5361 | 6322751.9635 | 28276751.8366 | 961560.8286 | 5686671.2401 | 5686671.2401 | 1478867.319 | 3156389.5659 | 0 | 34924983.9053 | 45246912.0303 | 5623413.2519 | 3.1422 | 11114.8332 | 14399.7742 | 226.5909 | 293.5589
1 | 1900 | 707 | 0.04 | 15 | 15 | 7 | 7.4989e-09 | 5spot_SharedNeighbor | Water | Porous | Wet | R600a | MinimizeLCOE_Brownfield | IgnoreSilica | 115.4204 | 15.2624 | 0.78947 | 4 | 11084.7007 | 14353.3376 | 225.9766 | 292.6122 | 89.2998 | 0 | 184.1891 | 2195580.212 | 129833.6713 | 3088885.8889 | 3557694.7318 | 0 | 183149.7536 | 0 | 3570506.2604 | 9289724.8781 | 6340428.1141 | 28355803.5101 | 961560.8286 | 5686671.2401 | 5686671.2401 | 1478867.319 | 3156389.5659 | 0 | 35004035.5788 | 45325963.7038 | 7498942.0933 | 3.1579 | 11084.7007 | 14353.3376 | 225.9766 | 292.6122
1 | 1900 | 707 | 0.04 | 15 | 15 | 7 | 1e-08 | 5spot_SharedNeighbor | Water | Porous | Wet | R600a | MinimizeLCOE_Brownfield | IgnoreSilica | 115.7519 | 15.3049 | 0.79248 | 4 | 11062.0895 | 14318.3194 | 225.5157 | 291.8983 | 89.2955 | 0 | 163.5946 | 2199813.4255 | 130078.8121 | 3095775.1084 | 3567699.2912 | 0 | 181698.0627 | 0 | 3578275.233 | 9309938.151 | 6354224.0882 | 28417502.1721 | 961560.8286 | 5686671.2401 | 5686671.2401 | 1478867.319 | 3156389.5659 | 0 | 35065734.2408 | 45387662.3658 | 10000000 | 3.1699 | 11062.0895 | 14318.3194 | 225.5157 | 291.8983
1 | 2000 | 707 | 0.04 | 15 | 15 | 7 | 1e-13 | 5spot_SharedNeighbor | Water | Porous | Wet | R600a | MinimizeLCOE_Brownfield | IgnoreSilica | 0 | 0 | 0 | 0 | [6 empty] | 18.8991 | [19 empty] | 100 | 0
1 | 2000 | 707 | 0.04 | 15 | 15 | 7 | 1.3335e-13 | 5spot_SharedNeighbor | Water | Porous | Wet | R600a | MinimizeLCOE_Brownfield | IgnoreSilica | 0 | 0 | 0 | 0 | [6 empty] | 21.9668 | [19 empty] | 133.3521 | 0
1 | 2000 | 707 | 0.04 | 15 | 15 | 7 | 1.7783e-13 | 5spot_SharedNeighbor | Water | Porous | Wet | R600a | MinimizeLCOE_Brownfield | IgnoreSilica | 0 | 0 | 0 | 0 | [6 empty] | 21.4096 | [19 empty] | 177.8279 | 0
1 | 2000 | 707 | 0.04 | 15 | 15 | 7 | 2.3714e-13 | 5spot_SharedNeighbor | Water | Porous | Wet | R600a | MinimizeLCOE_Brownfield | IgnoreSilica | 0 | 0 | 0 | 0 | [6 empty] | 22.9653 | [19 empty] | 237.1374 | 0
1 | 2000 | 707 | 0.04 | 15 | 15 | 7 | 3.1623e-13 | 5spot_SharedNeighbor | Water | Porous | Wet | R600a | MinimizeLCOE_Brownfield | IgnoreSilica | 0 | 0 | 0 | 0 | [6 empty] | 22.9139 | [19 empty] | 316.2278 | 0
1 | 2000 | 707 | 0.04 | 15 | 15 | 7 | 4.217e-13 | 5spot_SharedNeighbor | Water | Porous | Wet | R600a | MinimizeLCOE_Brownfield | IgnoreSilica | 0 | 0 | 0 | 0 | [6 empty] | 21.6476 | [19 empty] | 421.6965 | 0
1 | 2000 | 707 | 0.04 | 15 | 15 | 7 | 5.6234e-13 | 5spot_SharedNeighbor | Water | Porous | Wet | R600a | MinimizeLCOE_Brownfield | IgnoreSilica | 0 | 0 | 0 | 0 | [6 empty] | 25.1371 | [19 empty] | 562.3413 | 0
1 | 2000 | 707 | 0.04 | 15 | 15 | 7 | 7.4989e-13 | 5spot_SharedNeighbor | Water | Porous | Wet | R600a | MinimizeLCOE_Brownfield | IgnoreSilica | 0.92292 | 0.094897 | 0.00081753 | 4 | 2320707.4781 | 5613038.0271 | 47310.7609 | 114429.3724 | 77.8092 | 0 | 85.0352 | 57249.7239 | 3122.2958 | 53534.8574 | 49544.0049 | 0 | 37804.6326 | 0 | 78489.6507 | 204213.9706 | 139380.2311 | 623339.3669 | 961560.8286 | 6004137.4768 | 6004137.4768 | 1478867.319 | 3283376.0606 | 0 | 7589037.6723 | 18355418.5286 | 749.8942 | 0.0032701 | 2320707.4781 | 5613038.0271 | 47310.7609 | 114429.3724
1 | 2000 | 707 | 0.04 | 15 | 15 | 7 | 1e-12 | 5spot_SharedNeighbor | Water | Porous | Wet | R600a | MinimizeLCOE_Brownfield | IgnoreSilica | 1.2819 | 0.14445 | 0.0021317 | 4 | 913032.5308 | 2175688.0068 | 18613.4031 | 44354.3429 | 81.8006 | 0 | 215.0022 | 79528.8131 | 4458.5681 | 74684.205 | 60745.4441 | 0 | 45180.576 | 0 | 103193.0664 | 268487.191 | 183248.0247 | 819525.8884 | 961560.8286 | 6004137.4768 | 6004137.4768 | 1478867.319 | 3283376.0606 | 0 | 7785224.1938 | 18551605.0502 | 1000 | 0.0085268 | 913032.5308 | 2175688.0068 | 18613.4031 | 44354.3429
1 | 2000 | 707 | 0.04 | 15 | 15 | 7 | 1.3335e-12 | 5spot_SharedNeighbor | Water | Porous | Wet | R600a | MinimizeLCOE_Brownfield | IgnoreSilica | 1.7487 | 0.21017 | 0.0040744 | 4 | 492267.0784 | 1152880.6851 | 10035.5302 | 23503.0322 | 84.744 | 0 | 310.9211 | 105856.602 | 6057.0075 | 100577.5929 | 75428.9448 | 0 | 53365.1801 | 0 | 133101.2776 | 346302.2216 | 236358.382 | 1057047.2085 | 961560.8286 | 6004137.4768 | 6004137.4768 | 1478867.319 | 3283376.0606 | 0 | 8022745.5139 | 18789126.3702 | 1333.5214 | 0.016298 | 492267.0784 | 1152880.6851 | 10035.5302 | 23503.0322
1 | 2000 | 707 | 0.04 | 15 | 15 | 7 | 1.7783e-12 | 5spot_SharedNeighbor | Water | Porous | Wet | R600a | MinimizeLCOE_Brownfield | IgnoreSilica | 2.371 | 0.29879 | 0.0068184 | 4 | 305014.8905 | 699770.1291 | 6218.1411 | 14265.7606 | 86.9764 | 0 | 461.1068 | 137699.1542 | 8003.3167 | 133040.6667 | 95113.5479 | 0 | 63028.3478 | 0 | 170385.163 | 443307.2434 | 302566.3026 | 1353143.7424 | 961560.8286 | 6004137.4768 | 6004137.4768 | 1478867.319 | 3283376.0606 | 0 | 8318842.0478 | 19085222.9041 | 1778.2794 | 0.027274 | 305014.8905 | 699770.1291 | 6218.1411 | 14265.7606
1 | 2000 | 707 | 0.04 | 15 | 15 | 7 | 2.3714e-12 | 5spot_SharedNeighbor | Water | Porous | Wet | R600a | MinimizeLCOE_Brownfield | IgnoreSilica | 3.1808 | 0.41485 | 0.010588 | 4 | 204932.8479 | 459153.5798 | 4177.8333 | 9360.4668 | 88.633 | 0 | 103.6838 | 175309.3576 | 10309.886 | 172760.8498 | 120803.5286 | 0 | 73988.6813 | 0 | 215737.1983 | 561303.9362 | 383101.4701 | 1713314.908 | 961560.8286 | 6004137.4768 | 6004137.4768 | 1478867.319 | 3283376.0606 | 0 | 8679013.2133 | 19445394.0697 | 2371.3737 | 0.042351 | 204932.8479 | 459153.5798 | 4177.8333 | 9360.4668
1 | 2000 | 707 | 0.04 | 15 | 15 | 7 | 3.1623e-12 | 5spot_SharedNeighbor | Water | Porous | Wet | R600a | MinimizeLCOE_Brownfield | IgnoreSilica | 4.1749 | 0.55795 | 0.01566 | 4 | 145160.0665 | 317037.4436 | 2959.2843 | 6463.2371 | 89.8181 | 0 | 115.5068 | 217493.0917 | 12901.0225 | 218777.7978 | 152529.8392 | 0 | 85072.1767 | 0 | 267841.8319 | 696869.5047 | 475627.7562 | 2127113.0206 | 961560.8286 | 6004137.4768 | 6004137.4768 | 1478867.319 | 3283376.0606 | 0 | 9092811.326 | 19859192.1824 | 3162.2777 | 0.06264 | 145160.0665 | 317037.4436 | 2959.2843 | 6463.2371
1 | 2000 | 707 | 0.04 | 15 | 15 | 7 | 4.217e-12 | 5spot_SharedNeighbor | Water | Porous | Wet | R600a | MinimizeLCOE_Brownfield | IgnoreSilica | 5.4413 | 0.7404 | 0.022397 | 4 | 107035.3592 | 227214.0525 | 2182.0606 | 4632.0658 | 90.7136 | 0 | 100.7817 | 266701.4851 | 15923.0086 | 274160.028 | 192821.2908 | 0 | 97343.9135 | 0 | 330310.3932 | 859399.8871 | 586558.0818 | 2623218.0881 | 961560.8286 | 6004137.4768 | 6004137.4768 | 1478867.319 | 3283376.0606 | 0 | 9588916.3935 | 20355297.2499 | 4216.965 | 0.089586 | 107035.3592 | 227214.0525 | 2182.0606 | 4632.0658
1 | 2000 | 707 | 0.04 | 15 | 15 | 7 | 5.6234e-12 | 5spot_SharedNeighbor | Water | Porous | Wet | R600a | MinimizeLCOE_Brownfield | IgnoreSilica | 7.0077 | 0.9658 | 0.031182 | 4 | 81512.5473 | 167831.6464 | 1661.7435 | 3421.4751 | 91.3553 | 0 | 102.1302 | 322550.7142 | 19348.0184 | 338943.9093 | 242601.3403 | 0 | 110107.9656 | 0 | 403085.2597 | 1048745.1616 | 715790.1223 | 3201172.4915 | 961560.8286 | 6004137.4768 | 6004137.4768 | 1478867.319 | 3283376.0606 | 0 | 10166870.7969 | 20933251.6533 | 5623.4133 | 0.12473 | 81512.5473 | 167831.6464 | 1661.7435 | 3421.4751
1 | 2000 | 707 | 0.04 | 15 | 15 | 7 | 7.4989e-12 | 5spot_SharedNeighbor | Water | Porous | Wet | R600a | MinimizeLCOE_Brownfield | IgnoreSilica | 9.3272 | 1.3013 | 0.043342 | 4 | 63398.0326 | 125499.5854 | 1292.4546 | 2558.4788 | 91.9718 | 0 | 101.7501 | 399004.7432 | 24038.5357 | 430038.8991 | 316478.0304 | 0 | 130123.4276 | 0 | 506876.6181 | 1318788.9855 | 900100.581 | 4025449.8206 | 961560.8286 | 6004137.4768 | 6004137.4768 | 1478867.319 | 3283376.0606 | 0 | 10991148.126 | 21757528.9824 | 7498.9421 | 0.17337 | 63398.0326 | 125499.5854 | 1292.4546 | 2558.4788
1 | 2000 | 707 | 0.04 | 15 | 15 | 7 | 1e-11 | 5spot_SharedNeighbor | Water | Porous | Wet | R600a | MinimizeLCOE_Brownfield | IgnoreSilica | 11.7607 | 1.6532 | 0.058496 | 4 | 50425.4867 | 96438.7871 | 1027.9918 | 1966.0351 | 92.3474 | 0 | 104.1548 | 472996.9335 | 28571.9702 | 520641.3502 | 394228.3895 | 0 | 143996.7033 | 0 | 608569.7852 | 1583373.7463 | 1080685.1169 | 4833063.995 | 961560.8286 | 6004137.4768 | 6004137.4768 | 1478867.319 | 3283376.0606 | 0 | 11798762.3004 | 22565143.1568 | 10000 | 0.23398 | 50425.4867 | 96438.7871 | 1027.9918 | 1966.0351
1 | 2000 | 707 | 0.04 | 15 | 15 | 7 | 1.3335e-11 | 5spot_SharedNeighbor | Water | Porous | Wet | R600a | MinimizeLCOE_Brownfield | IgnoreSilica | 15.0197 | 2.1244 | 0.078432 | 4 | 40921.4353 | 75239.0353 | 834.2388 | 1533.8495 | 92.6574 | 0 | 115.078 | 565022.4616 | 34201.7866 | 636158.1478 | 498364.099 | 0 | 162284.3828 | 0 | 739452.0423 | 1923902.5316 | 1313103.0101 | 5872488.4617 | 961560.8286 | 6004137.4768 | 6004137.4768 | 1478867.319 | 3283376.0606 | 0 | 12838186.7671 | 23604567.6235 | 13335.2143 | 0.31373 | 40921.4353 | 75239.0353 | 834.2388 | 1533.8495
1 | 2000 | 707 | 0.04 | 15 | 15 | 7 | 1.7783e-11 | 5spot_SharedNeighbor | Water | Porous | Wet | R600a | MinimizeLCOE_Brownfield | IgnoreSilica | 19.0493 | 2.7071 | 0.10401 | 4 | 33807.2198 | 59684.5396 | 689.2059 | 1216.7501 | 92.8955 | 0 | 115.7131 | 670760.7473 | 40660.4773 | 772156.3385 | 627134.8234 | 0 | 181626.4764 | 0 | 894012.1566 | 2326036.2443 | 1587567.532 | 7099954.7958 | 961560.8286 | 6004137.4768 | 6004137.4768 | 1478867.319 | 3283376.0606 | 0 | 14065653.1012 | 24832033.9576 | 17782.7941 | 0.41605 | 33807.2198 | 59684.5396 | 689.2059 | 1216.7501
1 | 2000 | 707 | 0.04 | 15 | 15 | 7 | 2.3714e-11 | 5spot_SharedNeighbor | Water | Porous | Wet | R600a | MinimizeLCOE_Brownfield | IgnoreSilica | 23.9844 | 3.4208 | 0.13647 | 4 | 28401.6668 | 48123.9772 | 579.0064 | 981.0724 | 93.0793 | 0 | 154.5394 | 791402.3198 | 48016.9209 | 930973.0167 | 784709.5427 | 0 | 201769.8777 | 0 | 1075179.9544 | 2797397.6915 | 1909281.4052 | 8538730.7289 | 961560.8286 | 6004137.4768 | 6004137.4768 | 1478867.319 | 3283376.0606 | 0 | 15504429.0343 | 26270809.8906 | 23713.7371 | 0.5459 | 28401.6668 | 48123.9772 | 579.0064 | 981.0724
1 | 2000 | 707 | 0.04 | 15 | 15 | 7 | 3.1623e-11 | 5spot_SharedNeighbor | Water | Porous | Wet | R600a | MinimizeLCOE_Brownfield | IgnoreSilica | 29.9897 | 4.2891 | 0.17722 | 4 | 24242.0751 | 39429.8369 | 494.2075 | 803.8306 | 93.2226 | 0 | 118.6319 | 928536.5934 | 56364.1962 | 1115545.0216 | 976289.4102 | 0 | 222688.494 | 0 | 1286775.249 | 3347925.244 | 2285027.772 | 10219151.9805 | 961560.8286 | 6004137.4768 | 6004137.4768 | 1478867.319 | 3283376.0606 | 0 | 17184850.2859 | 27951231.1423 | 31622.7766 | 0.70889 | 24242.0751 | 39429.8369 | 494.2075 | 803.8306
1 | 2000 | 707 | 0.04 | 15 | 15 | 7 | 4.217e-11 | 5spot_SharedNeighbor | Water | Porous | Wet | R600a | MinimizeLCOE_Brownfield | IgnoreSilica | 37.1197 | 5.3203 | 0.22734 | 4 | 21008.7773 | 32848.5458 | 428.2923 | 669.662 | 93.3336 | 0 | 120.501 | 1081134.809 | 65636.455 | 1325261.7144 | 1203761.7857 | 0 | 243301.0048 | 0 | 1528447.3499 | 3976706.4767 | 2714183.8835 | 12138433.479 | 961560.8286 | 6004137.4768 | 6004137.4768 | 1478867.319 | 3283376.0606 | 0 | 19104131.7844 | 29870512.6408 | 42169.6503 | 0.90934 | 21008.7773 | 32848.5458 | 428.2923 | 669.662
1 | 2000 | 707 | 0.04 | 15 | 15 | 7 | 5.6234e-11 | 5spot_SharedNeighbor | Water | Porous | Wet | R600a | MinimizeLCOE_Brownfield | IgnoreSilica | 45.3681 | 6.513 | 0.2874 | 4 | 18480.3336 | 27845.6508 | 376.7466 | 567.6713 | 93.4178 | 0 | 137.2217 | 1247162.1178 | 75706.1388 | 1557954.9917 | 1466904.8677 | 0 | 262587.652 | 0 | 1798023.1495 | 4678087.4098 | 3192890.7823 | 14279317.1097 | 961560.8286 | 6004137.4768 | 6004137.4768 | 1478867.319 | 3283376.0606 | 0 | 21245015.4151 | 32011396.2714 | 56234.1325 | 1.1496 | 18480.3336 | 27845.6508 | 376.7466 | 567.6713
1 | 2000 | 707 | 0.04 | 15 | 15 | 7 | 7.4989e-11 | 5spot_SharedNeighbor | Water | Porous | Wet | R600a | MinimizeLCOE_Brownfield | IgnoreSilica | 54.464 | 7.8274 | 0.35642 | 4 | 16500.4352 | 24052.1957 | 336.3837 | 490.3365 | 93.4744 | 0 | 168.8812 | 1420004.0742 | 86167.5027 | 1804689.546 | 1756989.7709 | 0 | 278373.7929 | 0 | 2085027.6278 | 5424814.1897 | 3702547.1532 | 16558613.6575 | 961560.8286 | 6004137.4768 | 6004137.4768 | 1478867.319 | 3283376.0606 | 0 | 23524311.9629 | 34290692.8193 | 74989.4209 | 1.4257 | 16500.4352 | 24052.1957 | 336.3837 | 490.3365
1 | 2000 | 707 | 0.04 | 15 | 15 | 7 | 1e-10 | 5spot_SharedNeighbor | Water | Porous | Wet | R600a | MinimizeLCOE_Brownfield | IgnoreSilica | 64.2102 | 9.2327 | 0.43337 | 4 | 14933.0322 | 21143.8755 | 304.4301 | 431.0465 | 93.5006 | 0 | 146.6361 | 1595446.4041 | 96759.7844 | 2059513.8175 | 2067533.6432 | 0 | 289524.1357 | 0 | 2382423.3361 | 6198576.8183 | 4230656.0465 | 18920433.9858 | 961560.8286 | 6004137.4768 | 6004137.4768 | 1478867.319 | 3283376.0606 | 0 | 25886132.2912 | 36652513.1476 | 100000 | 1.7335 | 14933.0322 | 21143.8755 | 304.4301 | 431.0465
1 | 2000 | 707 | 0.04 | 15 | 15 | 7 | 1.3335e-10 | 5spot_SharedNeighbor | Water | Porous | Wet | R600a | MinimizeLCOE_Brownfield | IgnoreSilica | 73.5233 | 10.5706 | 0.51065 | 4 | 13741.5688 | 19012.502 | 280.1405 | 387.5956 | 93.4946 | 0 | 181.1124 | 1755009.5655 | 106365.127 | 2295001.0829 | 2363799.1581 | 0 | 293203.0088 | 0 | 2657217.3975 | 6913534.5981 | 4718629.4221 | 21102759.36 | 961560.8286 | 6004137.4768 | 6004137.4768 | 1478867.319 | 3283376.0606 | 0 | 28068457.6654 | 38834838.5217 | 133352.1432 | 2.0426 | 13741.5688 | 19012.502 | 280.1405 | 387.5956
1 | 2000 | 707 | 0.04 | 15 | 15 | 7 | 1.7783e-10 | 5spot_SharedNeighbor | Water | Porous | Wet | R600a | MinimizeLCOE_Brownfield | IgnoreSilica | 82.1808 | 11.8082 | 0.58554 | 4 | 12824.446 | 17421.2373 | 261.4437 | 355.1555 | 93.4634 | 0 | 167.9803 | 1897050.261 | 114888.6123 | 2507614.5125 | 2638632.2389 | 0 | 290702.1823 | 0 | 2905066.2447 | 7558386.4577 | 5158754.0667 | 23071094.5761 | 961560.8286 | 6004137.4768 | 6004137.4768 | 1478867.319 | 3283376.0606 | 0 | 30036792.8815 | 40803173.7378 | 177827.941 | 2.3422 | 12824.446 | 17421.2373 | 261.4437 | 355.1555
1 | 2000 | 707 | 0.04 | 15 | 15 | 7 | 2.3714e-10 | 5spot_SharedNeighbor | Water | Porous | Wet | R600a | MinimizeLCOE_Brownfield | IgnoreSilica | 89.825 | 12.8949 | 0.65428 | 4 | 12122.8525 | 16236.6754 | 247.1407 | 331.0066 | 93.4165 | 0 | 164.1071 | 2017858.6005 | 122114.903 | 2690691.601 | 2880722.6825 | 0 | 283210.6365 | 0 | 3117893.3852 | 8112119.0203 | 5536687.9187 | 24761298.7477 | 961560.8286 | 6004137.4768 | 6004137.4768 | 1478867.319 | 3283376.0606 | 0 | 31726997.0531 | 42493377.9094 | 237137.3706 | 2.6171 | 12122.8525 | 16236.6754 | 247.1407 | 331.0066
1 | 2000 | 707 | 0.04 | 15 | 15 | 7 | 3.1623e-10 | 5spot_SharedNeighbor | Water | Porous | Wet | R600a | MinimizeLCOE_Brownfield | IgnoreSilica | 96.3561 | 13.8182 | 0.71484 | 4 | 11588.7598 | 15354.0574 | 236.2525 | 313.0132 | 93.363 | 0 | 173.3544 | 2117880.3147 | 128079.8863 | 2843861.9173 | 3087069.0264 | 0 | 272807.6425 | 0 | 3295382.527 | 8573909.3594 | 5851869.314 | 26170859.9878 | 961560.8286 | 6004137.4768 | 6004137.4768 | 1478867.319 | 3283376.0606 | 0 | 33136558.2932 | 43902939.1495 | 316227.766 | 2.8594 | 11588.7598 | 15354.0574 | 236.2525 | 313.0132
1 | 2000 | 707 | 0.04 | 15 | 15 | 7 | 4.217e-10 | 5spot_SharedNeighbor | Water | Porous | Wet | R600a | MinimizeLCOE_Brownfield | IgnoreSilica | 101.7493 | 14.5768 | 0.76621 | 4 | 11183.6691 | 14696.5482 | 227.9942 | 299.609 | 93.31 | 0 | 186.0594 | 2198372.3457 | 132867.3397 | 2968197.0316 | 3257093.4107 | 0 | 261074.4819 | 0 | 3438865.7978 | 8947223.3975 | 6106663.8158 | 27310357.6208 | 961560.8286 | 6004137.4768 | 6004137.4768 | 1478867.319 | 3283376.0606 | 0 | 34276055.9262 | 45042436.7826 | 421696.5034 | 3.0648 | 11183.6691 | 14696.5482 | 227.9942 | 299.609
1 | 2000 | 707 | 0.04 | 15 | 15 | 7 | 5.6234e-10 | 5spot_SharedNeighbor | Water | Porous | Wet | R600a | MinimizeLCOE_Brownfield | IgnoreSilica | 106.0855 | 15.1839 | 0.80846 | 4 | 10877.2479 | 14206.5157 | 221.7474 | 289.619 | 93.2619 | 0 | 180.812 | 2261760.5452 | 136628.8947 | 3066799.3575 | 3393529.2153 | 0 | 249280.9462 | 0 | 3552119.5939 | 9241886.5435 | 6307777.4677 | 28209782.564 | 961560.8286 | 6004137.4768 | 6004137.4768 | 1478867.319 | 3283376.0606 | 0 | 35175480.8694 | 45941861.7258 | 562341.3252 | 3.2339 | 10877.2479 | 14206.5157 | 221.7474 | 289.619
1 | 2000 | 707 | 0.04 | 15 | 15 | 7 | 7.4989e-10 | 5spot_SharedNeighbor | Water | Porous | Wet | R600a | MinimizeLCOE_Brownfield | IgnoreSilica | 109.5102 | 15.6615 | 0.84246 | 4 | 10645.9199 | 13840.8487 | 217.0315 | 282.1644 | 93.2206 | 0 | 183.0386 | 2311014.7525 | 139546.2076 | 3143841.9242 | 3501115.8197 | 0 | 238327.3147 | 0 | 3640199.9473 | 9471053.5551 | 6464188.6621 | 28909288.1832 | 961560.8286 | 6004137.4768 | 6004137.4768 | 1478867.319 | 3283376.0606 | 0 | 35874986.4886 | 46641367.3449 | 749894.2093 | 3.3698 | 10645.9199 | 13840.8487 | 217.0315 | 282.1644
1 | 2000 | 707 | 0.04 | 15 | 15 | 7 | 1e-09 | 5spot_SharedNeighbor | Water | Porous | Wet | R600a | MinimizeLCOE_Brownfield | IgnoreSilica | 112.1755 | 16.0321 | 0.86932 | 4 | 10471.5386 | 13567.7543 | 213.4765 | 276.597 | 93.1864 | 0 | 191.6995 | 2348861.6598 | 141784.4654 | 3203298.7031 | 3584733.8369 | 0 | 228672.6506 | 0 | 3707867.0132 | 9647109.3802 | 6584350.3803 | 29446678.0896 | 961560.8286 | 6004137.4768 | 6004137.4768 | 1478867.319 | 3283376.0606 | 0 | 36412376.395 | 47178757.2513 | 1000000 | 3.4773 | 10471.5386 | 13567.7543 | 213.4765 | 276.597
1 | 2000 | 707 | 0.04 | 15 | 15 | 7 | 1.3335e-09 | 5spot_SharedNeighbor | Water | Porous | Wet | R600a | MinimizeLCOE_Brownfield | IgnoreSilica | 114.2218 | 16.316 | 0.89022 | 4 | 10340.2324 | 13363.7408 | 210.7996 | 272.4379 | 93.1591 | 0 | 200.0937 | 2377635.9501 | 143484.1307 | 3248654.2212 | 3648865.5244 | 0 | 220458.5252 | 0 | 3759248.3571 | 9780793.0974 | 6675592.2642 | 29854732.0703 | 961560.8286 | 6004137.4768 | 6004137.4768 | 1478867.319 | 3283376.0606 | 0 | 36820430.3757 | 47586811.2321 | 1333521.4322 | 3.5609 | 10340.2324 | 13363.7408 | 210.7996 | 272.4379
1 | 2000 | 707 | 0.04 | 15 | 15 | 7 | 1.7783e-09 | 5spot_SharedNeighbor | Water | Porous | Wet | R600a | MinimizeLCOE_Brownfield | IgnoreSilica | 115.7908 | 16.5332 | 0.90638 | 4 | 10241.4476 | 13211.0437 | 208.7858 | 269.325 | 93.1374 | 0 | 169.4861 | 2399534.2354 | 144776.4302 | 3283260.1397 | 3697998.5575 | 0 | 213720.3208 | 0 | 3798322.9766 | 9882457.2419 | 6744980.1318 | 30165050.0339 | 961560.8286 | 6004137.4768 | 6004137.4768 | 1478867.319 | 3283376.0606 | 0 | 37130748.3393 | 47897129.1957 | 1778279.41 | 3.6255 | 10241.4476 | 13211.0437 | 208.7858 | 269.325
1 | 2000 | 707 | 0.04 | 15 | 15 | 7 | 2.3714e-09 | 5spot_SharedNeighbor | Water | Porous | Wet | R600a | MinimizeLCOE_Brownfield | IgnoreSilica | 116.9887 | 16.6987 | 0.91879 | 4 | 10167.181 | 13096.6683 | 207.2717 | 266.9933 | 93.1205 | 0 | 196.5372 | 2416157.9759 | 145756.7499 | 3309582.3089 | 3735487.0194 | 0 | 208317.6813 | 0 | 3827967.6768 | 9959586.671 | 6797622.552 | 30400478.6354 | 961560.8286 | 6004137.4768 | 6004137.4768 | 1478867.319 | 3283376.0606 | 0 | 37366176.9408 | 48132557.7971 | 2371373.7057 | 3.6752 | 10167.181 | 13096.6683 | 207.2717 | 266.9933
1 | 2000 | 707 | 0.04 | 15 | 15 | 7 | 3.1623e-09 | 5spot_SharedNeighbor | Water | Porous | Wet | R600a | MinimizeLCOE_Brownfield | IgnoreSilica | 117.8855 | 16.8226 | 0.92819 | 4 | 10111.3781 | 13011.2063 | 206.1341 | 265.251 | 93.1076 | 0 | 186.5767 | 2428549.8907 | 146487.1103 | 3329232.9736 | 3763539.5582 | 0 | 203992.192 | 0 | 3850002.6727 | 10016917.2102 | 6836751.8231 | 30575473.4309 | 961560.8286 | 6004137.4768 | 6004137.4768 | 1478867.319 | 3283376.0606 | 0 | 37541171.7363 | 48307552.5926 | 3162277.6602 | 3.7128 | 10111.3781 | 13011.2063 | 206.1341 | 265.251
1 | 2000 | 707 | 0.04 | 15 | 15 | 7 | 4.217e-09 | 5spot_SharedNeighbor | Water | Porous | Wet | R600a | MinimizeLCOE_Brownfield | IgnoreSilica | 118.5675 | 16.9166 | 0.93535 | 4 | 10069.4672 | 12947.1091 | 205.2797 | 263.9443 | 93.0977 | 0 | 224.1826 | 2437942.4624 | 147040.4623 | 3344144.0691 | 3784863.5722 | 0 | 200634.0618 | 0 | 3866703.6048 | 10060369.6097 | 6866408.9786 | 30708106.8209 | 961560.8286 | 6004137.4768 | 6004137.4768 | 1478867.319 | 3283376.0606 | 0 | 37673805.1262 | 48440185.9826 | 4216965.0343 | 3.7414 | 10069.4672 | 12947.1091 | 205.2797 | 263.9443
1 | 2000 | 707 | 0.04 | 15 | 15 | 7 | 5.6234e-09 | 5spot_SharedNeighbor | Water | Porous | Wet | R600a | MinimizeLCOE_Brownfield | IgnoreSilica | 119.0692 | 16.9858 | 0.94069 | 4 | 10038.001 | 12899.2912 | 204.6382 | 262.9695 | 93.0904 | 0 | 189.6987 | 2444836.4643 | 147446.4852 | 3355097.8004 | 3800548.9088 | 0 | 197980.0819 | 0 | 3878904.7989 | 10092114.6139 | 6888075.5962 | 30805004.7497 | 961560.8286 | 6004137.4768 | 6004137.4768 | 1478867.319 | 3283376.0606 | 0 | 37770703.0551 | 48537083.9115 | 5623413.2519 | 3.7628 | 10038.001 | 12899.2912 | 204.6382 | 262.9695
1 | 2000 | 707 | 0.04 | 15 | 15 | 7 | 7.4989e-09 | 5spot_SharedNeighbor | Water | Porous | Wet | R600a | MinimizeLCOE_Brownfield | IgnoreSilica | 119.4519 | 17.0385 | 0.94476 | 4 | 10014.383 | 12863.3702 | 204.1567 | 262.2372 | 93.0847 | 0 | 183.056 | 2450084.3618 | 147755.4877 | 3363441.2963 | 3812508.2042 | 0 | 195965.6941 | 0 | 3888204.4672 | 10116310.4433 | 6904589.7469 | 30878859.7015 | 961560.8286 | 6004137.4768 | 6004137.4768 | 1478867.319 | 3283376.0606 | 0 | 37844558.0069 | 48610938.8632 | 7498942.0933 | 3.779 | 10014.383 | 12863.3702 | 204.1567 | 262.2372
1 | 2000 | 707 | 0.04 | 15 | 15 | 7 | 1e-08 | 5spot_SharedNeighbor | Water | Porous | Wet | R600a | MinimizeLCOE_Brownfield | IgnoreSilica | 119.7466 | 17.0791 | 0.94785 | 4 | 9996.6596 | 12836.3297 | 203.7954 | 261.6859 | 93.0804 | 0 | 203.0391 | 2454120.0756 | 147993.0725 | 3369860.6439 | 3821716.379 | 0 | 194459.5417 | 0 | 3895378.3879 | 10134975.5134 | 6917329.0409 | 30935832.6549 | 961560.8286 | 6004137.4768 | 6004137.4768 | 1478867.319 | 3283376.0606 | 0 | 37901530.9603 | 48667911.8167 | 10000000 | 3.7914 | 9996.6596 | 12836.3297 | 203.7954 | 261.6859
1 | 2100 | 707 | 0.04 | 15 | 15 | 7 | 1e-13 | 5spot_SharedNeighbor | Water | Porous | Wet | R600a | MinimizeLCOE_Brownfield | IgnoreSilica | 0 | 0 | 0 | 0 | [6 empty] | 19.5325 | [19 empty] | 100 | 0
1 | 2100 | 707 | 0.04 | 15 | 15 | 7 | 1.3335e-13 | 5spot_SharedNeighbor | Water | Porous | Wet | R600a | MinimizeLCOE_Brownfield | IgnoreSilica | 0 | 0 | 0 | 0 | [6 empty] | 970.3238 | [19 empty] | 133.3521 | 0
1 | 2100 | 707 | 0.04 | 15 | 15 | 7 | 1.7783e-13 | 5spot_SharedNeighbor | Water | Porous | Wet | R600a | MinimizeLCOE_Brownfield | IgnoreSilica | 0 | 0 | 0 | 0 | [6 empty] | 21.6665 | [19 empty] | 177.8279 | 0
1 | 2100 | 707 | 0.04 | 15 | 15 | 7 | 2.3714e-13 | 5spot_SharedNeighbor | Water | Porous | Wet | R600a | MinimizeLCOE_Brownfield | IgnoreSilica | 0 | 0 | 0 | 0 | [6 empty] | 22.6096 | [19 empty] | 237.1374 | 0
1 | 2100 | 707 | 0.04 | 15 | 15 | 7 | 3.1623e-13 | 5spot_SharedNeighbor | Water | Porous | Wet | R600a | MinimizeLCOE_Brownfield | IgnoreSilica | 0 | 0 | 0 | 0 | [6 empty] | 22.307 | [19 empty] | 316.2278 | 0
1 | 2100 | 707 | 0.04 | 15 | 15 | 7 | 4.217e-13 | 5spot_SharedNeighbor | Water | Porous | Wet | R600a | MinimizeLCOE_Brownfield | IgnoreSilica | 0 | 0 | 0 | 0 | [6 empty] | 22.0134 | [19 empty] | 421.6965 | 0
1 | 2100 | 707 | 0.04 | 15 | 15 | 7 | 5.6234e-13 | 5spot_SharedNeighbor | Water | Porous | Wet | R600a | MinimizeLCOE_Brownfield | IgnoreSilica | 0.73307 | 0.073072 | 0.00040945 | 4 | 4774545.2539 | 11624547.3929 | 97335.5631 | 236982.122 | 76.5246 | 0 | 68.8455 | 47203.3054 | 2546.039 | 43480.1065 | 44026.6272 | 0 | 34120.9834 | 0 | 66837.054 | 173896.3043 | 118687.8009 | 530798.2208 | 961560.8286 | 6327463.8043 | 6327463.8043 | 1478867.319 | 3412706.5916 | 0 | 7819822.8537 | 19038860.5687 | 562.3413 | 0.0016378 | 4774545.2539 | 11624547.3929 | 97335.5631 | 236982.122
1 | 2100 | 707 | 0.04 | 15 | 15 | 7 | 7.4989e-13 | 5spot_SharedNeighbor | Water | Porous | Wet | R600a | MinimizeLCOE_Brownfield | IgnoreSilica | 1.1069 | 0.12733 | 0.0016195 | 4 | 1242583.232 | 2974500.8822 | 25331.7399 | 60639.2238 | 82.7375 | 0 | 178.623 | 73567.9475 | 4139.1127 | 67466.8293 | 55978.1587 | 0 | 44290.074 | 0 | 95722.4276 | 249050.1213 | 169981.8252 | 760196.4962 | 961560.8286 | 6327463.8043 | 6327463.8043 | 1478867.319 | 3412706.5916 | 0 | 8049221.1291 | 19268258.8441 | 749.8942 | 0.0064778 | 1242583.232 | 2974500.8822 | 25331.7399 | 60639.2238
1 | 2100 | 707 | 0.04 | 15 | 15 | 7 | 1e-12 | 5spot_SharedNeighbor | Water | Porous | Wet | R600a | MinimizeLCOE_Brownfield | IgnoreSilica | 1.5542 | 0.19445 | 0.0035099 | 4 | 591263.5454 | 1390372.9061 | 12053.7071 | 28344.6323 | 86.6337 | 0 | 268.5642 | 102048.7298 | 5895.3538 | 94373.7301 | 70485.9081 | 0 | 53929.8993 | 0 | 127426.1122 | 331536.6054 | 226280.5455 | 1011976.8843 | 961560.8286 | 6327463.8043 | 6327463.8043 | 1478867.319 | 3412706.5916 | 0 | 8301001.5172 | 19520039.2321 | 1000 | 0.014039 | 591263.5454 | 1390372.9061 | 12053.7071 | 28344.6323
1 | 2100 | 707 | 0.04 | 15 | 15 | 7 | 1.3335e-12 | 5spot_SharedNeighbor | Water | Porous | Wet | R600a | MinimizeLCOE_Brownfield | IgnoreSilica | 2.1182 | 0.2805 | 0.0062408 | 4 | 344324.9939 | 793751.6007 | 7019.5307 | 16181.7 | 89.37 | 0 | 381.0732 | 134581.1826 | 7921.8976 | 126247.0729 | 88969.0123 | 0 | 64061.3458 | 0 | 164494.3994 | 427980.6847 | 292105.6115 | 1306361.2068 | 961560.8286 | 6327463.8043 | 6327463.8043 | 1478867.319 | 3412706.5916 | 0 | 8595385.8397 | 19814423.5547 | 1333.5214 | 0.024963 | 344324.9939 | 793751.6007 | 7019.5307 | 16181.7
1 | 2100 | 707 | 0.04 | 15 | 15 | 7 | 1.7783e-12 | 5spot_SharedNeighbor | Water | Porous | Wet | R600a | MinimizeLCOE_Brownfield | IgnoreSilica | 2.813 | 0.38737 | 0.01001 | 4 | 223069.9138 | 503253.846 | 4547.5819 | 10259.5104 | 91.3142 | 0 | 85.7337 | 171002.5649 | 10201.3623 | 163203.7419 | 111764.3287 | 0 | 74321.0012 | 0 | 206892.2696 | 538291.2461 | 367394.8363 | 1643071.3511 | 961560.8286 | 6327463.8043 | 6327463.8043 | 1478867.319 | 3412706.5916 | 0 | 8932095.984 | 20151133.6989 | 1778.2794 | 0.040042 | 223069.9138 | 503253.846 | 4547.5819 | 10259.5104
1 | 2100 | 707 | 0.04 | 15 | 15 | 7 | 2.3714e-12 | 5spot_SharedNeighbor | Water | Porous | Wet | R600a | MinimizeLCOE_Brownfield | IgnoreSilica | 3.7292 | 0.52912 | 0.015158 | 4 | 154209.6615 | 339238.8791 | 3143.7725 | 6915.8434 | 92.8155 | 0 | 77.8983 | 214886.7011 | 12954.6719 | 209204.6564 | 142035.5734 | 0 | 86444.8141 | 0 | 259555.3026 | 675309.6553 | 460912.716 | 2061304.0908 | 961560.8286 | 6327463.8043 | 6327463.8043 | 1478867.319 | 3412706.5916 | 0 | 9350328.7238 | 20569366.4387 | 2371.3737 | 0.060634 | 154209.6615 | 339238.8791 | 3143.7725 | 6915.8434
1 | 2100 | 707 | 0.04 | 15 | 15 | 7 | 3.1623e-12 | 5spot_SharedNeighbor | Water | Porous | Wet | R600a | MinimizeLCOE_Brownfield | IgnoreSilica | 4.9614 | 0.72007 | 0.02217 | 4 | 111400.0677 | 237910.1565 | 2271.0411 | 4850.1203 | 93.9852 | 0 | 57.6767 | 268640.453 | 16328.1264 | 267449.8798 | 182605.114 | 0 | 101214.6062 | 0 | 326132.89 | 848530.8807 | 579139.7616 | 2590041.7118 | 961560.8286 | 6327463.8043 | 6327463.8043 | 1478867.319 | 3412706.5916 | 0 | 9879066.3447 | 21098104.0597 | 3162.2777 | 0.088681 | 111400.0677 | 237910.1565 | 2271.0411 | 4850.1203
1 | 2100 | 707 | 0.04 | 15 | 15 | 7 | 4.217e-12 | 5spot_SharedNeighbor | Water | Porous | Wet | R600a | MinimizeLCOE_Brownfield | IgnoreSilica | 6.3233 | 0.93132 | 0.031123 | 4 | 83728.5338 | 173846.1924 | 1706.9194 | 3544.0898 | 94.7466 | 0 | 67.433 | 323216.9848 | 19751.2583 | 328372.4228 | 227565.3443 | 0 | 113155.2423 | 0 | 394703.8885 | 1026938.553 | 700906.6639 | 3134610.3581 | 961560.8286 | 6327463.8043 | 6327463.8043 | 1478867.319 | 3412706.5916 | 0 | 10423634.991 | 21642672.7059 | 4216.965 | 0.12449 | 83728.5338 | 173846.1924 | 1706.9194 | 3544.0898
1 | 2100 | 707 | 0.04 | 15 | 15 | 7 | 5.6234e-12 | 5spot_SharedNeighbor | Water | Porous | Wet | R600a | MinimizeLCOE_Brownfield | IgnoreSilica | 8.0166 | 1.1926 | 0.042586 | 4 | 64943.3971 | 130804.3149 | 1323.959 | 2666.6229 | 95.275 | 0 | 62.024 | 385560.6307 | 23649.7641 | 400057.1414 | 283231.0084 | 0 | 125909.4624 | 0 | 475179.1227 | 1236318.6046 | 843812.8515 | 3773718.5857 | 961560.8286 | 6327463.8043 | 6327463.8043 | 1478867.319 | 3412706.5916 | 0 | 11062743.2186 | 22281780.9336 | 5623.4133 | 0.17034 | 64943.3971 | 130804.3149 | 1323.959 | 2666.6229
1 | 2100 | 707 | 0.04 | 15 | 15 | 7 | 7.4989e-12 | 5spot_SharedNeighbor | Water | Porous | Wet | R600a | MinimizeLCOE_Brownfield | IgnoreSilica | 10.5692 | 1.5915 | 0.058849 | 4 | 50986.2892 | 98646.191 | 1039.4245 | 2011.036 | 95.9182 | 0 | 48.9624 | 473844.897 | 29187.1917 | 503679.8282 | 367492.7919 | 0 | 147478.0794 | 0 | 593456.2874 | 1544051.5252 | 1053846.893 | 4713037.4937 | 961560.8286 | 6327463.8043 | 6327463.8043 | 1478867.319 | 3412706.5916 | 0 | 12002062.1267 | 23221099.8416 | 7498.9421 | 0.2354 | 50986.2892 | 98646.191 | 1039.4245 | 2011.036
1 | 2100 | 707 | 0.04 | 15 | 15 | 7 | 1e-11 | 5spot_SharedNeighbor | Water | Porous | Wet | R600a | MinimizeLCOE_Brownfield | IgnoreSilica | 13.5272 | 2.0515 | 0.079245 | 4 | 41082.9523 | 76476.599 | 837.5316 | 1559.0789 | 96.2994 | 0 | 48.4725 | 567453.0864 | 35037.872 | 616938.0231 | 464964.6197 | 0 | 166731.1159 | 0 | 721938.6397 | 1878336.2504 | 1282003.0869 | 5733402.694 | 961560.8286 | 6327463.8043 | 6327463.8043 | 1478867.319 | 3412706.5916 | 0 | 13022427.3269 | 24241465.0419 | 10000 | 0.31698 | 41082.9523 | 76476.599 | 837.5316 | 1559.0789
1 | 2100 | 707 | 0.04 | 15 | 15 | 7 | 1.3335e-11 | 5spot_SharedNeighbor | Water | Porous | Wet | R600a | MinimizeLCOE_Brownfield | IgnoreSilica | 17.2124 | 2.6248 | 0.10556 | 4 | 33711.9879 | 60281.8238 | 687.2645 | 1228.9265 | 96.5928 | 0 | 62.6119 | 675714.9823 | 41793.4477 | 751205.5632 | 586424.3919 | 0 | 187418.208 | 0 | 874597.0713 | 2275522.175 | 1553090.6418 | 6945766.4813 | 961560.8286 | 6327463.8043 | 6327463.8043 | 1478867.319 | 3412706.5916 | 0 | 14234791.1142 | 25453828.8292 | 13335.2143 | 0.42225 | 33711.9879 | 60281.8238 | 687.2645 | 1228.9265
1 | 2100 | 707 | 0.04 | 15 | 15 | 7 | 1.7783e-11 | 5spot_SharedNeighbor | Water | Porous | Wet | R600a | MinimizeLCOE_Brownfield | IgnoreSilica | 21.7413 | 3.3294 | 0.13914 | 4 | 28135.1534 | 48293.3573 | 573.5732 | 984.5254 | 96.8187 | 0 | 59.4377 | 799556.2576 | 49507.8243 | 908458.9901 | 735704.8504 | 0 | 209030.6495 | 0 | 1053880.843 | 2741981.7729 | 1871458.9021 | 8369580.0898 | 961560.8286 | 6327463.8043 | 6327463.8043 | 1478867.319 | 3412706.5916 | 0 | 15658604.7228 | 26877642.4377 | 17782.7941 | 0.55655 | 28135.1534 | 48293.3573 | 573.5732 | 984.5254
1 | 2100 | 707 | 0.04 | 15 | 15 | 7 | 2.3714e-11 | 5spot_SharedNeighbor | Water | Porous | Wet | R600a | MinimizeLCOE_Brownfield | IgnoreSilica | 27.4 | 4.2099 | 0.18225 | 4 | 23819.8919 | 39209.8331 | 485.6007 | 799.3455 | 96.9973 | 0 | 137.9859 | 943868.8748 | 58481.0819 | 1095910.8973 | 922236.1026 | 0 | 232488.6742 | 0 | 1268664.396 | 3300804.5194 | 2252866.9093 | 10075321.4553 | 961560.8286 | 6327463.8043 | 6327463.8043 | 1478867.319 | 3412706.5916 | 0 | 17364346.0883 | 28583383.8032 | 23713.7371 | 0.72899 | 23819.8919 | 39209.8331 | 485.6007 | 799.3455
1 | 2100 | 707 | 0.04 | 15 | 15 | 7 | 3.1623e-11 | 5spot_SharedNeighbor | Water | Porous | Wet | R600a | MinimizeLCOE_Brownfield | IgnoreSilica | 34.1159 | 5.255 | 0.23533 | 4 | 20510.5053 | 32429.0844 | 418.1344 | 661.1107 | 97.1337 | 0 | 163.3083 | 1104025.2658 | 68420.3756 | 1308498.2563 | 1143535.3837 | 0 | 255619.649 | 0 | 1513238.5828 | 3937136.3845 | 2687176.4825 | 12017650.3799 | 961560.8286 | 6327463.8043 | 6327463.8043 | 1478867.319 | 3412706.5916 | 0 | 19306675.0129 | 30525712.7278 | 31622.7766 | 0.94131 | 20510.5053 | 32429.0844 | 418.1344 | 661.1107
1 | 2100 | 707 | 0.04 | 15 | 15 | 7 | 4.217e-11 | 5spot_SharedNeighbor | Water | Porous | Wet | R600a | MinimizeLCOE_Brownfield | IgnoreSilica | 41.9964 | 6.4814 | 0.29987 | 4 | 17924.4225 | 27277.6173 | 365.4136 | 556.0911 | 97.2385 | 0 | 167.809 | 1280443.2579 | 79347.8987 | 1547452.4228 | 1403216.3611 | 0 | 277827.9565 | 0 | 1789432.2798 | 4655735.7291 | 3177635.3009 | 14211091.2068 | 961560.8286 | 6327463.8043 | 6327463.8043 | 1478867.319 | 3412706.5916 | 0 | 21500115.8397 | 32719153.5547 | 42169.6503 | 1.1995 | 17924.4225 | 27277.6173 | 365.4136 | 556.0911
1 | 2100 | 707 | 0.04 | 15 | 15 | 7 | 5.6234e-11 | 5spot_SharedNeighbor | Water | Porous | Wet | R600a | MinimizeLCOE_Brownfield | IgnoreSilica | 50.9512 | 7.8744 | 0.37594 | 4 | 15895.7745 | 23356.3425 | 324.0569 | 476.1506 | 97.314 | 0 | 143.5239 | 1469280.5975 | 91020.3043 | 1808139.1724 | 1698244.5671 | 0 | 297645.4957 | 0 | 2092088.7534 | 5443185.7899 | 3715086.1479 | 16614690.8281 | 961560.8286 | 6327463.8043 | 6327463.8043 | 1478867.319 | 3412706.5916 | 0 | 23903715.461 | 35122753.1759 | 56234.1325 | 1.5038 | 15895.7745 | 23356.3425 | 324.0569 | 476.1506
1 | 2100 | 707 | 0.04 | 15 | 15 | 7 | 7.4989e-11 | 5spot_SharedNeighbor | Water | Porous | Wet | R600a | MinimizeLCOE_Brownfield | IgnoreSilica | 60.5567 | 9.3663 | 0.46119 | 4 | 14306.4162 | 20388.0374 | 291.6556 | 415.6377 | 97.3563 | 0 | 159.1403 | 1660793.5098 | 102828.9437 | 2077282.8703 | 2014500.5255 | 0 | 312206.2865 | 0 | 2405368.733 | 6258276.0342 | 4271401.988 | 19102658.891 | 961560.8286 | 6327463.8043 | 6327463.8043 | 1478867.319 | 3412706.5916 | 0 | 26391683.5239 | 37610721.2389 | 74989.4209 | 1.8447 | 14306.4162 | 20388.0374 | 291.6556 | 415.6377
1 | 2100 | 707 | 0.04 | 15 | 15 | 7 | 1e-10 | 5spot_SharedNeighbor | Water | Porous | Wet | R600a | MinimizeLCOE_Brownfield | IgnoreSilica | 70.3003 | 10.8746 | 0.55155 | 4 | 13067.873 | 18153.0956 | 266.4063 | 370.0754 | 97.3626 | 0 | 167.6886 | 1845229.9735 | 114167.4924 | 2340831.1436 | 2334870.194 | 0 | 319891.1814 | 0 | 2712446.0941 | 7057228.3377 | 4816703.352 | 21541367.7688 | 961560.8286 | 6327463.8043 | 6327463.8043 | 1478867.319 | 3412706.5916 | 0 | 28830392.4018 | 40049430.1167 | 100000 | 2.2062 | 13067.873 | 18153.0956 | 266.4063 | 370.0754
1 | 2100 | 707 | 0.04 | 15 | 15 | 7 | 1.3335e-10 | 5spot_SharedNeighbor | Water | Porous | Wet | R600a | MinimizeLCOE_Brownfield | IgnoreSilica | 79.9176 | 12.356 | 0.64412 | 4 | 12094.7444 | 16449.1532 | 246.5677 | 335.3382 | 97.335 | 0 | 166.1086 | 2018779.0002 | 124799.92 | 2592687.8456 | 2650446.4887 | 0 | 321023.678 | 0 | 3006017.4037 | 7821040.6654 | 5338020.9605 | 23872815.962 | 961560.8286 | 6327463.8043 | 6327463.8043 | 1478867.319 | 3412706.5916 | 0 | 31161840.595 | 42380878.3099 | 133352.1432 | 2.5765 | 12094.7444 | 16449.1532 | 246.5677 | 335.3382
1 | 2100 | 707 | 0.04 | 15 | 15 | 7 | 1.7783e-10 | 5spot_SharedNeighbor | Water | Porous | Wet | R600a | MinimizeLCOE_Brownfield | IgnoreSilica | 88.3977 | 13.6543 | 0.72945 | 4 | 11362.586 | 15207.6373 | 231.6417 | 310.0283 | 97.2844 | 0 | 180.2892 | 2165479.6198 | 133754.7017 | 2808541.3898 | 2928020.3003 | 0 | 315012.9253 | 0 | 3256815.4854 | 8473565.8283 | 5783382.7922 | 25864573.0428 | 961560.8286 | 6327463.8043 | 6327463.8043 | 1478867.319 | 3412706.5916 | 0 | 33153597.6758 | 44372635.3907 | 177827.941 | 2.9178 | 11362.586 | 15207.6373 | 231.6417 | 310.0283
1 | 2100 | 707 | 0.04 | 15 | 15 | 7 | 2.3714e-10 | 5spot_SharedNeighbor | Water | Porous | Wet | R600a | MinimizeLCOE_Brownfield | IgnoreSilica | 95.7714 | 14.7762 | 0.80622 | 4 | 10803.1313 | 14282.033 | 220.2364 | 291.1586 | 97.2219 | 0 | 145.3495 | 2288586.1659 | 141242.9452 | 2991816.4199 | 3168761.4091 | 0 | 304495.7016 | 0 | 3469012.0302 | 9025657.7104 | 6160196.8461 | 27549769.2283 | 961560.8286 | 6327463.8043 | 6327463.8043 | 1478867.319 | 3412706.5916 | 0 | 34838793.8612 | 46057831.5762 | 237137.3706 | 3.2249 | 10803.1313 | 14282.033 | 220.2364 | 291.1586
1 | 2100 | 707 | 0.04 | 15 | 15 | 7 | 3.1623e-10 | 5spot_SharedNeighbor | Water | Porous | Wet | R600a | MinimizeLCOE_Brownfield | IgnoreSilica | 101.9586 | 15.7119 | 0.87254 | 4 | 10377.5175 | 13591.9967 | 211.5597 | 277.0912 | 97.1569 | 0 | 159.138 | 2388875.5241 | 147323.6923 | 3142600.1712 | 3370277.3006 | 0 | 291502.8794 | 0 | 3642826.0313 | 9477886.0872 | 6468852.0056 | 28930143.6917 | 961560.8286 | 6327463.8043 | 6327463.8043 | 1478867.319 | 3412706.5916 | 0 | 36219168.3246 | 47438206.0395 | 316227.766 | 3.4902 | 10377.5175 | 13591.9967 | 211.5597 | 277.0912
1 | 2100 | 707 | 0.04 | 15 | 15 | 7 | 4.217e-10 | 5spot_SharedNeighbor | Water | Porous | Wet | R600a | MinimizeLCOE_Brownfield | IgnoreSilica | 107.0166 | 16.4727 | 0.92803 | 4 | 10054.7957 | 13077.0756 | 204.9806 | 266.5939 | 97.0958 | 0 | 152.6212 | 2468908.8316 | 152162.6566 | 3263904.9025 | 3534650.3134 | 0 | 277832.2916 | 0 | 3782009.0083 | 9840011.643 | 6716010.1384 | 30035489.7855 | 961560.8286 | 6327463.8043 | 6327463.8043 | 1478867.319 | 3412706.5916 | 0 | 37324514.4184 | 48543552.1334 | 421696.5034 | 3.7121 | 10054.7957 | 13077.0756 | 204.9806 | 266.5939
1 | 2100 | 707 | 0.04 | 15 | 15 | 7 | 5.6234e-10 | 5spot_SharedNeighbor | Water | Porous | Wet | R600a | MinimizeLCOE_Brownfield | IgnoreSilica | 107.8246 | 16.5938 | 0.9542 | 4 | 9801.2595 | 12740.649 | 199.8119 | 259.7354 | 97.0852 | 0 | 151.022 | 2481528.0214 | 152924.3446 | 3283116.9815 | 3560873.4925 | 0 | 246411.9438 | 0 | 3792693.3657 | 9867810.1491 | 6734983.19 | 30120341.4886 | 961560.8286 | 6327463.8043 | 6327463.8043 | 1478867.319 | 3412706.5916 | 0 | 37409366.1216 | 48628403.8365 | 562341.3252 | 3.8168 | 9801.2595 | 12740.649 | 199.8119 | 259.7354
1 | 2100 | 707 | 0.04 | 15 | 15 | 7 | 7.4989e-10 | 5spot_SharedNeighbor | Water | Porous | Wet | R600a | MinimizeLCOE_Brownfield | IgnoreSilica | 110 | 16.9196 | 0.98252 | 4 | 9631.6668 | 12486.315 | 196.3546 | 254.5504 | 97.0563 | 0 | 92.4648 | 2515307.7239 | 154961.9614 | 3334643.4318 | 3631440.1839 | 0 | 231852.9433 | 0 | 3848600.4353 | 10013268.876 | 6834261.76 | 30564337.3156 | 961560.8286 | 6327463.8043 | 6327463.8043 | 1478867.319 | 3412706.5916 | 0 | 37853361.9485 | 49072399.6634 | 749894.2093 | 3.9301 | 9631.6668 | 12486.315 | 196.3546 | 254.5504
1 | 2100 | 707 | 0.04 | 15 | 15 | 7 | 1e-09 | 5spot_SharedNeighbor | Water | Porous | Wet | R600a | MinimizeLCOE_Brownfield | IgnoreSilica | 118 | 18.1081 | 1.0458 | 4 | 9485.5376 | 12167.4312 | 193.3755 | 248.0495 | 96.9315 | 0 | 142.8148 | 2636469.3574 | 162242.7758 | 3521083.2109 | 3889978.3765 | 0 | 248321.1944 | 0 | 4078657.0169 | 10611828.9103 | 7242791.2826 | 32391372.1248 | 961560.8286 | 6327463.8043 | 6327463.8043 | 1478867.319 | 3412706.5916 | 0 | 39680396.7578 | 50899434.4727 | 1000000 | 4.1833 | 9485.5376 | 12167.4312 | 193.3755 | 248.0495
1 | 2100 | 707 | 0.04 | 15 | 15 | 7 | 1.3335e-09 | 5spot_SharedNeighbor | Water | Porous | Wet | R600a | MinimizeLCOE_Brownfield | IgnoreSilica | 118.3239 | 18.156 | 1.0581 | 4 | 9379.9952 | 12030.6913 | 191.2239 | 245.2619 | 96.9263 | 0 | 130.218 | 2641298.2143 | 162532.3981 | 3528553.3437 | 3900424.998 | 0 | 231844.9559 | 0 | 4081215.0249 | 10618484.3224 | 7247333.7381 | 32411686.9954 | 961560.8286 | 6327463.8043 | 6327463.8043 | 1478867.319 | 3412706.5916 | 0 | 39700711.6283 | 50919749.3432 | 1333521.4322 | 4.2325 | 9379.9952 | 12030.6913 | 191.2239 | 245.2619
1 | 2100 | 707 | 0.04 | 15 | 15 | 7 | 1.7783e-09 | 5spot_SharedNeighbor | Water | Porous | Wet | R600a | MinimizeLCOE_Brownfield | IgnoreSilica | 119.7466 | 18.3665 | 1.0749 | 4 | 9301.0871 | 11910.3675 | 189.6152 | 242.809 | 96.9036 | 0 | 113.1555 | 2662454.3859 | 163801.0627 | 3561306.9517 | 3946301.8643 | 0 | 224701.6596 | 0 | 4117840.7105 | 10713776.8434 | 7312372.8417 | 32702556.3198 | 961560.8286 | 6327463.8043 | 6327463.8043 | 1478867.319 | 3412706.5916 | 0 | 39991580.9528 | 51210618.6677 | 1778279.41 | 4.2997 | 9301.0871 | 11910.3675 | 189.6152 | 242.809
1 | 2100 | 707 | 0.04 | 15 | 15 | 7 | 2.3714e-09 | 5spot_SharedNeighbor | Water | Porous | Wet | R600a | MinimizeLCOE_Brownfield | IgnoreSilica | 120.8332 | 18.5271 | 1.0878 | 4 | 9241.7619 | 11820.1574 | 188.4058 | 240.9699 | 96.8859 | 0 | 116.7369 | 2678530.1559 | 164764.3761 | 3586239.6829 | 3981321.6261 | 0 | 219030.7977 | 0 | 4145655.7891 | 10786145.9723 | 7361766.2592 | 32923454.6593 | 961560.8286 | 6327463.8043 | 6327463.8043 | 1478867.319 | 3412706.5916 | 0 | 40212479.2922 | 51431517.0072 | 2371373.7057 | 4.3512 | 9241.7619 | 11820.1574 | 188.4058 | 240.9699
1 | 2100 | 707 | 0.04 | 15 | 15 | 7 | 3.1623e-09 | 5spot_SharedNeighbor | Water | Porous | Wet | R600a | MinimizeLCOE_Brownfield | IgnoreSilica | 121.6419 | 18.6465 | 1.0975 | 4 | 9197.1844 | 11752.7783 | 187.497 | 239.5963 | 96.8725 | 0 | 112.027 | 2690446.3363 | 165478.0394 | 3604746.0932 | 4007369.6621 | 0 | 214503.3361 | 0 | 4166191.9522 | 10839576.856 | 7398233.9353 | 33086546.2106 | 961560.8286 | 6327463.8043 | 6327463.8043 | 1478867.319 | 3412706.5916 | 0 | 40375570.8435 | 51594608.5585 | 3162277.6602 | 4.39 | 9197.1844 | 11752.7783 | 187.497 | 239.5963
1 | 2100 | 707 | 0.04 | 15 | 15 | 7 | 4.217e-09 | 5spot_SharedNeighbor | Water | Porous | Wet | R600a | MinimizeLCOE_Brownfield | IgnoreSilica | 122.2681 | 18.7388 | 1.105 | 4 | 9163.7036 | 11702.0544 | 186.8145 | 238.5622 | 96.8621 | 0 | 111.6246 | 2699646.8092 | 166028.8285 | 3619049.4501 | 4027533.6093 | 0 | 211060.3849 | 0 | 4182094.442 | 10880951.8726 | 7426473.2342 | 33212838.6308 | 961560.8286 | 6327463.8043 | 6327463.8043 | 1478867.319 | 3412706.5916 | 0 | 40501863.2638 | 51720900.9787 | 4216965.0343 | 4.4198 | 9163.7036 | 11702.0544 | 186.8145 | 238.5622
1 | 2100 | 707 | 0.04 | 15 | 15 | 7 | 5.6234e-09 | 5spot_SharedNeighbor | Water | Porous | Wet | R600a | MinimizeLCOE_Brownfield | IgnoreSilica | 122.724 | 18.806 | 1.1105 | 4 | 9138.5661 | 11664.2717 | 186.302 | 237.792 | 96.8544 | 0 | 114.9677 | 2706328.7002 | 166428.7139 | 3629445.3849 | 4042206.5821 | 0 | 208327.9085 | 0 | 4193567.543 | 10910802.5278 | 7446846.9198 | 33303954.2802 | 961560.8286 | 6327463.8043 | 6327463.8043 | 1478867.319 | 3412706.5916 | 0 | 40592978.9132 | 51812016.6281 | 5623413.2519 | 4.4419 | 9138.5661 | 11664.2717 | 186.302 | 237.792
1 | 2100 | 707 | 0.04 | 15 | 15 | 7 | 7.4989e-09 | 5spot_SharedNeighbor | Water | Porous | Wet | R600a | MinimizeLCOE_Brownfield | IgnoreSilica | 123.0723 | 18.8573 | 1.1147 | 4 | 9119.698 | 11635.8717 | 185.9174 | 237.213 | 96.8485 | 0 | 120.1938 | 2711427.3408 | 166733.7761 | 3637382.5725 | 4053419.1022 | 0 | 206262.2071 | 0 | 4202337.7495 | 10933620.8062 | 7462420.8637 | 33373604.4181 | 961560.8286 | 6327463.8043 | 6327463.8043 | 1478867.319 | 3412706.5916 | 0 | 40662629.0511 | 51881666.766 | 7498942.0933 | 4.4588 | 9119.698 | 11635.8717 | 185.9174 | 237.213
1 | 2100 | 707 | 0.04 | 15 | 15 | 7 | 1e-08 | 5spot_SharedNeighbor | Water | Porous | Wet | R600a | MinimizeLCOE_Brownfield | IgnoreSilica | 123.3398 | 18.8967 | 1.1179 | 4 | 9105.5389 | 11614.5014 | 185.6287 | 236.7773 | 96.844 | 0 | 113.9457 | 2715336.7554 | 166967.6424 | 3643471.1177 | 4062025.9064 | 0 | 204715.3137 | 0 | 4209081.5269 | 10951166.7315 | 7474396.3183 | 33427161.3122 | 961560.8286 | 6327463.8043 | 6327463.8043 | 1478867.319 | 3412706.5916 | 0 | 40716185.9451 | 51935223.6601 | 10000000 | 4.4716 | 9105.5389 | 11614.5014 | 185.6287 | 236.7773
1 | 2200 | 707 | 0.04 | 15 | 15 | 7 | 1e-13 | 5spot_SharedNeighbor | Water | Porous | Wet | R600a | MinimizeLCOE_Brownfield | IgnoreSilica | 0 | 0 | 0 | 0 | [6 empty] | 19.2753 | [19 empty] | 100 | 0
1 | 2200 | 707 | 0.04 | 15 | 15 | 7 | 1.3335e-13 | 5spot_SharedNeighbor | Water | Porous | Wet | R600a | MinimizeLCOE_Brownfield | IgnoreSilica | 0 | 0 | 0 | 0 | [6 empty] | 21.9504 | [19 empty] | 133.3521 | 0
1 | 2200 | 707 | 0.04 | 15 | 15 | 7 | 1.7783e-13 | 5spot_SharedNeighbor | Water | Porous | Wet | R600a | MinimizeLCOE_Brownfield | IgnoreSilica | 0 | 0 | 0 | 0 | [6 empty] | 21.6256 | [19 empty] | 177.8279 | 0
1 | 2200 | 707 | 0.04 | 15 | 15 | 7 | 2.3714e-13 | 5spot_SharedNeighbor | Water | Porous | Wet | R600a | MinimizeLCOE_Brownfield | IgnoreSilica | 0 | 0 | 0 | 0 | [6 empty] | 22.525 | [19 empty] | 237.1374 | 0
1 | 2200 | 707 | 0.04 | 15 | 15 | 7 | 3.1623e-13 | 5spot_SharedNeighbor | Water | Porous | Wet | R600a | MinimizeLCOE_Brownfield | IgnoreSilica | 0 | 0 | 0 | 0 | [6 empty] | 22.0579 | [19 empty] | 316.2278 | 0
1 | 2200 | 707 | 0.04 | 15 | 15 | 7 | 4.217e-13 | 5spot_SharedNeighbor | Water | Porous | Wet | R600a | MinimizeLCOE_Brownfield | IgnoreSilica | 0 | 0 | 0 | 0 | [6 empty] | 21.9357 | [19 empty] | 421.6965 | 0
1 | 2200 | 707 | 0.04 | 15 | 15 | 7 | 5.6234e-13 | 5spot_SharedNeighbor | Water | Porous | Wet | R600a | MinimizeLCOE_Brownfield | IgnoreSilica | 0.91829 | 0.10502 | 0.0010286 | 4 | 2015584.7175 | 4854291.6677 | 41090.4207 | 98961.3016 | 82.4707 | 0 | 63.1466 | 64287.7259 | 3602.8107 | 57843.8457 | 50489.0526 | 0 | 41692.1816 | 0 | 84987.0904 | 221118.976 | 150918.2446 | 674939.9274 | 961560.8286 | 6656650.2227 | 6656650.2227 | 1478867.319 | 3544381.159 | 0 | 8293150.9788 | 19973049.6795 | 562.3413 | 0.0041145 | 2015584.7175 | 4854291.6677 | 41090.4207 | 98961.3016
1 | 2200 | 707 | 0.04 | 15 | 15 | 7 | 7.4989e-13 | 5spot_SharedNeighbor | Water | Porous | Wet | R600a | MinimizeLCOE_Brownfield | IgnoreSilica | 1.3208 | 0.16869 | 0.0027777 | 4 | 768922.8579 | 1820125.9574 | 15675.5325 | 37105.7295 | 87.6222 | 0 | 221.2883 | 93329.7697 | 5412.7702 | 84166.2544 | 63854.7279 | 0 | 51977.5849 | 0 | 116509.0318 | 303132.6014 | 206894.2292 | 925276.9696 | 961560.8286 | 6656650.2227 | 6656650.2227 | 1478867.319 | 3544381.159 | 0 | 8543488.0209 | 20223386.7217 | 749.8942 | 0.011111 | 768922.8579 | 1820125.9574 | 15675.5325 | 37105.7295
1 | 2200 | 707 | 0.04 | 15 | 15 | 7 | 1e-12 | 5spot_SharedNeighbor | Water | Porous | Wet | R600a | MinimizeLCOE_Brownfield | IgnoreSilica | 1.8459 | 0.25392 | 0.0054132 | 4 | 408568.0904 | 947985.6931 | 8329.2132 | 19325.9706 | 91.259 | 0 | 323.7285 | 127627.428 | 7584.5046 | 116412.7766 | 81590.8158 | 0 | 63403.5965 | 0 | 154681.4574 | 402449.4226 | 274680.0005 | 1228430.002 | 961560.8286 | 6656650.2227 | 6656650.2227 | 1478867.319 | 3544381.159 | 0 | 8846641.0534 | 20526539.7541 | 1000 | 0.021653 | 408568.0904 | 947985.6931 | 8329.2132 | 19325.9706
1 | 2200 | 707 | 0.04 | 15 | 15 | 7 | 1.3335e-12 | 5spot_SharedNeighbor | Water | Porous | Wet | R600a | MinimizeLCOE_Brownfield | IgnoreSilica | 2.4877 | 0.35944 | 0.0091318 | 4 | 251572.9333 | 571333.1497 | 5128.6545 | 11647.399 | 93.753 | 0 | 462.5843 | 165607.2288 | 10008.5244 | 153434.0595 | 103411.6544 | 0 | 74764.3775 | 0 | 197818.0794 | 514682.0644 | 351281.0846 | 1571007.0729 | 961560.8286 | 6656650.2227 | 6656650.2227 | 1478867.319 | 3544381.159 | 0 | 9189218.1242 | 20869116.8249 | 1333.5214 | 0.036527 | 251572.9333 | 571333.1497 | 5128.6545 | 11647.399
1 | 2200 | 707 | 0.04 | 15 | 15 | 7 | 1.7783e-12 | 5spot_SharedNeighbor | Water | Porous | Wet | R600a | MinimizeLCOE_Brownfield | IgnoreSilica | 3.2734 | 0.48942 | 0.014195 | 4 | 168712.1418 | 374423.0998 | 3439.4252 | 7633.1213 | 95.5394 | 0 | 58.8553 | 207976.071 | 12721.9402 | 196143.8074 | 130119.1089 | 0 | 86168.1508 | 0 | 246920.3405 | 642436.0757 | 438475.8224 | 1960961.317 | 961560.8286 | 6656650.2227 | 6656650.2227 | 1478867.319 | 3544381.159 | 0 | 9579172.3683 | 21259071.069 | 1778.2794 | 0.056778 | 168712.1418 | 374423.0998 | 3439.4252 | 7633.1213
1 | 2200 | 707 | 0.04 | 15 | 15 | 7 | 2.3714e-12 | 5spot_SharedNeighbor | Water | Porous | Wet | R600a | MinimizeLCOE_Brownfield | IgnoreSilica | 4.3406 | 0.66655 | 0.021068 | 4 | 119594.928 | 258190.546 | 2438.1044 | 5263.5635 | 96.9675 | 0 | 81.7939 | 260507.6494 | 16089.4596 | 250861.8737 | 166326.4146 | 0 | 100608.1785 | 0 | 309813.4946 | 806071.1614 | 550160.1307 | 2460438.3625 | 961560.8286 | 6656650.2227 | 6656650.2227 | 1478867.319 | 3544381.159 | 0 | 10078649.4138 | 21758548.1145 | 2371.3737 | 0.084273 | 119594.928 | 258190.546 | 2438.1044 | 5263.5635
1 | 2200 | 707 | 0.04 | 15 | 15 | 7 | 3.1623e-12 | 5spot_SharedNeighbor | Water | Porous | Wet | R600a | MinimizeLCOE_Brownfield | IgnoreSilica | 5.6434 | 0.88315 | 0.030146 | 4 | 88311.7707 | 185171.6909 | 1800.3549 | 3774.9754 | 97.9932 | 0 | 119.0143 | 319201.9656 | 19850.1491 | 313955.7022 | 210464.4401 | 0 | 115106.0039 | 0 | 381645.5218 | 992963.3615 | 677717.8976 | 3030905.0418 | 961560.8286 | 6656650.2227 | 6656650.2227 | 1478867.319 | 3544381.159 | 0 | 10649116.0932 | 22329014.7939 | 3162.2777 | 0.12059 | 88311.7707 | 185171.6909 | 1800.3549 | 3774.9754
1 | 2200 | 707 | 0.04 | 15 | 15 | 7 | 4.217e-12 | 5spot_SharedNeighbor | Water | Porous | Wet | R600a | MinimizeLCOE_Brownfield | IgnoreSilica | 7.2512 | 1.1502 | 0.041982 | 4 | 67366.2542 | 136918.7083 | 1373.3522 | 2791.2731 | 98.7234 | 0 | 107.5648 | 385783.3679 | 24110.8646 | 387630.1805 | 265181.3122 | 0 | 130144.7746 | 0 | 465211.6949 | 1210385.4022 | 826112.9079 | 3694560.5048 | 961560.8286 | 6656650.2227 | 6656650.2227 | 1478867.319 | 3544381.159 | 0 | 11312771.5562 | 22992670.2569 | 4216.965 | 0.16793 | 67366.2542 | 136918.7083 | 1373.3522 | 2791.2731
1 | 2200 | 707 | 0.04 | 15 | 15 | 7 | 5.6234e-12 | 5spot_SharedNeighbor | Water | Porous | Wet | R600a | MinimizeLCOE_Brownfield | IgnoreSilica | 9.5144 | 1.5287 | 0.058233 | 4 | 52422.0439 | 102565.124 | 1068.6943 | 2090.9288 | 99.4261 | 0 | 130.8948 | 472885.6994 | 29689.8636 | 486435.1251 | 342336.3594 | 0 | 151427.8635 | 0 | 578282.2152 | 1504571.7021 | 1026901.1025 | 4592529.9307 | 961560.8286 | 6656650.2227 | 6656650.2227 | 1478867.319 | 3544381.159 | 0 | 12210740.9821 | 23890639.6828 | 5623.4133 | 0.23293 | 52422.0439 | 102565.124 | 1068.6943 | 2090.9288
1 | 2200 | 707 | 0.04 | 15 | 15 | 7 | 7.4989e-12 | 5spot_SharedNeighbor | Water | Porous | Wet | R600a | MinimizeLCOE_Brownfield | IgnoreSilica | 12.1823 | 1.9738 | 0.078919 | 4 | 41831.0827 | 78830.6463 | 852.7832 | 1607.0694 | 99.8897 | 0 | 106.3833 | 567216.651 | 35715.3326 | 596581.9151 | 433114.1618 | 0 | 171191.1354 | 0 | 703489.4864 | 1830335.338 | 1249241.4778 | 5586885.4981 | 961560.8286 | 6656650.2227 | 6656650.2227 | 1478867.319 | 3544381.159 | 0 | 13205096.5494 | 24884995.2501 | 7498.9421 | 0.31568 | 41831.0827 | 78830.6463 | 852.7832 | 1607.0694
1 | 2200 | 707 | 0.04 | 15 | 15 | 7 | 1e-11 | 5spot_SharedNeighbor | Water | Porous | Wet | R600a | MinimizeLCOE_Brownfield | IgnoreSilica | 15.5339 | 2.5331 | 0.10573 | 4 | 34038.0369 | 61656.057 | 693.9114 | 1256.9421 | 100.2483 | 0 | 115.1508 | 677118.0768 | 42723.3366 | 728169.5814 | 547125.1886 | 0 | 192856.4524 | 0 | 853317.1279 | 2220156.1274 | 1515302.1766 | 6776768.0677 | 961560.8286 | 6656650.2227 | 6656650.2227 | 1478867.319 | 3544381.159 | 0 | 14394979.119 | 26074877.8198 | 10000 | 0.42291 | 34038.0369 | 61656.057 | 693.9114 | 1256.9421
1 | 2200 | 707 | 0.04 | 15 | 15 | 7 | 1.3335e-11 | 5spot_SharedNeighbor | Water | Porous | Wet | R600a | MinimizeLCOE_Brownfield | IgnoreSilica | 19.6996 | 3.2284 | 0.14017 | 4 | 28191.8939 | 49023.6685 | 574.7299 | 999.4138 | 100.5256 | 0 | 123.1911 | 804101.6448 | 50805.8702 | 883908.7133 | 688824.3526 | 0 | 216100.9058 | 0 | 1031059.1798 | 2682604.4865 | 1830932.684 | 8188337.8369 | 961560.8286 | 6656650.2227 | 6656650.2227 | 1478867.319 | 3544381.159 | 0 | 15806548.8883 | 27486447.589 | 13335.2143 | 0.56068 | 28191.8939 | 49023.6685 | 574.7299 | 999.4138
1 | 2200 | 707 | 0.04 | 15 | 15 | 7 | 1.7783e-11 | 5spot_SharedNeighbor | Water | Porous | Wet | R600a | MinimizeLCOE_Brownfield | IgnoreSilica | 24.8151 | 4.0823 | 0.18394 | 4 | 23737.0642 | 39611.8719 | 483.9122 | 807.5416 | 100.7403 | 0 | 127.415 | 949430.5508 | 60038.4873 | 1066288.7029 | 862841.2449 | 0 | 240458.5211 | 0 | 1239832.4277 | 3225789.6524 | 2201667.7211 | 9846347.3082 | 961560.8286 | 6656650.2227 | 6656650.2227 | 1478867.319 | 3544381.159 | 0 | 17464558.3595 | 29144457.0602 | 17782.7941 | 0.73575 | 23737.0642 | 39611.8719 | 483.9122 | 807.5416
1 | 2200 | 707 | 0.04 | 15 | 15 | 7 | 2.3714e-11 | 5spot_SharedNeighbor | Water | Porous | Wet | R600a | MinimizeLCOE_Brownfield | IgnoreSilica | 31.0445 | 5.1223 | 0.23894 | 4 | 20298.683 | 32519.0652 | 413.8161 | 662.9451 | 100.9076 | 0 | 92.5074 | 1114801.2373 | 70523.7864 | 1278415.8547 | 1074768.8089 | 0 | 265731.9265 | 0 | 1483654.2294 | 3860163.9655 | 2634641.2249 | 11782701.0336 | 961560.8286 | 6656650.2227 | 6656650.2227 | 1478867.319 | 3544381.159 | 0 | 19400912.0849 | 31080810.7856 | 23713.7371 | 0.95577 | 20298.683 | 32519.0652 | 413.8161 | 662.9451
1 | 2200 | 707 | 0.04 | 15 | 15 | 7 | 3.1623e-11 | 5spot_SharedNeighbor | Water | Porous | Wet | R600a | MinimizeLCOE_Brownfield | IgnoreSilica | 38.4692 | 6.362 | 0.30676 | 4 | 17618.253 | 27136.9612 | 359.1719 | 553.2237 | 101.0372 | 0 | 112.0646 | 1299503.9161 | 82211.26 | 1520322.128 | 1327359.0908 | 0 | 290803.9079 | 0 | 1762878.1181 | 4586647.2473 | 3130480.9924 | 14000206.6606 | 961560.8286 | 6656650.2227 | 6656650.2227 | 1478867.319 | 3544381.159 | 0 | 21618417.7119 | 33298316.4126 | 31622.7766 | 1.227 | 17618.253 | 27136.9612 | 359.1719 | 553.2237
1 | 2200 | 707 | 0.04 | 15 | 15 | 7 | 4.217e-11 | 5spot_SharedNeighbor | Water | Porous | Wet | R600a | MinimizeLCOE_Brownfield | IgnoreSilica | 47.0802 | 7.7996 | 0.38823 | 4 | 15515.4092 | 23036.5881 | 316.3026 | 469.632 | 101.1346 | 0 | 160.0026 | 1500885.5329 | 94926.927 | 1789309.4895 | 1620249.9594 | 0 | 314245.4963 | 0 | 2074650.788 | 5397815.781 | 3684120.1845 | 16476204.1586 | 961560.8286 | 6656650.2227 | 6656650.2227 | 1478867.319 | 3544381.159 | 0 | 24094415.2099 | 35774313.9106 | 42169.6503 | 1.5529 | 15515.4092 | 23036.5881 | 316.3026 | 469.632
1 | 2200 | 707 | 0.04 | 15 | 15 | 7 | 5.6234e-11 | 5spot_SharedNeighbor | Water | Porous | Wet | R600a | MinimizeLCOE_Brownfield | IgnoreSilica | 56.6197 | 9.3905 | 0.48218 | 4 | 13863.2601 | 19919.0486 | 282.6213 | 406.0767 | 101.1975 | 0 | 157.1812 | 1711336.121 | 108182.9172 | 2075665.6615 | 1944577.8185 | 0 | 333476.4113 | 0 | 2407563.1825 | 6263985.5417 | 4275298.8442 | 19120086.4979 | 961560.8286 | 6656650.2227 | 6656650.2227 | 1478867.319 | 3544381.159 | 0 | 26738297.5492 | 38418196.25 | 56234.1325 | 1.9287 | 13863.2601 | 19919.0486 | 282.6213 | 406.0767
1 | 2200 | 707 | 0.04 | 15 | 15 | 7 | 7.4989e-11 | 5spot_SharedNeighbor | Water | Porous | Wet | R600a | MinimizeLCOE_Brownfield | IgnoreSilica | 66.6197 | 11.0536 | 0.58497 | 4 | 12569.8112 | 17561.4473 | 256.2526 | 358.0139 | 101.2209 | 0 | 156.7663 | 1920181.5002 | 121298.5931 | 2364844.0141 | 2284167.6046 | 0 | 346004.3413 | 0 | 2744233.4608 | 7139932.5454 | 4873150.6732 | 21793812.7328 | 961560.8286 | 6656650.2227 | 6656650.2227 | 1478867.319 | 3544381.159 | 0 | 29412023.7842 | 41091922.4849 | 74989.4209 | 2.3399 | 12569.8112 | 17561.4473 | 256.2526 | 358.0139
1 | 2200 | 707 | 0.04 | 15 | 15 | 7 | 1e-10 | 5spot_SharedNeighbor | Water | Porous | Wet | R600a | MinimizeLCOE_Brownfield | IgnoreSilica | 76.4929 | 12.688 | 0.69098 | 4 | 11563.7349 | 15789.5612 | 235.7424 | 321.8916 | 101.2045 | 0 | 183.4288 | 2116196.6908 | 133564.6686 | 2640711.5123 | 2618796.5898 | 0 | 350329.8874 | 0 | 3065243.7461 | 7975135.4593 | 5443193.8236 | 24343172.3778 | 961560.8286 | 6656650.2227 | 6656650.2227 | 1478867.319 | 3544381.159 | 0 | 31961383.4292 | 43641282.1299 | 100000 | 2.7639 | 11563.7349 | 15789.5612 | 235.7424 | 321.8916
1 | 2200 | 707 | 0.04 | 15 | 15 | 7 | 1.3335e-10 | 5spot_SharedNeighbor | Water | Porous | Wet | R600a | MinimizeLCOE_Brownfield | IgnoreSilica | 85.7371 | 14.2091 | 0.7943 | 4 | 10786.6949 | 14462.8779 | 219.9014 | 294.8453 | 101.1559 | 0 | 199.6827 | 2291543.5564 | 144494.1105 | 2891174.7234 | 2931309.0219 | 0 | 346867.2574 | 0 | 3356101.5811 | 8731887.8831 | 5959692.9025 | 26653071.0364 | 961560.8286 | 6656650.2227 | 6656650.2227 | 1478867.319 | 3544381.159 | 0 | 34271282.0877 | 45951180.7884 | 133352.1432 | 3.1772 | 10786.6949 | 14462.8779 | 219.9014 | 294.8453
1 | 2200 | 707 | 0.04 | 15 | 15 | 7 | 1.7783e-10 | 5spot_SharedNeighbor | Water | Porous | Wet | R600a | MinimizeLCOE_Brownfield | IgnoreSilica | 94.2903 | 15.6068 | 0.89256 | 4 | 10180.7334 | 13452.183 | 207.548 | 274.2409 | 101.0842 | 0 | 195.9666 | 2447337.0243 | 154165.0495 | 3116689.8819 | 3219621.3803 | 0 | 338007.6748 | 0 | 3617570.1942 | 9412175.5796 | 6424003.234 | 28729570.0185 | 961560.8286 | 6656650.2227 | 6656650.2227 | 1478867.319 | 3544381.159 | 0 | 36347781.0699 | 48027679.7706 | 177827.941 | 3.5703 | 10180.7334 | 13452.183 | 207.548 | 274.2409
1 | 2200 | 707 | 0.04 | 15 | 15 | 7 | 2.3714e-10 | 5spot_SharedNeighbor | Water | Porous | Wet | R600a | MinimizeLCOE_Brownfield | IgnoreSilica | 101.3527 | 16.7527 | 0.97686 | 4 | 9728.4239 | 12717.571 | 198.3271 | 259.2649 | 101.0071 | 0 | 175.6967 | 2571611.1893 | 161849.2681 | 3298649.7481 | 3456982.5947 | 0 | 324432.2574 | 0 | 3827274.7724 | 9957783.8758 | 6796392.1073 | 30394975.813 | 961560.8286 | 6656650.2227 | 6656650.2227 | 1478867.319 | 3544381.159 | 0 | 38013186.8644 | 49693085.5651 | 237137.3706 | 3.9074 | 9728.4239 | 12717.571 | 198.3271 | 259.2649
1 | 2200 | 707 | 0.04 | 15 | 15 | 7 | 3.1623e-10 | 5spot_SharedNeighbor | Water | Porous | Wet | R600a | MinimizeLCOE_Brownfield | IgnoreSilica | 107.2038 | 17.6961 | 1.0485 | 4 | 9384.5095 | 12169.3071 | 191.3159 | 248.0878 | 100.9317 | 0 | 199.8305 | 2671724.3349 | 168017.7742 | 3446624.1784 | 3653038.3888 | 0 | 309018.1515 | 0 | 3996884.9028 | 10399074.6434 | 7097582.1237 | 31741964.4977 | 961560.8286 | 6656650.2227 | 6656650.2227 | 1478867.319 | 3544381.159 | 0 | 39360175.549 | 51040074.2498 | 316227.766 | 4.1942 | 9384.5095 | 12169.3071 | 191.3159 | 248.0878
1 | 2200 | 707 | 0.04 | 15 | 15 | 7 | 4.217e-10 | 5spot_SharedNeighbor | Water | Porous | Wet | R600a | MinimizeLCOE_Brownfield | IgnoreSilica | 111.9197 | 18.4522 | 1.1076 | 4 | 9123.788 | 11760.0077 | 186.0008 | 239.7437 | 100.8637 | 0 | 179.8291 | 2750612.9028 | 172864.0388 | 3564119.64 | 3810670.5785 | 0 | 293430.295 | 0 | 4130762.0075 | 10747395.4078 | 7335318.2027 | 32805173.0732 | 961560.8286 | 6656650.2227 | 6656650.2227 | 1478867.319 | 3544381.159 | 0 | 40423384.1246 | 52103282.8253 | 421696.5034 | 4.4305 | 9123.788 | 11760.0077 | 186.0008 | 239.7437
1 | 2200 | 707 | 0.04 | 15 | 15 | 7 | 5.6234e-10 | 5spot_SharedNeighbor | Water | Porous | Wet | R600a | MinimizeLCOE_Brownfield | IgnoreSilica | 115.6593 | 19.049 | 1.1553 | 4 | 8926.587 | 11454.0231 | 181.9805 | 233.5058 | 100.8054 | 0 | 163.3174 | 2812058.7259 | 176629.4479 | 3656193.8158 | 3935414.0363 | 0 | 278913.1105 | 0 | 4235091.5632 | 11018839.5108 | 7520584.3806 | 33633724.5911 | 961560.8286 | 6656650.2227 | 6656650.2227 | 1478867.319 | 3544381.159 | 0 | 41251935.6425 | 52931834.3432 | 562341.3252 | 4.6212 | 8926.587 | 11454.0231 | 181.9805 | 233.5058
1 | 2200 | 707 | 0.04 | 15 | 15 | 7 | 7.4989e-10 | 5spot_SharedNeighbor | Water | Porous | Wet | R600a | MinimizeLCOE_Brownfield | IgnoreSilica | 120 | 19.7385 | 1.2032 | 4 | 8776.8002 | 11203.6866 | 178.9269 | 228.4023 | 100.7332 | 0 | 198.7988 | 2882187.1909 | 180916.5908 | 3761885.5295 | 4079923.3735 | 0 | 273370.2371 | 0 | 4359530.3395 | 11342603.6807 | 7741560.0793 | 34621977.0211 | 961560.8286 | 6656650.2227 | 6656650.2227 | 1478867.319 | 3544381.159 | 0 | 42240188.0725 | 53920086.7732 | 749894.2093 | 4.8127 | 8776.8002 | 11203.6866 | 178.9269 | 228.4023
1 | 2200 | 707 | 0.04 | 15 | 15 | 7 | 1e-09 | 5spot_SharedNeighbor | Water | Porous | Wet | R600a | MinimizeLCOE_Brownfield | IgnoreSilica | 120.8332 | 19.8704 | 1.2225 | 4 | 8665.4307 | 11053.8606 | 176.6565 | 225.3479 | 100.7186 | 0 | 199.8204 | 2895496.0332 | 181728.7529 | 3782023.1057 | 4107622.6674 | 0 | 255159.6061 | 0 | 4376591.7645 | 11386994.0088 | 7771857.3903 | 34757473.3289 | 961560.8286 | 6656650.2227 | 6656650.2227 | 1478867.319 | 3544381.159 | 0 | 42375684.3803 | 54055583.081 | 1000000 | 4.8902 | 8665.4307 | 11053.8606 | 176.6565 | 225.3479
1 | 2200 | 707 | 0.04 | 15 | 15 | 7 | 1.3335e-09 | 5spot_SharedNeighbor | Water | Porous | Wet | R600a | MinimizeLCOE_Brownfield | IgnoreSilica | 122.5628 | 20.1438 | 1.2454 | 4 | 8580.8798 | 10925.561 | 174.9328 | 222.7323 | 100.688 | 0 | 211.4798 | 2922986.7928 | 183405.2554 | 3823687.586 | 4165086.7547 | 0 | 246159.8948 | 0 | 4423117.2506 | 11508043.78 | 7854476.3465 | 35126963.6606 | 961560.8286 | 6656650.2227 | 6656650.2227 | 1478867.319 | 3544381.159 | 0 | 42745174.712 | 54425073.4127 | 1333521.4322 | 4.9814 | 8580.8798 | 10925.561 | 174.9328 | 222.7323
1 | 2200 | 707 | 0.04 | 15 | 15 | 7 | 1.7783e-09 | 5spot_SharedNeighbor | Water | Porous | Wet | R600a | MinimizeLCOE_Brownfield | IgnoreSilica | 123.8681 | 20.3498 | 1.2628 | 4 | 8517.2575 | 10829.6097 | 173.6358 | 220.7762 | 100.6644 | 0 | 217.6537 | 2943603.2399 | 184661.3233 | 3855001.8195 | 4208421.0697 | 0 | 238832.9647 | 0 | 4457902.9627 | 11598549.0673 | 7916248.0648 | 35403220.5119 | 961560.8286 | 6656650.2227 | 6656650.2227 | 1478867.319 | 3544381.159 | 0 | 43021431.5632 | 54701330.264 | 1778279.41 | 5.0511 | 8517.2575 | 10829.6097 | 173.6358 | 220.7762
1 | 2200 | 707 | 0.04 | 15 | 15 | 7 | 2.3714e-09 | 5spot_SharedNeighbor | Water | Porous | Wet | R600a | MinimizeLCOE_Brownfield | IgnoreSilica | 124.8498 | 20.5045 | 1.276 | 4 | 8469.4183 | 10757.8165 | 172.6605 | 219.3126 | 100.6464 | 0 | 199.5671 | 2959033.9319 | 185600.7575 | 3878478.0873 | 4240990.7731 | 0 | 232979.8141 | 0 | 4483862.5119 | 11666090.4894 | 7962346.4732 | 35609382.8384 | 961560.8286 | 6656650.2227 | 6656650.2227 | 1478867.319 | 3544381.159 | 0 | 43227593.8898 | 54907492.5905 | 2371373.7057 | 5.104 | 8469.4183 | 10757.8165 | 172.6605 | 219.3126
1 | 2200 | 707 | 0.04 | 15 | 15 | 7 | 3.1623e-09 | 5spot_SharedNeighbor | Water | Porous | Wet | R600a | MinimizeLCOE_Brownfield | IgnoreSilica | 125.6003 | 20.6226 | 1.2861 | 4 | 8433.468 | 10703.9006 | 171.9277 | 218.2135 | 100.6325 | 0 | 204.113 | 2970788.3087 | 186315.9755 | 3896383.5188 | 4265879.0511 | 0 | 228442.7867 | 0 | 4503645.7599 | 11717562.4425 | 7997477.1388 | 35766494.9819 | 961560.8286 | 6656650.2227 | 6656650.2227 | 1478867.319 | 3544381.159 | 0 | 43384706.0333 | 55064604.734 | 3162277.6602 | 5.1443 | 8433.468 | 10703.9006 | 171.9277 | 218.2135
1 | 2200 | 707 | 0.04 | 15 | 15 | 7 | 4.217e-09 | 5spot_SharedNeighbor | Water | Porous | Wet | R600a | MinimizeLCOE_Brownfield | IgnoreSilica | 126.1534 | 20.7096 | 1.2936 | 4 | 8406.4648 | 10663.6513 | 171.3772 | 217.393 | 100.6221 | 0 | 206.7217 | 2979426.8265 | 186841.3795 | 3909554.9812 | 4284213.3745 | 0 | 224860.7239 | 0 | 4518109.9414 | 11755195.2757 | 8023162.3208 | 35881364.8234 | 961560.8286 | 6656650.2227 | 6656650.2227 | 1478867.319 | 3544381.159 | 0 | 43499575.8747 | 55179474.5754 | 4216965.0343 | 5.1745 | 8406.4648 | 10663.6513 | 171.3772 | 217.393
1 | 2200 | 707 | 0.04 | 15 | 15 | 7 | 5.6234e-09 | 5spot_SharedNeighbor | Water | Porous | Wet | R600a | MinimizeLCOE_Brownfield | IgnoreSilica | 126.5749 | 20.7758 | 1.2994 | 4 | 8386.1895 | 10633.4132 | 170.9638 | 216.7765 | 100.6142 | 0 | 205.2909 | 2985997.9333 | 187240.9149 | 3919581.2195 | 4298184.4833 | 0 | 222133.9514 | 0 | 4529124.0159 | 11783851.6384 | 8042720.8771 | 35968835.0338 | 961560.8286 | 6656650.2227 | 6656650.2227 | 1478867.319 | 3544381.159 | 0 | 43587046.0852 | 55266944.7859 | 5623413.2519 | 5.1975 | 8386.1895 | 10633.4132 | 170.9638 | 216.7765
1 | 2200 | 707 | 0.04 | 15 | 15 | 7 | 7.4989e-09 | 5spot_SharedNeighbor | Water | Porous | Wet | R600a | MinimizeLCOE_Brownfield | IgnoreSilica | 126.889 | 20.8252 | 1.3037 | 4 | 8370.9705 | 10610.78 | 170.6536 | 216.3151 | 100.6082 | 0 | 226.7675 | 2990886.9502 | 187538.1045 | 3927044.8859 | 4308593.1261 | 0 | 220035.4123 | 0 | 4537298.4068 | 11805119.7267 | 8057236.7844 | 36033753.3969 | 961560.8286 | 6656650.2227 | 6656650.2227 | 1478867.319 | 3544381.159 | 0 | 43651964.4483 | 55331863.149 | 7498942.0933 | 5.2147 | 8370.9705 | 10610.78 | 170.6536 | 216.3151
1 | 2200 | 707 | 0.04 | 15 | 15 | 7 | 1e-08 | 5spot_SharedNeighbor | Water | Porous | Wet | R600a | MinimizeLCOE_Brownfield | IgnoreSilica | 127.1324 | 20.8634 | 1.307 | 4 | 8359.5493 | 10593.7195 | 170.4207 | 215.9673 | 100.6036 | 0 | 216.9845 | 2994670.6982 | 187768.0665 | 3932823.5304 | 4316656.7523 | 0 | 218476.6915 | 0 | 4543654.3382 | 11821656.5563 | 8068523.5104 | 36084230.1437 | 961560.8286 | 6656650.2227 | 6656650.2227 | 1478867.319 | 3544381.159 | 0 | 43702441.1951 | 55382339.8958 | 10000000 | 5.2278 | 8359.5493 | 10593.7195 | 170.4207 | 215.9673
1 | 2300 | 707 | 0.04 | 15 | 15 | 7 | 1e-13 | 5spot_SharedNeighbor | Water | Porous | Wet | R600a | MinimizeLCOE_Brownfield | IgnoreSilica | 0 | 0 | 0 | 0 | [6 empty] | 19.2072 | [19 empty] | 100 | 0
1 | 2300 | 707 | 0.04 | 15 | 15 | 7 | 1.3335e-13 | 5spot_SharedNeighbor | Water | Porous | Wet | R600a | MinimizeLCOE_Brownfield | IgnoreSilica | 0 | 0 | 0 | 0 | [6 empty] | 21.9722 | [19 empty] | 133.3521 | 0
1 | 2300 | 707 | 0.04 | 15 | 15 | 7 | 1.7783e-13 | 5spot_SharedNeighbor | Water | Porous | Wet | R600a | MinimizeLCOE_Brownfield | IgnoreSilica | 0 | 0 | 0 | 0 | [6 empty] | 21.4255 | [19 empty] | 177.8279 | 0
1 | 2300 | 707 | 0.04 | 15 | 15 | 7 | 2.3714e-13 | 5spot_SharedNeighbor | Water | Porous | Wet | R600a | MinimizeLCOE_Brownfield | IgnoreSilica | 0 | 0 | 0 | 0 | [6 empty] | 22.6083 | [19 empty] | 237.1374 | 0
1 | 2300 | 707 | 0.04 | 15 | 15 | 7 | 3.1623e-13 | 5spot_SharedNeighbor | Water | Porous | Wet | R600a | MinimizeLCOE_Brownfield | IgnoreSilica | 0 | 0 | 0 | 0 | [6 empty] | 22.4033 | [19 empty] | 316.2278 | 0
1 | 2300 | 707 | 0.04 | 15 | 15 | 7 | 4.217e-13 | 5spot_SharedNeighbor | Water | Porous | Wet | R600a | MinimizeLCOE_Brownfield | IgnoreSilica | 0.75252 | 0.083446 | 0.00042158 | 4 | 5064522.6534 | 12268866.1719 | 103247.1446 | 250117.4318 | 81.0864 | 0 | 68.6688 | 54176.58 | 3003.484 | 48175.1426 | 45459.6959 | 0 | 38786.4139 | 0 | 73944.5134 | 192388.4557 | 131309.0742 | 587243.3598 | 961560.8286 | 6991696.732 | 6991696.732 | 1478867.319 | 3678399.7627 | 0 | 8540500.9204 | 20689464.7341 | 421.6965 | 0.0016863 | 5064522.6534 | 12268866.1719 | 103247.1446 | 250117.4318
1 | 2300 | 707 | 0.04 | 15 | 15 | 7 | 5.6234e-13 | 5spot_SharedNeighbor | Water | Porous | Wet | R600a | MinimizeLCOE_Brownfield | IgnoreSilica | 1.1263 | 0.14511 | 0.0019492 | 4 | 1128280.617 | 2686489.9882 | 23001.5265 | 54767.7322 | 88.0458 | 0 | 185.6656 | 84444.4065 | 4900.4398 | 74591.705 | 58116.2151 | 0 | 50337.1489 | 0 | 106232.067 | 276394.0472 | 188644.6165 | 843660.6461 | 961560.8286 | 6991696.732 | 6991696.732 | 1478867.319 | 3678399.7627 | 0 | 8796918.2067 | 20945882.0204 | 562.3413 | 0.0077967 | 1128280.617 | 2686489.9882 | 23001.5265 | 54767.7322
1 | 2300 | 707 | 0.04 | 15 | 15 | 7 | 7.4989e-13 | 5spot_SharedNeighbor | Water | Porous | Wet | R600a | MinimizeLCOE_Brownfield | IgnoreSilica | 1.5931 | 0.22522 | 0.004404 | 4 | 516197.8303 | 1205853.459 | 10523.391 | 24582.9538 | 92.6355 | 0 | 279.769 | 118811.8162 | 7106.9771 | 105652.2 | 74370.5676 | 0 | 62151.038 | 0 | 143556.1136 | 373503.5601 | 254923.8545 | 1140076.1269 | 961560.8286 | 6991696.732 | 6991696.732 | 1478867.319 | 3678399.7627 | 0 | 9093333.6876 | 21242297.5013 | 749.8942 | 0.017616 | 516197.8303 | 1205853.459 | 10523.391 | 24582.9538
1 | 2300 | 707 | 0.04 | 15 | 15 | 7 | 1e-12 | 5spot_SharedNeighbor | Water | Porous | Wet | R600a | MinimizeLCOE_Brownfield | IgnoreSilica | 2.1376 | 0.32029 | 0.0079362 | 4 | 296452.4739 | 679157.8067 | 6043.5847 | 13845.5505 | 95.6548 | 0 | 349.3832 | 155182.1944 | 9469.2745 | 139711.4733 | 93387.9864 | 0 | 72863.7707 | 0 | 183539.7328 | 477532.7355 | 325925.9043 | 1457613.072 | 961560.8286 | 6991696.732 | 6991696.732 | 1478867.319 | 3678399.7627 | 0 | 9410870.6326 | 21559834.4463 | 1000 | 0.031745 | 296452.4739 | 679157.8067 | 6043.5847 | 13845.5505
1 | 2300 | 707 | 0.04 | 15 | 15 | 7 | 1.3335e-12 | 5spot_SharedNeighbor | Water | Porous | Wet | R600a | MinimizeLCOE_Brownfield | IgnoreSilica | 2.8861 | 0.45216 | 0.012876 | 4 | 190657.901 | 426536.0363 | 3886.8192 | 8695.514 | 98.0525 | 0 | 77.0354 | 200580.1151 | 12433.0563 | 183760.8153 | 119450.4194 | 0 | 86447.0997 | 0 | 235041.8872 | 611530.7769 | 417382.3209 | 1866626.4909 | 961560.8286 | 6991696.732 | 6991696.732 | 1478867.319 | 3678399.7627 | 0 | 9819884.0515 | 21968847.8652 | 1333.5214 | 0.051505 | 190657.901 | 426536.0363 | 3886.8192 | 8695.514
1 | 2300 | 707 | 0.04 | 15 | 15 | 7 | 1.7783e-12 | 5spot_SharedNeighbor | Water | Porous | Wet | R600a | MinimizeLCOE_Brownfield | IgnoreSilica | 3.807 | 0.61544 | 0.019587 | 4 | 131330.4938 | 286396.959 | 2677.3498 | 5838.5894 | 99.7652 | 0 | 99.1526 | 251565.8464 | 15771.9628 | 234862.2313 | 151773.9874 | 0 | 100264.6524 | 0 | 294153.0853 | 765325.9889 | 522350.7133 | 2336068.4678 | 961560.8286 | 6991696.732 | 6991696.732 | 1478867.319 | 3678399.7627 | 0 | 10289326.0285 | 22438289.8422 | 1778.2794 | 0.078347 | 131330.4938 | 286396.959 | 2677.3498 | 5838.5894
1 | 2300 | 707 | 0.04 | 15 | 15 | 7 | 2.3714e-12 | 5spot_SharedNeighbor | Water | Porous | Wet | R600a | MinimizeLCOE_Brownfield | IgnoreSilica | 4.9861 | 0.82499 | 0.028564 | 4 | 94991.8142 | 201324.5049 | 1936.5366 | 4104.2723 | 101.0632 | 0 | 86.1521 | 311259.0351 | 19681.8644 | 296624.8548 | 193032.7644 | 0 | 115702.8254 | 0 | 365157.5242 | 950064.9738 | 648438.8665 | 2899962.7086 | 961560.8286 | 6991696.732 | 6991696.732 | 1478867.319 | 3678399.7627 | 0 | 10853220.2692 | 23002184.0829 | 2371.3737 | 0.11425 | 94991.8142 | 201324.5049 | 1936.5366 | 4104.2723
1 | 2300 | 707 | 0.04 | 15 | 15 | 7 | 3.1623e-12 | 5spot_SharedNeighbor | Water | Porous | Wet | R600a | MinimizeLCOE_Brownfield | IgnoreSilica | 6.4741 | 1.0896 | 0.040405 | 4 | 71293.2744 | 146463.2972 | 1453.4098 | 2985.8524 | 102.0245 | 0 | 101.2797 | 380311.4965 | 24199.0058 | 370298.7139 | 245047.8981 | 0 | 132501.5291 | 0 | 449419.8709 | 1169298.3154 | 798070.1269 | 3569146.9565 | 961560.8286 | 6991696.732 | 6991696.732 | 1478867.319 | 3678399.7627 | 0 | 11522404.5171 | 23671368.3308 | 3162.2777 | 0.16162 | 71293.2744 | 146463.2972 | 1453.4098 | 2985.8524
1 | 2300 | 707 | 0.04 | 15 | 15 | 7 | 4.217e-12 | 5spot_SharedNeighbor | Water | Porous | Wet | R600a | MinimizeLCOE_Brownfield | IgnoreSilica | 8.1914 | 1.3933 | 0.055378 | 4 | 55274.2438 | 110120.1323 | 1126.8402 | 2244.9478 | 102.6265 | 0 | 110.9623 | 453377.3842 | 28963.7497 | 450607.1269 | 305120.2307 | 0 | 147220.5993 | 0 | 540262.7454 | 1405652.8404 | 959386.9469 | 4290591.6235 | 961560.8286 | 6991696.732 | 6991696.732 | 1478867.319 | 3678399.7627 | 0 | 12243849.1842 | 24392812.9979 | 4216.965 | 0.22151 | 55274.2438 | 110120.1323 | 1126.8402 | 2244.9478
1 | 2300 | 707 | 0.04 | 15 | 15 | 7 | 5.6234e-12 | 5spot_SharedNeighbor | Water | Porous | Wet | R600a | MinimizeLCOE_Brownfield | IgnoreSilica | 10.8445 | 1.8699 | 0.076953 | 4 | 43324.1082 | 82792.9329 | 883.2205 | 1687.8459 | 103.3974 | 0 | 116.5188 | 559775.3786 | 35930.6504 | 569843.036 | 398643.2378 | 0 | 173607.7208 | 0 | 677742.0092 | 1763345.684 | 1203519.6624 | 5382407.3793 | 961560.8286 | 6991696.732 | 6991696.732 | 1478867.319 | 3678399.7627 | 0 | 13335664.9399 | 25484628.7536 | 5623.4133 | 0.30781 | 43324.1082 | 82792.9329 | 883.2205 | 1687.8459
1 | 2300 | 707 | 0.04 | 15 | 15 | 7 | 7.4989e-12 | 5spot_SharedNeighbor | Water | Porous | Wet | R600a | MinimizeLCOE_Brownfield | IgnoreSilica | 13.8607 | 2.4086 | 0.10375 | 4 | 34923.8589 | 64197.4276 | 711.9701 | 1308.7514 | 103.8388 | 0 | 103.8092 | 670260.1601 | 43132.7159 | 697555.3122 | 504671.5565 | 0 | 196141.5368 | 0 | 823586.8998 | 2142804.1723 | 1462507.8778 | 6540660.2314 | 961560.8286 | 6991696.732 | 6991696.732 | 1478867.319 | 3678399.7627 | 0 | 14493917.792 | 26642881.6057 | 7498.9421 | 0.41501 | 34923.8589 | 64197.4276 | 711.9701 | 1308.7514
1 | 2300 | 707 | 0.04 | 15 | 15 | 7 | 1e-11 | 5spot_SharedNeighbor | Water | Porous | Wet | R600a | MinimizeLCOE_Brownfield | IgnoreSilica | 17.6145 | 3.0791 | 0.13828 | 4 | 28684.9486 | 50648.9319 | 584.7815 | 1032.547 | 104.1793 | 0 | 106.0266 | 797911.2173 | 51437.4766 | 848778.8972 | 636500.531 | 0 | 220306.8741 | 0 | 996424.6485 | 2592492.5406 | 1769429.4294 | 7913281.6147 | 961560.8286 | 6991696.732 | 6991696.732 | 1478867.319 | 3678399.7627 | 0 | 15866539.1753 | 28015502.989 | 10000 | 0.55313 | 28684.9486 | 50648.9319 | 584.7815 | 1032.547
1 | 2300 | 707 | 0.04 | 15 | 15 | 7 | 1.3335e-11 | 5spot_SharedNeighbor | Water | Porous | Wet | R600a | MinimizeLCOE_Brownfield | IgnoreSilica | 22.2749 | 3.9115 | 0.18248 | 4 | 23967.2032 | 40611.5011 | 488.6039 | 827.9204 | 104.4441 | 0 | 106.9244 | 945405.1326 | 61013.6656 | 1027662.4642 | 800064.4918 | 0 | 246268.0894 | 0 | 1201361.399 | 3125695.9271 | 2133351.6968 | 9540822.8665 | 961560.8286 | 6991696.732 | 6991696.732 | 1478867.319 | 3678399.7627 | 0 | 17494080.4271 | 29643044.2408 | 13335.2143 | 0.72992 | 23967.2032 | 40611.5011 | 488.6039 | 827.9204
1 | 2300 | 707 | 0.04 | 15 | 15 | 7 | 1.7783e-11 | 5spot_SharedNeighbor | Water | Porous | Wet | R600a | MinimizeLCOE_Brownfield | IgnoreSilica | 27.9823 | 4.9311 | 0.2384 | 4 | 20346.1036 | 33086.337 | 414.7828 | 674.5097 | 104.6497 | 0 | 120.8872 | 1113945.7615 | 71933.8436 | 1236707.0398 | 1000387.9303 | 0 | 273393.9641 | 0 | 1441583.7303 | 3750705.1568 | 2559933.3388 | 11448590.7652 | 961560.8286 | 6991696.732 | 6991696.732 | 1478867.319 | 3678399.7627 | 0 | 19401848.3258 | 31550812.1395 | 17782.7941 | 0.95359 | 20346.1036 | 33086.337 | 414.7828 | 674.5097
1 | 2300 | 707 | 0.04 | 15 | 15 | 7 | 2.3714e-11 | 5spot_SharedNeighbor | Water | Porous | Wet | R600a | MinimizeLCOE_Brownfield | IgnoreSilica | 34.8734 | 6.1623 | 0.30814 | 4 | 17533.8437 | 27390.5 | 357.4511 | 558.3924 | 104.8097 | 0 | 143.3719 | 1304337.3936 | 84243.9758 | 1477948.9432 | 1242275.8882 | 0 | 301014.8066 | 0 | 1719830.1929 | 4474645.3762 | 3054037.4141 | 13658333.9906 | 961560.8286 | 6991696.732 | 6991696.732 | 1478867.319 | 3678399.7627 | 0 | 21611591.5513 | 33760555.365 | 23713.7371 | 1.2326 | 17533.8437 | 27390.5 | 357.4511 | 558.3924
1 | 2300 | 707 | 0.04 | 15 | 15 | 7 | 3.1623e-11 | 5spot_SharedNeighbor | Water | Porous | Wet | R600a | MinimizeLCOE_Brownfield | IgnoreSilica | 43.0124 | 7.6166 | 0.39333 | 4 | 15330.8152 | 23052.6258 | 312.5394 | 469.959 | 104.9327 | 0 | 129.9295 | 1515349.176 | 97857.8894 | 1750782.6943 | 1527966.5601 | 0 | 327890.4473 | 0 | 2035740.2392 | 5296578.5146 | 3615023.67 | 16167189.1909 | 961560.8286 | 6991696.732 | 6991696.732 | 1478867.319 | 3678399.7627 | 0 | 24120446.7515 | 36269410.5652 | 31622.7766 | 1.5733 | 15330.8152 | 23052.6258 | 312.5394 | 469.959
1 | 2300 | 707 | 0.04 | 15 | 15 | 7 | 4.217e-11 | 5spot_SharedNeighbor | Water | Porous | Wet | R600a | MinimizeLCOE_Brownfield | IgnoreSilica | 52.3083 | 9.2766 | 0.4942 | 4 | 13597.5973 | 19743.3932 | 277.2054 | 402.4958 | 105.02 | 0 | 146.2671 | 1742212.8491 | 112459.8462 | 2049781.4237 | 1854233.9315 | 0 | 352007.0108 | 0 | 2383171.0739 | 6200522.2788 | 4231983.8633 | 18926372.2774 | 961560.8286 | 6991696.732 | 6991696.732 | 1478867.319 | 3678399.7627 | 0 | 26879629.838 | 39028593.6517 | 42169.6503 | 1.9768 | 13597.5973 | 19743.3932 | 277.2054 | 402.4958
1 | 2300 | 707 | 0.04 | 15 | 15 | 7 | 5.6234e-11 | 5spot_SharedNeighbor | Water | Porous | Wet | R600a | MinimizeLCOE_Brownfield | IgnoreSilica | 62.3466 | 11.0655 | 0.60786 | 4 | 12235.4444 | 17232.0707 | 249.4361 | 351.2991 | 105.0658 | 0 | 174.3807 | 1973557.2612 | 127307.4509 | 2360265.3193 | 2206325.7683 | 0 | 369878.7767 | 0 | 2744560.4848 | 7140783.3946 | 4873731.3952 | 21796409.8509 | 961560.8286 | 6991696.732 | 6991696.732 | 1478867.319 | 3678399.7627 | 0 | 29749667.4115 | 41898631.2252 | 56234.1325 | 2.4314 | 12235.4444 | 17232.0707 | 249.4361 | 351.2991
1 | 2300 | 707 | 0.04 | 15 | 15 | 7 | 7.4989e-11 | 5spot_SharedNeighbor | Water | Porous | Wet | R600a | MinimizeLCOE_Brownfield | IgnoreSilica | 72.5977 | 12.885 | 0.72902 | 4 | 11170.6954 | 15336.8738 | 227.7297 | 312.6629 | 105.066 | 0 | 191.8204 | 2197428.8521 | 141623.0207 | 2665941.4924 | 2565141.2239 | 0 | 379337.0791 | 0 | 3100293.9506 | 8066328.9017 | 5505435.2219 | 24621529.7423 | 961560.8286 | 6991696.732 | 6991696.732 | 1478867.319 | 3678399.7627 | 0 | 32574787.3029 | 44723751.1166 | 74989.4209 | 2.9161 | 11170.6954 | 15336.8738 | 227.7297 | 312.6629
1 | 2300 | 707 | 0.04 | 15 | 15 | 7 | 1e-10 | 5spot_SharedNeighbor | Water | Porous | Wet | R600a | MinimizeLCOE_Brownfield | IgnoreSilica | 82.4929 | 14.6308 | 0.85089 | 4 | 10344.1688 | 13913.674 | 210.8799 | 283.6491 | 105.0247 | 0 | 164.7003 | 2403084.4864 | 154717.66 | 2951283.9112 | 2910447.1201 | 0 | 379734.7085 | 0 | 3431714.4756 | 8928617.1241 | 6093964.6519 | 27253564.1378 | 961560.8286 | 6991696.732 | 6991696.732 | 1478867.319 | 3678399.7627 | 0 | 35206821.6984 | 47355785.5121 | 100000 | 3.4035 | 10344.1688 | 13913.674 | 210.8799 | 283.6491
1 | 2300 | 707 | 0.04 | 15 | 15 | 7 | 1.3335e-10 | 5spot_SharedNeighbor | Water | Porous | Wet | R600a | MinimizeLCOE_Brownfield | IgnoreSilica | 91.587 | 16.2238 | 0.96704 | 4 | 9706.8215 | 12847.5681 | 197.8867 | 261.9151 | 104.9534 | 0 | 205.5727 | 2583927.5412 | 166180.8158 | 3205837.2078 | 3226832.2898 | 0 | 372282.9299 | 0 | 3726473.706 | 9695520.178 | 6617391.7445 | 29594446.4131 | 961560.8286 | 6991696.732 | 6991696.732 | 1478867.319 | 3678399.7627 | 0 | 37547703.9737 | 49696667.7874 | 133352.1432 | 3.8682 | 9706.8215 | 12847.5681 | 197.8867 | 261.9151
1 | 2300 | 707 | 0.04 | 15 | 15 | 7 | 1.7783e-10 | 5spot_SharedNeighbor | Water | Porous | Wet | R600a | MinimizeLCOE_Brownfield | IgnoreSilica | 99.8787 | 17.6652 | 1.0756 | 4 | 9209.2937 | 12033.0621 | 187.7439 | 245.3102 | 104.8626 | 0 | 165.0437 | 2742524.289 | 176188.7544 | 3431949.6237 | 3514422.5011 | 0 | 359699.6738 | 0 | 3987666.0884 | 10375089.1792 | 7081211.5516 | 31668751.6612 | 961560.8286 | 6991696.732 | 6991696.732 | 1478867.319 | 3678399.7627 | 0 | 39622009.2218 | 51770973.0355 | 177827.941 | 4.3024 | 9209.2937 | 12033.0621 | 187.7439 | 245.3102
1 | 2300 | 707 | 0.04 | 15 | 15 | 7 | 2.3714e-10 | 5spot_SharedNeighbor | Water | Porous | Wet | R600a | MinimizeLCOE_Brownfield | IgnoreSilica | 106.5996 | 18.8247 | 1.1668 | 4 | 8839.134 | 11442.1308 | 180.1977 | 233.2633 | 104.7723 | 0 | 183.9872 | 2866914.6799 | 184004.9552 | 3611246.5689 | 3746776.7502 | 0 | 343041.8122 | 0 | 4193274.0589 | 10910038.9425 | 7446325.7571 | 33301623.5249 | 961560.8286 | 6991696.732 | 6991696.732 | 1478867.319 | 3678399.7627 | 0 | 41254881.0856 | 53403844.8993 | 237137.3706 | 4.6673 | 8839.134 | 11442.1308 | 180.1977 | 233.2633
1 | 2300 | 707 | 0.04 | 15 | 15 | 7 | 3.1623e-10 | 5spot_SharedNeighbor | Water | Porous | Wet | R600a | MinimizeLCOE_Brownfield | IgnoreSilica | 112.1218 | 19.7711 | 1.2435 | 4 | 8557.7699 | 11000.3042 | 174.4617 | 224.2561 | 104.6875 | 0 | 202.2241 | 2966456.6818 | 190236.9415 | 3756003.3236 | 3937146.2416 | 0 | 325342.1973 | 0 | 4358322.3005 | 11339460.6111 | 7739414.8697 | 34612383.1671 | 961560.8286 | 6991696.732 | 6991696.732 | 1478867.319 | 3678399.7627 | 0 | 42565640.7277 | 54714604.5414 | 316227.766 | 4.9739 | 8557.7699 | 11000.3042 | 174.4617 | 224.2561
1 | 2300 | 707 | 0.04 | 15 | 15 | 7 | 4.217e-10 | 5spot_SharedNeighbor | Water | Porous | Wet | R600a | MinimizeLCOE_Brownfield | IgnoreSilica | 116.5406 | 20.5241 | 1.306 | 4 | 8344.4983 | 10670.0158 | 170.1139 | 217.5227 | 104.6132 | 0 | 208.6735 | 3044437.177 | 195103.8984 | 3870220.9296 | 4089108.1136 | 0 | 308115.94 | 0 | 4487724.5629 | 11676138.7537 | 7969204.62 | 35640053.9951 | 961560.8286 | 6991696.732 | 6991696.732 | 1478867.319 | 3678399.7627 | 0 | 43593311.5558 | 55742275.3695 | 421696.5034 | 5.2242 | 8344.4983 | 10670.0158 | 170.1139 | 217.5227
1 | 2300 | 707 | 0.04 | 15 | 15 | 7 | 5.6234e-10 | 5spot_SharedNeighbor | Water | Porous | Wet | R600a | MinimizeLCOE_Brownfield | IgnoreSilica | 120.0218 | 21.1145 | 1.3561 | 4 | 8183.1902 | 10422.8628 | 166.8254 | 212.4842 | 104.5507 | 0 | 207.5486 | 3104849.0345 | 198864.7334 | 3959211.4594 | 4208582.6285 | 0 | 292444.3626 | 0 | 4587941.3652 | 11936882.3161 | 8147167.4591 | 36435943.3589 | 961560.8286 | 6991696.732 | 6991696.732 | 1478867.319 | 3678399.7627 | 0 | 44389200.9195 | 56538164.7332 | 562341.3252 | 5.4244 | 8183.1902 | 10422.8628 | 166.8254 | 212.4842
1 | 2300 | 707 | 0.04 | 15 | 15 | 7 | 7.4989e-10 | 5spot_SharedNeighbor | Water | Porous | Wet | R600a | MinimizeLCOE_Brownfield | IgnoreSilica | 122.724 | 21.571 | 1.3955 | 4 | 8061.3922 | 10237.8751 | 164.3424 | 208.7129 | 104.4998 | 0 | 192.352 | 3151132.4599 | 201740.1148 | 4027694.9932 | 4301169.7224 | 0 | 278803.4578 | 0 | 4664610.8918 | 12136360.6972 | 8283315.5531 | 37044827.8903 | 961560.8286 | 6991696.732 | 6991696.732 | 1478867.319 | 3678399.7627 | 0 | 44998085.4509 | 57147049.2646 | 749894.2093 | 5.5819 | 8061.3922 | 10237.8751 | 164.3424 | 208.7129
1 | 2300 | 707 | 0.04 | 15 | 15 | 7 | 1e-09 | 5spot_SharedNeighbor | Water | Porous | Wet | R600a | MinimizeLCOE_Brownfield | IgnoreSilica | 128 | 22.458 | 1.4525 | 4 | 7964.5706 | 10055.6692 | 162.3685 | 204.9984 | 104.3952 | 0 | 238.5961 | 3240017.7232 | 207247.5715 | 4159962.0373 | 4481570.1539 | 0 | 283351.466 | 0 | 4825138.0913 | 12554019.5415 | 8568376.2964 | 38319682.8811 | 961560.8286 | 6991696.732 | 6991696.732 | 1478867.319 | 3678399.7627 | 0 | 46272940.4417 | 58421904.2554 | 1000000 | 5.8098 | 7964.5706 | 10055.6692 | 162.3685 | 204.9984
1 | 2300 | 707 | 0.04 | 15 | 15 | 7 | 1.3335e-09 | 5spot_SharedNeighbor | Water | Porous | Wet | R600a | MinimizeLCOE_Brownfield | IgnoreSilica | 126.3749 | 22.1853 | 1.4495 | 4 | 7900.3785 | 9995.7173 | 161.0599 | 203.7762 | 104.428 | 0 | 226.707 | 3212834.5775 | 205565.114 | 4119413.2123 | 4426051.0505 | 0 | 257883.5494 | 0 | 4766481.5264 | 12401407.192 | 8464215.2319 | 37853851.454 | 961560.8286 | 6991696.732 | 6991696.732 | 1478867.319 | 3678399.7627 | 0 | 45807109.0146 | 57956072.8283 | 1333521.4322 | 5.7981 | 7900.3785 | 9995.7173 | 161.0599 | 203.7762
1 | 2300 | 707 | 0.04 | 15 | 15 | 7 | 1.7783e-09 | 5spot_SharedNeighbor | Water | Porous | Wet | R600a | MinimizeLCOE_Brownfield | IgnoreSilica | 127.5734 | 22.3864 | 1.4675 | 4 | 7848.324 | 9918.0205 | 159.9987 | 202.1923 | 104.4036 | 0 | 217.6804 | 3232884.5112 | 206805.9431 | 4149321.9273 | 4466993.2267 | 0 | 250322.6809 | 0 | 4799468.0328 | 12487231.315 | 8522791.9594 | 38115819.5963 | 961560.8286 | 6991696.732 | 6991696.732 | 1478867.319 | 3678399.7627 | 0 | 46069077.1569 | 58218040.9706 | 1778279.41 | 5.8699 | 7848.324 | 9918.0205 | 159.9987 | 202.1923
1 | 2300 | 707 | 0.04 | 15 | 15 | 7 | 2.3714e-09 | 5spot_SharedNeighbor | Water | Porous | Wet | R600a | MinimizeLCOE_Brownfield | IgnoreSilica | 128.4749 | 22.5374 | 1.4811 | 4 | 7809.1811 | 9859.8491 | 159.2007 | 201.0064 | 104.385 | 0 | 225.7717 | 3247897.7667 | 207734.3801 | 4171751.5968 | 4497768.2961 | 0 | 244323.7548 | 0 | 4824095.5598 | 12551307.0886 | 8566524.9915 | 38311403.4344 | 961560.8286 | 6991696.732 | 6991696.732 | 1478867.319 | 3678399.7627 | 0 | 46264660.9951 | 58413624.8088 | 2371373.7057 | 5.9244 | 7809.1811 | 9859.8491 | 159.2007 | 201.0064
1 | 2300 | 707 | 0.04 | 15 | 15 | 7 | 3.1623e-09 | 5spot_SharedNeighbor | Water | Porous | Wet | R600a | MinimizeLCOE_Brownfield | IgnoreSilica | 129.1398 | 22.6486 | 1.4913 | 4 | 7779.7648 | 9816.4147 | 158.601 | 200.1209 | 104.3712 | 0 | 213.3644 | 3258935.5381 | 208416.5875 | 4188260.7918 | 4520459.0583 | 0 | 239562.2847 | 0 | 4842097.3615 | 12598144.084 | 8598492.2033 | 38454367.9092 | 961560.8286 | 6991696.732 | 6991696.732 | 1478867.319 | 3678399.7627 | 0 | 46407625.4698 | 58556589.2835 | 3162277.6602 | 5.9652 | 7779.7648 | 9816.4147 | 158.601 | 200.1209
1 | 2300 | 707 | 0.04 | 15 | 15 | 7 | 4.217e-09 | 5spot_SharedNeighbor | Water | Porous | Wet | R600a | MinimizeLCOE_Brownfield | IgnoreSilica | 129.654 | 22.7346 | 1.4991 | 4 | 7757.6689 | 9783.7044 | 158.1506 | 199.454 | 104.3604 | 0 | 205.4895 | 3267449.3396 | 208942.5773 | 4201005.7725 | 4537998.7183 | 0 | 235956.675 | 0 | 4856027.7023 | 12634387.973 | 8623229.4023 | 38564998.1603 | 961560.8286 | 6991696.732 | 6991696.732 | 1478867.319 | 3678399.7627 | 0 | 46518255.7209 | 58667219.5346 | 4216965.0343 | 5.9964 | 7757.6689 | 9783.7044 | 158.1506 | 199.454
1 | 2300 | 707 | 0.04 | 15 | 15 | 7 | 5.6234e-09 | 5spot_SharedNeighbor | Water | Porous | Wet | R600a | MinimizeLCOE_Brownfield | IgnoreSilica | 130.0366 | 22.7985 | 1.505 | 4 | 7741.0779 | 9759.2263 | 157.8123 | 198.955 | 104.3524 | 0 | 197.7409 | 3273773.6013 | 209333.1696 | 4210479.2641 | 4551048.946 | 0 | 233168.0652 | 0 | 4866343.1881 | 12661226.7511 | 8641547.4198 | 38646920.4054 | 961560.8286 | 6991696.732 | 6991696.732 | 1478867.319 | 3678399.7627 | 0 | 46600177.966 | 58749141.7797 | 5623413.2519 | 6.0199 | 7741.0779 | 9759.2263 | 157.8123 | 198.955
1 | 2300 | 707 | 0.04 | 15 | 15 | 7 | 7.4989e-09 | 5spot_SharedNeighbor | Water | Porous | Wet | R600a | MinimizeLCOE_Brownfield | IgnoreSilica | 130.3339 | 22.8482 | 1.5095 | 4 | 7728.6242 | 9740.7677 | 157.5585 | 198.5787 | 104.3461 | 0 | 190.6656 | 3278679.8351 | 209636.1105 | 4217832.2129 | 4561185.4906 | 0 | 231092.7427 | 0 | 4874386.2928 | 12682153.2597 | 8655830.1919 | 38710796.1362 | 961560.8286 | 6991696.732 | 6991696.732 | 1478867.319 | 3678399.7627 | 0 | 46664053.6968 | 58813017.5105 | 7498942.0933 | 6.0378 | 7728.6242 | 9740.7677 | 157.5585 | 198.5787
1 | 2300 | 707 | 0.04 | 15 | 15 | 7 | 1e-08 | 5spot_SharedNeighbor | Water | Porous | Wet | R600a | MinimizeLCOE_Brownfield | IgnoreSilica | 130.5501 | 22.8843 | 1.5128 | 4 | 7719.2781 | 9727.0048 | 157.3679 | 198.2981 | 104.3415 | 0 | 244.153 | 3282244.5308 | 209856.175 | 4223176.6339 | 4568557.2969 | 0 | 229477.559 | 0 | 4880191.7562 | 12697257.8848 | 8666139.4089 | 38756901.2455 | 961560.8286 | 6991696.732 | 6991696.732 | 1478867.319 | 3678399.7627 | 0 | 46710158.8061 | 58859122.6198 | 10000000 | 6.0511 | 7719.2781 | 9727.0048 | 157.3679 | 198.2981
1 | 2400 | 707 | 0.04 | 15 | 15 | 7 | 1e-13 | 5spot_SharedNeighbor | Water | Porous | Wet | R600a | MinimizeLCOE_Brownfield | IgnoreSilica | 0 | 0 | 0 | 0 | [6 empty] | 19.6042 | [19 empty] | 100 | 0
1 | 2400 | 707 | 0.04 | 15 | 15 | 7 | 1.3335e-13 | 5spot_SharedNeighbor | Water | Porous | Wet | R600a | MinimizeLCOE_Brownfield | IgnoreSilica | 0 | 0 | 0 | 0 | [6 empty] | 22.0506 | [19 empty] | 133.3521 | 0
1 | 2400 | 707 | 0.04 | 15 | 15 | 7 | 1.7783e-13 | 5spot_SharedNeighbor | Water | Porous | Wet | R600a | MinimizeLCOE_Brownfield | IgnoreSilica | 0 | 0 | 0 | 0 | [6 empty] | 21.6901 | [19 empty] | 177.8279 | 0
1 | 2400 | 707 | 0.04 | 15 | 15 | 7 | 2.3714e-13 | 5spot_SharedNeighbor | Water | Porous | Wet | R600a | MinimizeLCOE_Brownfield | IgnoreSilica | 0 | 0 | 0 | 0 | [6 empty] | 22.8294 | [19 empty] | 237.1374 | 0
1 | 2400 | 707 | 0.04 | 15 | 15 | 7 | 3.1623e-13 | 5spot_SharedNeighbor | Water | Porous | Wet | R600a | MinimizeLCOE_Brownfield | IgnoreSilica | 0 | 0 | 0 | 0 | [6 empty] | 22.8706 | [19 empty] | 316.2278 | 0
1 | 2400 | 707 | 0.04 | 15 | 15 | 7 | 4.217e-13 | 5spot_SharedNeighbor | Water | Porous | Wet | R600a | MinimizeLCOE_Brownfield | IgnoreSilica | 0.91829 | 0.11572 | 0.0010848 | 4 | 2080067.557 | 4989991.2026 | 42404.9906 | 101727.7201 | 86.9765 | 0 | 57.8748 | 71611.0653 | 4120.0973 | 62291.1696 | 51589.778 | 0 | 46500.9804 | 0 | 92084.1054 | 239583.9531 | 163520.971 | 731302.1201 | 961560.8286 | 7332603.3321 | 7332603.3321 | 1478867.319 | 3814762.4027 | 0 | 9025466.2809 | 21651699.3348 | 421.6965 | 0.004339 | 2080067.557 | 4989991.2026 | 42404.9906 | 101727.7201
1 | 2400 | 707 | 0.04 | 15 | 15 | 7 | 5.6234e-13 | 5spot_SharedNeighbor | Water | Porous | Wet | R600a | MinimizeLCOE_Brownfield | IgnoreSilica | 1.3402 | 0.19141 | 0.003261 | 4 | 714609.9799 | 1682586.6165 | 14568.291 | 34301.804 | 93.1501 | 0 | 229.749 | 106640.7403 | 6387.0814 | 92724.2983 | 66606.01 | 0 | 59280.3281 | 0 | 129338.9987 | 336513.5435 | 229677.4081 | 1027168.4084 | 961560.8286 | 7332603.3321 | 7332603.3321 | 1478867.319 | 3814762.4027 | 0 | 9321332.5691 | 21947565.623 | 562.3413 | 0.013044 | 714609.9799 | 1682586.6165 | 14568.291 | 34301.804
1 | 2400 | 707 | 0.04 | 15 | 15 | 7 | 7.4989e-13 | 5spot_SharedNeighbor | Water | Porous | Wet | R600a | MinimizeLCOE_Brownfield | IgnoreSilica | 1.8459 | 0.28459 | 0.0065494 | 4 | 368224.6855 | 850188.4969 | 7506.7583 | 17332.2425 | 97.1824 | 0 | 294.2435 | 144645.0937 | 8892.1268 | 126961.1979 | 84669.487 | 0 | 71474.2278 | 0 | 170290.432 | 443060.7726 | 302398.0813 | 1352391.419 | 961560.8286 | 7332603.3321 | 7332603.3321 | 1478867.319 | 3814762.4027 | 0 | 9646555.5798 | 22272788.6337 | 749.8942 | 0.026197 | 368224.6855 | 850188.4969 | 7506.7583 | 17332.2425
1 | 2400 | 707 | 0.04 | 15 | 15 | 7 | 1e-12 | 5spot_SharedNeighbor | Water | Porous | Wet | R600a | MinimizeLCOE_Brownfield | IgnoreSilica | 2.4877 | 0.40462 | 0.011229 | 4 | 223300.6772 | 504397.1235 | 4552.2863 | 10282.8176 | 100.1044 | 0 | 431.4963 | 188509.2151 | 11810.1006 | 167878.7565 | 107747.0797 | 0 | 84554.732 | 0 | 218594.9547 | 568739.2323 | 388176.2124 | 1736010.2834 | 961560.8286 | 7332603.3321 | 7332603.3321 | 1478867.319 | 3814762.4027 | 0 | 10030174.4442 | 22656407.4981 | 1000 | 0.044918 | 223300.6772 | 504397.1235 | 4552.2863 | 10282.8176
1 | 2400 | 707 | 0.04 | 15 | 15 | 7 | 1.3335e-12 | 5spot_SharedNeighbor | Water | Porous | Wet | R600a | MinimizeLCOE_Brownfield | IgnoreSilica | 3.3271 | 0.56281 | 0.017682 | 4 | 148433.8015 | 326947.5856 | 3026.0238 | 6665.2688 | 102.3132 | 0 | 85.8997 | 240680.3532 | 15295.2916 | 218246.0952 | 137920.7819 | 0 | 99623.4193 | 0 | 277588.7171 | 722228.9006 | 492936.065 | 2204519.6239 | 961560.8286 | 7332603.3321 | 7332603.3321 | 1478867.319 | 3814762.4027 | 0 | 10498683.7846 | 23124916.8385 | 1333.5214 | 0.07073 | 148433.8015 | 326947.5856 | 3026.0238 | 6665.2688
1 | 2400 | 707 | 0.04 | 15 | 15 | 7 | 1.7783e-12 | 5spot_SharedNeighbor | Water | Porous | Wet | R600a | MinimizeLCOE_Brownfield | IgnoreSilica | 4.3749 | 0.76141 | 0.02641 | 4 | 104563.1632 | 224084.2222 | 2131.6615 | 4568.26 | 103.9272 | 0 | 83.7167 | 300254.3891 | 19283.2984 | 277610.9443 | 175885.5703 | 0 | 115466.8954 | 0 | 346515.428 | 901562.0635 | 615334.6336 | 2751913.2226 | 961560.8286 | 7332603.3321 | 7332603.3321 | 1478867.319 | 3814762.4027 | 0 | 11046077.3833 | 23672310.4372 | 1778.2794 | 0.10564 | 104563.1632 | 224084.2222 | 2131.6615 | 4568.26
1 | 2400 | 707 | 0.04 | 15 | 15 | 7 | 2.3714e-12 | 5spot_SharedNeighbor | Water | Porous | Wet | R600a | MinimizeLCOE_Brownfield | IgnoreSilica | 5.7024 | 1.0134 | 0.038002 | 4 | 76945.7918 | 160008.1504 | 1568.644 | 3261.9826 | 105.1388 | 0 | 105.6358 | 369341.9691 | 23905.6333 | 348633.4635 | 223798.3341 | 0 | 132808.3631 | 0 | 428410.2276 | 1114635.5331 | 760761.6548 | 3402295.1786 | 961560.8286 | 7332603.3321 | 7332603.3321 | 1478867.319 | 3814762.4027 | 0 | 11696459.3393 | 24322692.3932 | 2371.3737 | 0.15201 | 76945.7918 | 160008.1504 | 1568.644 | 3261.9826
1 | 2400 | 707 | 0.04 | 15 | 15 | 7 | 3.1623e-12 | 5spot_SharedNeighbor | Water | Porous | Wet | R600a | MinimizeLCOE_Brownfield | IgnoreSilica | 7.3218 | 1.3203 | 0.053073 | 4 | 58606.2675 | 118081.6673 | 1194.768 | 2407.2545 | 105.9897 | 0 | 126.9362 | 446733.6106 | 29074.5976 | 430563.9778 | 282441.3087 | 0 | 150294.7626 | 0 | 522252.2203 | 1358793.1486 | 927404.2443 | 4147557.8704 | 961560.8286 | 7332603.3321 | 7332603.3321 | 1478867.319 | 3814762.4027 | 0 | 12441722.0312 | 25067955.0851 | 3162.2777 | 0.21229 | 58606.2675 | 118081.6673 | 1194.768 | 2407.2545
1 | 2400 | 707 | 0.04 | 15 | 15 | 7 | 4.217e-12 | 5spot_SharedNeighbor | Water | Porous | Wet | R600a | MinimizeLCOE_Brownfield | IgnoreSilica | 9.583 | 1.7522 | 0.073737 | 4 | 45569.4769 | 88377.8758 | 928.9954 | 1801.7025 | 106.8087 | 0 | 110.3716 | 547249.1237 | 35794.24 | 539623.9165 | 364305.2346 | 0 | 174642.1935 | 0 | 648029.7362 | 1686040.4444 | 1150757.248 | 5146442.1367 | 961560.8286 | 7332603.3321 | 7332603.3321 | 1478867.319 | 3814762.4027 | 0 | 13440606.2975 | 26066839.3514 | 4216.965 | 0.29495 | 45569.4769 | 88377.8758 | 928.9954 | 1801.7025
1 | 2400 | 707 | 0.04 | 15 | 15 | 7 | 5.6234e-12 | 5spot_SharedNeighbor | Water | Porous | Wet | R600a | MinimizeLCOE_Brownfield | IgnoreSilica | 12.2749 | 2.2651 | 0.10012 | 4 | 36352.0167 | 67879.6386 | 741.085 | 1383.8182 | 107.3537 | 0 | 99.4963 | 657260.626 | 43127.619 | 662427.362 | 461858.3281 | 0 | 197811.5114 | 0 | 788769.3241 | 2052215.9826 | 1400679.5769 | 6264150.3302 | 961560.8286 | 7332603.3321 | 7332603.3321 | 1478867.319 | 3814762.4027 | 0 | 14558314.4909 | 27184547.5448 | 5623.4133 | 0.40048 | 36352.0167 | 67879.6386 | 741.085 | 1383.8182
1 | 2400 | 707 | 0.04 | 15 | 15 | 7 | 7.4989e-12 | 5spot_SharedNeighbor | Water | Porous | Wet | R600a | MinimizeLCOE_Brownfield | IgnoreSilica | 15.6628 | 2.9111 | 0.13437 | 4 | 29578.7719 | 53071.0559 | 603.0033 | 1081.9253 | 107.7761 | 0 | 142.3572 | 785696.1349 | 51673.1178 | 809414.1658 | 584763.0931 | 0 | 223315.7068 | 0 | 957396.2652 | 2490948.693 | 1700123.6669 | 7603330.8434 | 961560.8286 | 7332603.3321 | 7332603.3321 | 1478867.319 | 3814762.4027 | 0 | 15897495.0042 | 28523728.0581 | 7498.9421 | 0.53746 | 29578.7719 | 53071.0559 | 603.0033 | 1081.9253
1 | 2400 | 707 | 0.04 | 15 | 15 | 7 | 1e-11 | 5spot_SharedNeighbor | Water | Porous | Wet | R600a | MinimizeLCOE_Brownfield | IgnoreSilica | 19.8434 | 3.7082 | 0.17825 | 4 | 24504.6526 | 42213.7067 | 499.5605 | 860.5835 | 108.1007 | 0 | 130.2911 | 933009.3406 | 61453.5174 | 982106.236 | 736324.5979 | 0 | 250120.6425 | 0 | 1155575.5904 | 3006570.6451 | 2052046.2441 | 9177206.8141 | 961560.8286 | 7332603.3321 | 7332603.3321 | 1478867.319 | 3814762.4027 | 0 | 17471370.9748 | 30097604.0287 | 10000 | 0.71298 | 24504.6526 | 42213.7067 | 499.5605 | 860.5835
1 | 2400 | 707 | 0.04 | 15 | 15 | 7 | 1.3335e-11 | 5spot_SharedNeighbor | Water | Porous | Wet | R600a | MinimizeLCOE_Brownfield | IgnoreSilica | 25.0346 | 4.698 | 0.23424 | 4 | 20640.1033 | 34115.8099 | 420.7764 | 695.4969 | 108.3546 | 0 | 118.9531 | 1103410.0596 | 72741.0166 | 1186522.7577 | 924278.8656 | 0 | 279058.3966 | 0 | 1390744.3275 | 3618431.4592 | 2469653.8222 | 11044840.7051 | 961560.8286 | 7332603.3321 | 7332603.3321 | 1478867.319 | 3814762.4027 | 0 | 19339004.8658 | 31965237.9197 | 13335.2143 | 0.93696 | 20640.1033 | 34115.8099 | 420.7764 | 695.4969
1 | 2400 | 707 | 0.04 | 15 | 15 | 7 | 1.7783e-11 | 5spot_SharedNeighbor | Water | Porous | Wet | R600a | MinimizeLCOE_Brownfield | IgnoreSilica | 31.3392 | 5.9002 | 0.3046 | 4 | 17654.4408 | 28017.2373 | 359.9097 | 571.1693 | 108.5514 | 0 | 108.8198 | 1296740.1655 | 85519.2982 | 1423578.7111 | 1152565.0535 | 0 | 308716.0118 | 0 | 1664176.5036 | 4329845.8928 | 2955208.7913 | 13216350.4277 | 961560.8286 | 7332603.3321 | 7332603.3321 | 1478867.319 | 3814762.4027 | 0 | 21510514.5884 | 34136747.6423 | 17782.7941 | 1.2184 | 17654.4408 | 28017.2373 | 359.9097 | 571.1693
1 | 2400 | 707 | 0.04 | 15 | 15 | 7 | 2.3714e-11 | 5spot_SharedNeighbor | Water | Porous | Wet | R600a | MinimizeLCOE_Brownfield | IgnoreSilica | 38.9102 | 7.3441 | 0.39179 | 4 | 15323.0233 | 23379.74 | 312.3806 | 476.6276 | 108.7046 | 0 | 111.8165 | 1514233.9249 | 99862.6645 | 1695869.239 | 1426723.1428 | 0 | 338644.9426 | 0 | 1979380.2263 | 5149941.3222 | 3514940.7731 | 15719596.2352 | 961560.8286 | 7332603.3321 | 7332603.3321 | 1478867.319 | 3814762.4027 | 0 | 24013760.3959 | 36639993.4498 | 23713.7371 | 1.5672 | 15323.0233 | 23379.74 | 312.3806 | 476.6276
1 | 2400 | 707 | 0.04 | 15 | 15 | 7 | 3.1623e-11 | 5spot_SharedNeighbor | Water | Porous | Wet | R600a | MinimizeLCOE_Brownfield | IgnoreSilica | 47.7381 | 9.0273 | 0.49704 | 4 | 13489.6904 | 19840.3531 | 275.0056 | 404.4724 | 108.8192 | 0 | 163.0068 | 1752495.0873 | 115538.4377 | 2000108.4832 | 1746360.9174 | 0 | 366831.597 | 0 | 2332720.4638 | 6069260.14 | 4142394.7564 | 18525709.8828 | 961560.8286 | 7332603.3321 | 7332603.3321 | 1478867.319 | 3814762.4027 | 0 | 26819874.0435 | 39446107.0974 | 31622.7766 | 1.9882 | 13489.6904 | 19840.3531 | 275.0056 | 404.4724
1 | 2400 | 707 | 0.04 | 15 | 15 | 7 | 4.217e-11 | 5spot_SharedNeighbor | Water | Porous | Wet | R600a | MinimizeLCOE_Brownfield | IgnoreSilica | 57.6138 | 10.9079 | 0.61935 | 4 | 12045.2521 | 17141.7909 | 245.5588 | 349.4586 | 108.8921 | 0 | 156.3058 | 2003652.1753 | 132016.6973 | 2326898.4645 | 2103739.6233 | 0 | 390470.3946 | 0 | 2713143.1685 | 7059041.9822 | 4817941.2017 | 21546903.7075 | 961560.8286 | 7332603.3321 | 7332603.3321 | 1478867.319 | 3814762.4027 | 0 | 29841067.8682 | 42467300.9221 | 42169.6503 | 2.4774 | 12045.2521 | 17141.7909 | 245.5588 | 349.4586
1 | 2400 | 707 | 0.04 | 15 | 15 | 7 | 5.6234e-11 | 5spot_SharedNeighbor | Water | Porous | Wet | R600a | MinimizeLCOE_Brownfield | IgnoreSilica | 68.0398 | 12.8869 | 0.75409 | 4 | 10910.8841 | 15096.7802 | 222.4331 | 307.7683 | 108.916 | 0 | 164.9017 | 2254254.428 | 148400.8986 | 2658862.6754 | 2480502.9586 | 0 | 406038.4884 | 0 | 3099743.1851 | 8064895.923 | 5504457.1845 | 24617155.7416 | 961560.8286 | 7332603.3321 | 7332603.3321 | 1478867.319 | 3814762.4027 | 0 | 32911319.9024 | 45537552.9563 | 56234.1325 | 3.0164 | 10910.8841 | 15096.7802 | 222.4331 | 307.7683
1 | 2400 | 707 | 0.04 | 15 | 15 | 7 | 7.4989e-11 | 5spot_SharedNeighbor | Water | Porous | Wet | R600a | MinimizeLCOE_Brownfield | IgnoreSilica | 78.4561 | 14.8534 | 0.89438 | 4 | 10025.6351 | 13554.9513 | 204.3861 | 276.336 | 108.8898 | 0 | 185.0793 | 2491739.6482 | 163860.8063 | 2978823.4347 | 2856027.3363 | 0 | 411900.8882 | 0 | 3471917.3244 | 9033216.6899 | 6165356.0049 | 27572842.1329 | 961560.8286 | 7332603.3321 | 7332603.3321 | 1478867.319 | 3814762.4027 | 0 | 35867006.2936 | 48493239.3475 | 74989.4209 | 3.5775 | 10025.6351 | 13554.9513 | 204.3861 | 276.336
1 | 2400 | 707 | 0.04 | 15 | 15 | 7 | 1e-10 | 5spot_SharedNeighbor | Water | Porous | Wet | R600a | MinimizeLCOE_Brownfield | IgnoreSilica | 88.2929 | 16.6972 | 1.0322 | 4 | 9339.6246 | 12397.7829 | 190.4009 | 252.7456 | 108.8224 | 0 | 166.1399 | 2705451.2828 | 177705.5782 | 3271292.076 | 3209560.9955 | 0 | 407998.6463 | 0 | 3811083.3457 | 9915657.1049 | 6767639.7205 | 30266388.7499 | 961560.8286 | 7332603.3321 | 7332603.3321 | 1478867.319 | 3814762.4027 | 0 | 38560552.9107 | 51186785.9646 | 100000 | 4.1287 | 9339.6246 | 12397.7829 | 190.4009 | 252.7456
1 | 2400 | 707 | 0.04 | 15 | 15 | 7 | 1.3335e-10 | 5spot_SharedNeighbor | Water | Porous | Wet | R600a | MinimizeLCOE_Brownfield | IgnoreSilica | 97.1675 | 18.3472 | 1.1608 | 4 | 8811.3987 | 11530.7699 | 179.6323 | 235.0703 | 108.7288 | 0 | 174.8001 | 2890191.8975 | 189613.2987 | 3527679.5315 | 3527401.0702 | 0 | 396310.138 | 0 | 4107166.415 | 10686004.5162 | 7293417.6577 | 32617784.5248 | 961560.8286 | 7332603.3321 | 7332603.3321 | 1478867.319 | 3814762.4027 | 0 | 40911948.6856 | 53538181.7395 | 133352.1432 | 4.6431 | 8811.3987 | 11530.7699 | 179.6323 | 235.0703
1 | 2400 | 707 | 0.04 | 15 | 15 | 7 | 1.7783e-10 | 5spot_SharedNeighbor | Water | Porous | Wet | R600a | MinimizeLCOE_Brownfield | IgnoreSilica | 100 | 18.8707 | 1.2344 | 4 | 8406.4139 | 10963.6023 | 171.3761 | 223.5079 | 108.6925 | 0 | 202.1724 | 2947612.5086 | 193301.406 | 3608073.3081 | 3628588.4727 | 0 | 345757.9425 | 0 | 4182100.1188 | 10880966.6423 | 7426483.3149 | 33212883.7138 | 961560.8286 | 7332603.3321 | 7332603.3321 | 1478867.319 | 3814762.4027 | 0 | 41507047.8745 | 54133280.9284 | 177827.941 | 4.9375 | 8406.4139 | 10963.6023 | 171.3761 | 223.5079
1 | 2400 | 707 | 0.04 | 15 | 15 | 7 | 2.3714e-10 | 5spot_SharedNeighbor | Water | Porous | Wet | R600a | MinimizeLCOE_Brownfield | IgnoreSilica | 111.5519 | 20.9901 | 1.3769 | 4 | 8092.4248 | 10384.9484 | 164.975 | 211.7112 | 108.5176 | 0 | 166.3914 | 3174670.8438 | 207822.8378 | 3929250.8459 | 4039964.3061 | 0 | 360418.2525 | 0 | 4567729.5636 | 11884295.3544 | 8111275.7772 | 36275427.7815 | 961560.8286 | 7332603.3321 | 7332603.3321 | 1478867.319 | 3814762.4027 | 0 | 44569591.9423 | 57195824.9962 | 237137.3706 | 5.5076 | 8092.4248 | 10384.9484 | 164.975 | 211.7112
1 | 2400 | 707 | 0.04 | 15 | 15 | 7 | 3.1623e-10 | 5spot_SharedNeighbor | Water | Porous | Wet | R600a | MinimizeLCOE_Brownfield | IgnoreSilica | 116.7575 | 21.9359 | 1.4581 | 4 | 7859.7698 | 10024.5566 | 160.232 | 204.3641 | 108.4245 | 0 | 205.9416 | 3273333.0472 | 214097.7382 | 4070532.426 | 4224578.1706 | 0 | 340572.7975 | 0 | 4728014.53 | 12301323.958 | 8395906.3683 | 37548359.0359 | 961560.8286 | 7332603.3321 | 7332603.3321 | 1478867.319 | 3814762.4027 | 0 | 45842523.1966 | 58468756.2505 | 316227.766 | 5.8326 | 7859.7698 | 10024.5566 | 160.232 | 204.3641
1 | 2400 | 707 | 0.04 | 15 | 15 | 7 | 4.217e-10 | 5spot_SharedNeighbor | Water | Porous | Wet | R600a | MinimizeLCOE_Brownfield | IgnoreSilica | 120.8844 | 22.6814 | 1.5238 | 4 | 7683.4402 | 9754.9803 | 156.6373 | 198.8685 | 108.3448 | 0 | 198.9451 | 3350001.4885 | 218958.0537 | 4181066.9886 | 4370578.0621 | 0 | 321750.9911 | 0 | 4852518.6778 | 12625258.2111 | 8616998.1522 | 38537130.6252 | 961560.8286 | 7332603.3321 | 7332603.3321 | 1478867.319 | 3814762.4027 | 0 | 46831294.786 | 59457527.8399 | 421696.5034 | 6.0951 | 7683.4402 | 9754.9803 | 156.6373 | 198.8685
1 | 2400 | 707 | 0.04 | 15 | 15 | 7 | 5.6234e-10 | 5spot_SharedNeighbor | Water | Porous | Wet | R600a | MinimizeLCOE_Brownfield | IgnoreSilica | 124.1265 | 23.2643 | 1.576 | 4 | 7550.0753 | 9552.9762 | 153.9185 | 194.7503 | 108.2786 | 0 | 182.7507 | 3409294.6959 | 222706.9572 | 4267011.4044 | 4485051.5269 | 0 | 305017.5213 | 0 | 4948742.0212 | 12875611.6127 | 8787869.493 | 39301305.2327 | 961560.8286 | 7332603.3321 | 7332603.3321 | 1478867.319 | 3814762.4027 | 0 | 47595469.3935 | 60221702.4474 | 562341.3252 | 6.304 | 7550.0753 | 9552.9762 | 153.9185 | 194.7503
1 | 2400 | 707 | 0.04 | 15 | 15 | 7 | 7.4989e-10 | 5spot_SharedNeighbor | Water | Porous | Wet | R600a | MinimizeLCOE_Brownfield | IgnoreSilica | 126.6092 | 23.7089 | 1.6166 | 4 | 7449.373 | 9401.9275 | 151.8655 | 191.671 | 108.2259 | 0 | 193.9426 | 3454147.6181 | 225536.8767 | 4332297.4665 | 4572569.7236 | 0 | 290517.9072 | 0 | 5021277.1409 | 13064333.1151 | 8916675.7963 | 39877355.6444 | 961560.8286 | 7332603.3321 | 7332603.3321 | 1478867.319 | 3814762.4027 | 0 | 48171519.8051 | 60797752.859 | 749894.2093 | 6.4665 | 7449.373 | 9401.9275 | 151.8655 | 191.671
1 | 2400 | 707 | 0.04 | 15 | 15 | 7 | 1e-09 | 5spot_SharedNeighbor | Water | Porous | Wet | R600a | MinimizeLCOE_Brownfield | IgnoreSilica | 126.1921 | 23.6342 | 1.6281 | 4 | 7367.7827 | 9306.5613 | 150.2022 | 189.7268 | 108.2347 | 0 | 174.4052 | 3446630.914 | 225062.6827 | 4321348.3927 | 4557867.4679 | 0 | 263115.0562 | 0 | 4997469.5602 | 13002390.6738 | 8874398.8073 | 39688283.5548 | 961560.8286 | 7332603.3321 | 7332603.3321 | 1478867.319 | 3814762.4027 | 0 | 47982447.7156 | 60608680.7694 | 1000000 | 6.5125 | 7367.7827 | 9306.5613 | 150.2022 | 189.7268
1 | 2400 | 707 | 0.04 | 15 | 15 | 7 | 1.3335e-09 | 5spot_SharedNeighbor | Water | Porous | Wet | R600a | MinimizeLCOE_Brownfield | IgnoreSilica | 134.3 | 25.0795 | 1.7118 | 4 | 7314.4868 | 9158.484 | 149.1157 | 186.7081 | 108.0581 | 0 | 249.0247 | 3590538.933 | 234117.9748 | 4532059.4835 | 4843114.0818 | 0 | 292655.4521 | 0 | 5262069.5108 | 13690825.4682 | 9344269.7004 | 41789650.6046 | 961560.8286 | 7332603.3321 | 7332603.3321 | 1478867.319 | 3814762.4027 | 0 | 50083814.7653 | 62710047.8192 | 1333521.4322 | 6.8472 | 7314.4868 | 9158.484 | 149.1157 | 186.7081
1 | 2400 | 707 | 0.04 | 15 | 15 | 7 | 1.7783e-09 | 5spot_SharedNeighbor | Water | Porous | Wet | R600a | MinimizeLCOE_Brownfield | IgnoreSilica | 131.0714 | 24.5044 | 1.6907 | 4 | 7273.1928 | 9140.1875 | 148.2739 | 186.3351 | 108.1268 | 0 | 202.749 | 3533582.1647 | 230535.5536 | 4448508.6338 | 4729559.6561 | 0 | 260948.7892 | 0 | 5149222.571 | 13397220.8788 | 9143878.5352 | 40893456.7823 | 961560.8286 | 7332603.3321 | 7332603.3321 | 1478867.319 | 3814762.4027 | 0 | 49187620.9431 | 61813853.997 | 1778279.41 | 6.7629 | 7273.1928 | 9140.1875 | 148.2739 | 186.3351
1 | 2400 | 707 | 0.04 | 15 | 15 | 7 | 2.3714e-09 | 5spot_SharedNeighbor | Water | Porous | Wet | R600a | MinimizeLCOE_Brownfield | IgnoreSilica | 133.8 | 24.9902 | 1.7221 | 4 | 7240.7651 | 9073.7635 | 147.6128 | 184.9809 | 108.0679 | 0 | 203.3662 | 3581700.5806 | 233561.1873 | 4519109.5758 | 4825506.6932 | 0 | 265680.495 | 0 | 5235967.8274 | 13622914.2422 | 9297918.8932 | 41582359.4947 | 961560.8286 | 7332603.3321 | 7332603.3321 | 1478867.319 | 3814762.4027 | 0 | 49876523.6555 | 62502756.7094 | 2371373.7057 | 6.8883 | 7240.7651 | 9073.7635 | 147.6128 | 184.9809
1 | 2400 | 707 | 0.04 | 15 | 15 | 7 | 3.1623e-09 | 5spot_SharedNeighbor | Water | Porous | Wet | R600a | MinimizeLCOE_Brownfield | IgnoreSilica | 134.236 | 25.068 | 1.7311 | 4 | 7216.0913 | 9039.5695 | 147.1098 | 184.2839 | 108.0591 | 0 | 228.9115 | 3589391.56 | 234045.3535 | 4530387.718 | 4840850.8861 | 0 | 259796.9466 | 0 | 5247244.261 | 13652253.2094 | 9317943.3411 | 41671913.2756 | 961560.8286 | 7332603.3321 | 7332603.3321 | 1478867.319 | 3814762.4027 | 0 | 49966077.4364 | 62592310.4903 | 3162277.6602 | 6.9243 | 7216.0913 | 9039.5695 | 147.1098 | 184.2839
1 | 2400 | 707 | 0.04 | 15 | 15 | 7 | 4.217e-09 | 5spot_SharedNeighbor | Water | Porous | Wet | R600a | MinimizeLCOE_Brownfield | IgnoreSilica | 134.7501 | 25.1597 | 1.7396 | 4 | 7197.5617 | 9012.1327 | 146.732 | 183.7245 | 108.0487 | 0 | 224.793 | 3598447.6427 | 234615.3281 | 4543674.5894 | 4858944.0626 | 0 | 256352.1248 | 0 | 5261893.1616 | 13690366.6437 | 9343956.5432 | 41788250.0961 | 961560.8286 | 7332603.3321 | 7332603.3321 | 1478867.319 | 3814762.4027 | 0 | 50082414.2569 | 62708647.3108 | 4216965.0343 | 6.9582 | 7197.5617 | 9012.1327 | 146.732 | 183.7245
1 | 2400 | 707 | 0.04 | 15 | 15 | 7 | 5.6234e-09 | 5spot_SharedNeighbor | Water | Porous | Wet | R600a | MinimizeLCOE_Brownfield | IgnoreSilica | 135.123 | 25.2261 | 1.7458 | 4 | 7183.6479 | 8991.6928 | 146.4484 | 183.3078 | 108.0411 | 0 | 215.0051 | 3605004.1601 | 235027.8704 | 4553299.5969 | 4872062.4403 | 0 | 253633.1681 | 0 | 5272420.622 | 13717756.9362 | 9362650.9807 | 41871855.7747 | 961560.8286 | 7332603.3321 | 7332603.3321 | 1478867.319 | 3814762.4027 | 0 | 50166019.9355 | 62792252.9894 | 5623413.2519 | 6.9834 | 7183.6479 | 8991.6928 | 146.4484 | 183.3078
1 | 2400 | 707 | 0.04 | 15 | 15 | 7 | 7.4989e-09 | 5spot_SharedNeighbor | Water | Porous | Wet | R600a | MinimizeLCOE_Brownfield | IgnoreSilica | 135.3956 | 25.2747 | 1.7505 | 4 | 7173.2034 | 8976.4378 | 146.2355 | 182.9968 | 108.0356 | 0 | 208.7411 | 3609792.2336 | 235329.0799 | 4560331.4117 | 4881652.6425 | 0 | 251518.1435 | 0 | 5280063.1693 | 13737641.2768 | 9376222.4517 | 41932550.4089 | 961560.8286 | 7332603.3321 | 7332603.3321 | 1478867.319 | 3814762.4027 | 0 | 50226714.5697 | 62852947.6236 | 7498942.0933 | 7.002 | 7173.2034 | 8976.4378 | 146.2355 | 182.9968
1 | 2400 | 707 | 0.04 | 15 | 15 | 7 | 1e-08 | 5spot_SharedNeighbor | Water | Porous | Wet | R600a | MinimizeLCOE_Brownfield | IgnoreSilica | 135.6197 | 25.3146 | 1.7542 | 4 | 7165.365 | 8964.8152 | 146.0757 | 182.7599 | 108.031 | 0 | 209.2469 | 3613724.8331 | 235576.438 | 4566108.6038 | 4889535.572 | 0 | 250023.9708 | 0 | 5286438.0729 | 13754227.4682 | 9387542.8681 | 41983177.8269 | 961560.8286 | 7332603.3321 | 7332603.3321 | 1478867.319 | 3814762.4027 | 0 | 50277341.9877 | 62903575.0416 | 10000000 | 7.0167 | 7165.365 | 8964.8152 | 146.0757 | 182.7599
1 | 2500 | 707 | 0.04 | 15 | 15 | 7 | 1e-13 | 5spot_SharedNeighbor | Water | Porous | Wet | R600a | MinimizeLCOE_Brownfield | IgnoreSilica | 0 | 0 | 0 | 0 | [6 empty] | 19.895 | [19 empty] | 100 | 0
1 | 2500 | 707 | 0.04 | 15 | 15 | 7 | 1.3335e-13 | 5spot_SharedNeighbor | Water | Porous | Wet | R600a | MinimizeLCOE_Brownfield | IgnoreSilica | 0 | 0 | 0 | 0 | [6 empty] | 21.8384 | [19 empty] | 133.3521 | 0
1 | 2500 | 707 | 0.04 | 15 | 15 | 7 | 1.7783e-13 | 5spot_SharedNeighbor | Water | Porous | Wet | R600a | MinimizeLCOE_Brownfield | IgnoreSilica | 0 | 0 | 0 | 0 | [6 empty] | 24.2547 | [19 empty] | 177.8279 | 0
1 | 2500 | 707 | 0.04 | 15 | 15 | 7 | 2.3714e-13 | 5spot_SharedNeighbor | Water | Porous | Wet | R600a | MinimizeLCOE_Brownfield | IgnoreSilica | 0 | 0 | 0 | 0 | [6 empty] | 23.4612 | [19 empty] | 237.1374 | 0
1 | 2500 | 707 | 0.04 | 15 | 15 | 7 | 3.1623e-13 | 5spot_SharedNeighbor | Water | Porous | Wet | R600a | MinimizeLCOE_Brownfield | IgnoreSilica | 0.71826 | 0.084839 | 0.00028219 | 4 | 8188752.4645 | 19804895.098 | 166938.7951 | 403749.5747 | 83.9183 | 0 | 83.1607 | 56302.8077 | 3172.0686 | 48707.2261 | 45060.8027 | 0 | 41159.3929 | 0 | 75816.8962 | 197260.0117 | 134634.0113 | 602113.217 | 961560.8286 | 7679370.0231 | 7679370.0231 | 1478867.319 | 3953469.0791 | 0 | 9243044.0688 | 22354750.4901 | 316.2278 | 0.0011287 | 8188752.4645 | 19804895.098 | 166938.7951 | 403749.5747
1 | 2500 | 707 | 0.04 | 15 | 15 | 7 | 4.217e-13 | 5spot_SharedNeighbor | Water | Porous | Wet | R600a | MinimizeLCOE_Brownfield | IgnoreSilica | 1.1069 | 0.15646 | 0.0020661 | 4 | 1154724.2607 | 2741225.2997 | 23540.6159 | 55883.5855 | 92.6275 | 0 | 190.2856 | 92412.11 | 5506.6872 | 78943.0969 | 59018.062 | 0 | 55454.8313 | 0 | 113620.5671 | 295617.4087 | 201764.9558 | 902337.7189 | 961560.8286 | 7679370.0231 | 7679370.0231 | 1478867.319 | 3953469.0791 | 0 | 9543268.5707 | 22654974.992 | 421.6965 | 0.0082645 | 1154724.2607 | 2741225.2997 | 23540.6159 | 55883.5855
1 | 2500 | 707 | 0.04 | 15 | 15 | 7 | 5.6234e-13 | 5spot_SharedNeighbor | Water | Porous | Wet | R600a | MinimizeLCOE_Brownfield | IgnoreSilica | 1.5542 | 0.24278 | 0.005004 | 4 | 492613.6077 | 1147678.5655 | 10042.5947 | 23396.9799 | 97.8953 | 0 | 249.3613 | 130276.2006 | 8028.7803 | 111748.8556 | 75369.7197 | 0 | 68205.0577 | 0 | 153515.1594 | 399414.9545 | 272608.9136 | 1219167.6413 | 961560.8286 | 7679370.0231 | 7679370.0231 | 1478867.319 | 3953469.0791 | 0 | 9860098.493 | 22971804.9143 | 562.3413 | 0.020016 | 492613.6077 | 1147678.5655 | 10042.5947 | 23396.9799
1 | 2500 | 707 | 0.04 | 15 | 15 | 7 | 7.4989e-13 | 5spot_SharedNeighbor | Water | Porous | Wet | R600a | MinimizeLCOE_Brownfield | IgnoreSilica | 2.1376 | 0.35791 | 0.0093428 | 4 | 274114.0832 | 624963.5458 | 5588.1864 | 12740.7272 | 101.7336 | 0 | 363.9876 | 175131.383 | 11061.1587 | 152005.3336 | 96875.9254 | 0 | 82505.1901 | 0 | 201855.8064 | 525187.4019 | 358451.1933 | 1603073.3922 | 961560.8286 | 7679370.0231 | 7679370.0231 | 1478867.319 | 3953469.0791 | 0 | 10244004.244 | 23355710.6653 | 749.8942 | 0.037371 | 274114.0832 | 624963.5458 | 5588.1864 | 12740.7272
1 | 2500 | 707 | 0.04 | 15 | 15 | 7 | 1e-12 | 5spot_SharedNeighbor | Water | Porous | Wet | R600a | MinimizeLCOE_Brownfield | IgnoreSilica | 2.8667 | 0.50363 | 0.015433 | 4 | 173154.991 | 385545.9876 | 3529.9987 | 7859.8764 | 104.4721 | 0 | 72.0759 | 226122.72 | 14535.0381 | 199370.1347 | 123964.1384 | 0 | 97428.5469 | 0 | 257954.0255 | 671143.4606 | 458069.2025 | 2048587.2667 | 961560.8286 | 7679370.0231 | 7679370.0231 | 1478867.319 | 3953469.0791 | 0 | 10689518.1184 | 23801224.5397 | 1000 | 0.061734 | 173154.991 | 385545.9876 | 3529.9987 | 7859.8764
1 | 2500 | 707 | 0.04 | 15 | 15 | 7 | 1.3335e-12 | 5spot_SharedNeighbor | Water | Porous | Wet | R600a | MinimizeLCOE_Brownfield | IgnoreSilica | 3.805 | 0.69239 | 0.023761 | 4 | 118107.541 | 256063.8489 | 2407.782 | 5220.2079 | 106.5248 | 0 | 92.8529 | 285944.6052 | 18624.1976 | 256803.556 | 158881.7266 | 0 | 114130.284 | 0 | 325409.904 | 846649.8196 | 577855.8988 | 2584299.9917 | 961560.8286 | 7679370.0231 | 7679370.0231 | 1478867.319 | 3953469.0791 | 0 | 11225230.8435 | 24336937.2648 | 1333.5214 | 0.095042 | 118107.541 | 256063.8489 | 2407.782 | 5220.2079
1 | 2500 | 707 | 0.04 | 15 | 15 | 7 | 1.7783e-12 | 5spot_SharedNeighbor | Water | Porous | Wet | R600a | MinimizeLCOE_Brownfield | IgnoreSilica | 4.9667 | 0.92703 | 0.03491 | 4 | 84831.2814 | 178728.6897 | 1729.4004 | 3643.6261 | 108.0283 | 0 | 72.3249 | 353784.3124 | 23266.1616 | 323986.1281 | 202257.0865 | 0 | 131427.5013 | 0 | 403541.264 | 1049931.5913 | 716599.885 | 3204793.9301 | 961560.8286 | 7679370.0231 | 7679370.0231 | 1478867.319 | 3953469.0791 | 0 | 11845724.7819 | 24957431.2032 | 1778.2794 | 0.13964 | 84831.2814 | 178728.6897 | 1729.4004 | 3643.6261
1 | 2500 | 707 | 0.04 | 15 | 15 | 7 | 2.3714e-12 | 5spot_SharedNeighbor | Water | Porous | Wet | R600a | MinimizeLCOE_Brownfield | IgnoreSilica | 6.4601 | 1.2287 | 0.04966 | 4 | 63410.0049 | 129417.9438 | 1292.6987 | 2638.3598 | 109.1679 | 0 | 99.2457 | 433668.8724 | 28724.732 | 405559.0556 | 257789.5626 | 0 | 151107.1512 | 0 | 497971.2558 | 1295619.0596 | 884286.6305 | 3954726.3196 | 961560.8286 | 7679370.0231 | 7679370.0231 | 1478867.319 | 3953469.0791 | 0 | 12595657.1714 | 25707363.5927 | 2371.3737 | 0.19864 | 63410.0049 | 129417.9438 | 1292.6987 | 2638.3598
1 | 2500 | 707 | 0.04 | 15 | 15 | 7 | 3.1623e-12 | 5spot_SharedNeighbor | Water | Porous | Wet | R600a | MinimizeLCOE_Brownfield | IgnoreSilica | 8.1673 | 1.572 | 0.068295 | 4 | 49032.8712 | 97029.2833 | 999.6014 | 1978.0732 | 109.8811 | 0 | 93.6814 | 517420.5183 | 34426.8666 | 493678.8069 | 321419.8788 | 0 | 167935.1822 | 0 | 598603.6886 | 1557444.0072 | 1062987.5372 | 4753916.4858 | 961560.8286 | 7679370.0231 | 7679370.0231 | 1478867.319 | 3953469.0791 | 0 | 13394847.3376 | 26506553.7589 | 3162.2777 | 0.27318 | 49032.8712 | 97029.2833 | 999.6014 | 1978.0732
1 | 2500 | 707 | 0.04 | 15 | 15 | 7 | 4.217e-12 | 5spot_SharedNeighbor | Water | Porous | Wet | R600a | MinimizeLCOE_Brownfield | IgnoreSilica | 10.8056 | 2.1109 | 0.095166 | 4 | 38366.763 | 72810.9108 | 782.1584 | 1484.3489 | 110.7773 | 0 | 94.7222 | 639455.1633 | 42774.7391 | 624547.0634 | 420575.2995 | 0 | 198218.4246 | 0 | 750972.5691 | 1953876.5791 | 1333560.9134 | 5963980.7516 | 961560.8286 | 7679370.0231 | 7679370.0231 | 1478867.319 | 3953469.0791 | 0 | 14604911.6034 | 27716618.0247 | 4216.965 | 0.38067 | 38366.763 | 72810.9108 | 782.1584 | 1484.3489
1 | 2500 | 707 | 0.04 | 15 | 15 | 7 | 5.6234e-12 | 5spot_SharedNeighbor | Water | Porous | Wet | R600a | MinimizeLCOE_Brownfield | IgnoreSilica | 13.8265 | 2.7243 | 0.12861 | 4 | 30899.1068 | 56386.5722 | 629.9201 | 1149.5165 | 111.2999 | 0 | 112.9246 | 767015.0472 | 51456.1296 | 765655.4429 | 533654.9815 | 0 | 224527.9146 | 0 | 913500.7112 | 2376741.4657 | 1622174.8875 | 7254726.5802 | 961560.8286 | 7679370.0231 | 7679370.0231 | 1478867.319 | 3953469.0791 | 0 | 15895657.4319 | 29007363.8532 | 5623.4133 | 0.51444 | 30899.1068 | 56386.5722 | 629.9201 | 1149.5165
1 | 2500 | 707 | 0.04 | 15 | 15 | 7 | 7.4989e-12 | 5spot_SharedNeighbor | Water | Porous | Wet | R600a | MinimizeLCOE_Brownfield | IgnoreSilica | 17.5756 | 3.4858 | 0.17169 | 4 | 25363.7924 | 44455.7104 | 517.0752 | 906.2898 | 111.7014 | 0 | 115.6401 | 913984.9095 | 61436.0866 | 932283.232 | 673945.8335 | 0 | 252504.161 | 0 | 1105320.1468 | 2875816.2896 | 1962803.7097 | 8778094.3686 | 961560.8286 | 7679370.0231 | 7679370.0231 | 1478867.319 | 3953469.0791 | 0 | 17419025.2203 | 30530731.6416 | 7498.9421 | 0.68677 | 25363.7924 | 44455.7104 | 517.0752 | 906.2898
1 | 2500 | 707 | 0.04 | 15 | 15 | 7 | 1e-11 | 5spot_SharedNeighbor | Water | Porous | Wet | R600a | MinimizeLCOE_Brownfield | IgnoreSilica | 22.2212 | 4.4296 | 0.22684 | 4 | 21182.2808 | 35632.6608 | 431.8294 | 726.42 | 112.013 | 0 | 112.8538 | 1083509.5634 | 72921.8488 | 1129027.736 | 847802.2887 | 0 | 282357.3824 | 0 | 1332091.3395 | 3465828.416 | 2365499.1096 | 10579037.6844 | 961560.8286 | 7679370.0231 | 7679370.0231 | 1478867.319 | 3953469.0791 | 0 | 19219968.5362 | 32331674.9575 | 10000 | 0.90736 | 21182.2808 | 35632.6608 | 431.8294 | 726.42
1 | 2500 | 707 | 0.04 | 15 | 15 | 7 | 1.3335e-11 | 5spot_SharedNeighbor | Water | Porous | Wet | R600a | MinimizeLCOE_Brownfield | IgnoreSilica | 27.946 | 5.5926 | 0.29682 | 4 | 17974.9043 | 29018.2085 | 366.4427 | 591.5754 | 112.2563 | 0 | 130.5807 | 1278351.1086 | 86092.4734 | 1360279.1236 | 1061870.8484 | 0 | 314026.1103 | 0 | 1599241.669 | 4160898.7733 | 2839898.9107 | 12700659.0172 | 961560.8286 | 7679370.0231 | 7679370.0231 | 1478867.319 | 3953469.0791 | 0 | 21341589.869 | 34453296.2903 | 13335.2143 | 1.1873 | 17974.9043 | 29018.2085 | 366.4427 | 591.5754
1 | 2500 | 707 | 0.04 | 15 | 15 | 7 | 1.7783e-11 | 5spot_SharedNeighbor | Water | Porous | Wet | R600a | MinimizeLCOE_Brownfield | IgnoreSilica | 34.8734 | 7.0001 | 0.38432 | 4 | 15482.5381 | 24011.6332 | 315.6325 | 489.5096 | 112.4455 | 0 | 135.9478 | 1498870.194 | 100964.2504 | 1627660.3668 | 1320930.9511 | 0 | 346312.2451 | 0 | 1908947.8229 | 4966690.6562 | 3389868.4282 | 15160244.9149 | 961560.8286 | 7679370.0231 | 7679370.0231 | 1478867.319 | 3953469.0791 | 0 | 23801175.7666 | 36912882.1879 | 17782.7941 | 1.5373 | 15482.5381 | 24011.6332 | 315.6325 | 489.5096
1 | 2500 | 707 | 0.04 | 15 | 15 | 7 | 2.3714e-11 | 5spot_SharedNeighbor | Water | Porous | Wet | R600a | MinimizeLCOE_Brownfield | IgnoreSilica | 43.1413 | 8.68 | 0.49198 | 4 | 13527.3561 | 20190.1464 | 275.7735 | 411.6034 | 112.5917 | 0 | 154.4365 | 1745693.1694 | 117570.2284 | 1933086.7631 | 1630121.8235 | 0 | 378527.6482 | 0 | 2263949.8567 | 5890333.1272 | 4020273.3936 | 17979556.0101 | 961560.8286 | 7679370.0231 | 7679370.0231 | 1478867.319 | 3953469.0791 | 0 | 26620486.8619 | 39732193.2832 | 23713.7371 | 1.9679 | 13527.3561 | 20190.1464 | 275.7735 | 411.6034
1 | 2500 | 707 | 0.04 | 15 | 15 | 7 | 3.1623e-11 | 5spot_SharedNeighbor | Water | Porous | Wet | R600a | MinimizeLCOE_Brownfield | IgnoreSilica | 52.6102 | 10.6027 | 0.61997 | 4 | 11985.781 | 17272.9823 | 244.3464 | 352.1331 | 112.6949 | 0 | 129.21 | 2011537.6726 | 135408.2883 | 2268485.7388 | 1984123.1821 | 0 | 407298.9514 | 0 | 2654672.9949 | 6906914.5844 | 4714111.1268 | 21082552.5392 | 961560.8286 | 7679370.0231 | 7679370.0231 | 1478867.319 | 3953469.0791 | 0 | 29723483.391 | 42835189.8123 | 31622.7766 | 2.4799 | 11985.781 | 17272.9823 | 244.3464 | 352.1331
1 | 2500 | 707 | 0.04 | 15 | 15 | 7 | 4.217e-11 | 5spot_SharedNeighbor | Water | Porous | Wet | R600a | MinimizeLCOE_Brownfield | IgnoreSilica | 62.9922 | 12.7059 | 0.76586 | 4 | 10770.8309 | 15050.8673 | 219.578 | 306.8323 | 112.7485 | 0 | 166.2938 | 2286399.2947 | 153790.1999 | 2621750.7074 | 2371845.4431 | 0 | 429646.5286 | 0 | 3066738.5478 | 7979024.6267 | 5445848.2603 | 24355043.6086 | 961560.8286 | 7679370.0231 | 7679370.0231 | 1478867.319 | 3953469.0791 | 0 | 32995974.4603 | 46107680.8816 | 42169.6503 | 3.0635 | 10770.8309 | 15050.8673 | 219.578 | 306.8323
1 | 2500 | 707 | 0.04 | 15 | 15 | 7 | 5.6234e-11 | 5spot_SharedNeighbor | Water | Porous | Wet | R600a | MinimizeLCOE_Brownfield | IgnoreSilica | 73.689 | 14.8629 | 0.92276 | 4 | 9817.9582 | 13370.253 | 200.1524 | 272.5707 | 112.7459 | 0 | 184.4437 | 2554233.4897 | 171626.3711 | 2972147.5772 | 2770469.9149 | 0 | 441890.2638 | 0 | 3475043.3705 | 9041350.0207 | 6170907.1703 | 27597668.1782 | 961560.8286 | 7679370.0231 | 7679370.0231 | 1478867.319 | 3953469.0791 | 0 | 36238599.03 | 49350305.4512 | 56234.1325 | 3.6911 | 9817.9582 | 13370.253 | 200.1524 | 272.5707
1 | 2500 | 707 | 0.04 | 15 | 15 | 7 | 7.4989e-11 | 5spot_SharedNeighbor | Water | Porous | Wet | R600a | MinimizeLCOE_Brownfield | IgnoreSilica | 84.1325 | 16.9544 | 1.0822 | 4 | 9075.6913 | 12104.6332 | 185.0202 | 246.7693 | 112.691 | 0 | 145.0773 | 2802491.9629 | 188075.4334 | 3302404.366 | 3158423.9986 | 0 | 443173.4212 | 0 | 3858881.9811 | 10040019.3492 | 6852519.5076 | 30645990.02 | 961560.8286 | 7679370.0231 | 7679370.0231 | 1478867.319 | 3953469.0791 | 0 | 39286920.8718 | 52398627.2931 | 74989.4209 | 4.3288 | 9075.6913 | 12104.6332 | 185.0202 | 246.7693
1 | 2500 | 707 | 0.04 | 15 | 15 | 7 | 1e-10 | 5spot_SharedNeighbor | Water | Porous | Wet | R600a | MinimizeLCOE_Brownfield | IgnoreSilica | 93.8493 | 18.8841 | 1.2358 | 4 | 8501.3868 | 11153.8677 | 173.3123 | 227.3867 | 112.5971 | 0 | 199.2989 | 3022845.5799 | 202594.8682 | 3600068.8751 | 3518002.1369 | 0 | 434749.3083 | 0 | 4203521.6997 | 10936701.2018 | 7464523.2969 | 33383006.9669 | 961560.8286 | 7679370.0231 | 7679370.0231 | 1478867.319 | 3953469.0791 | 0 | 42023937.8186 | 55135644.2399 | 100000 | 4.9432 | 8501.3868 | 11153.8677 | 173.3123 | 227.3867
1 | 2500 | 707 | 0.04 | 15 | 15 | 7 | 1.3335e-10 | 5spot_SharedNeighbor | Water | Porous | Wet | R600a | MinimizeLCOE_Brownfield | IgnoreSilica | 102.4682 | 20.5805 | 1.3764 | 4 | 8059.6745 | 10441.244 | 164.3074 | 212.8589 | 112.4823 | 0 | 204.2129 | 3210357.5476 | 214881.2981 | 3856849.4977 | 3835640.6744 | 0 | 418789.3315 | 0 | 4499242.1562 | 11706105.169 | 7989657.3142 | 35731522.9886 | 961560.8286 | 7679370.0231 | 7679370.0231 | 1478867.319 | 3953469.0791 | 0 | 44372453.8404 | 57484160.2617 | 133352.1432 | 5.5055 | 8059.6745 | 10441.244 | 164.3074 | 212.8589
1 | 2500 | 707 | 0.04 | 15 | 15 | 7 | 1.7783e-10 | 5spot_SharedNeighbor | Water | Porous | Wet | R600a | MinimizeLCOE_Brownfield | IgnoreSilica | 109.8197 | 22.0148 | 1.4996 | 4 | 7721.6165 | 9907.5273 | 157.4156 | 201.9783 | 112.3626 | 0 | 211.0647 | 3364741.5706 | 224943.6917 | 4070764.6855 | 4105499.2268 | 0 | 398211.4104 | 0 | 4744022.6281 | 12342973.7456 | 8424333.2041 | 37675490.1628 | 961560.8286 | 7679370.0231 | 7679370.0231 | 1478867.319 | 3953469.0791 | 0 | 46316421.0145 | 59428127.4358 | 177827.941 | 5.9983 | 7721.6165 | 9907.5273 | 157.4156 | 201.9783
1 | 2500 | 707 | 0.04 | 15 | 15 | 7 | 2.3714e-10 | 5spot_SharedNeighbor | Water | Porous | Wet | R600a | MinimizeLCOE_Brownfield | IgnoreSilica | 116.2387 | 23.2569 | 1.6081 | 4 | 7458.3622 | 9496.7506 | 152.0488 | 193.6041 | 112.2429 | 0 | 219.5983 | 3495549.9183 | 233428.2131 | 4253850.3133 | 4340254.7869 | 0 | 376603.9346 | 0 | 4952877.9949 | 12886372.5676 | 8795214.0659 | 39334151.7947 | 961560.8286 | 7679370.0231 | 7679370.0231 | 1478867.319 | 3953469.0791 | 0 | 47975082.6464 | 61086789.0677 | 237137.3706 | 6.4324 | 7458.3622 | 9496.7506 | 152.0488 | 193.6041
1 | 2500 | 707 | 0.04 | 15 | 15 | 7 | 3.1623e-10 | 5spot_SharedNeighbor | Water | Porous | Wet | R600a | MinimizeLCOE_Brownfield | IgnoreSilica | 121.1233 | 24.1953 | 1.6934 | 4 | 7264.1493 | 9199.902 | 148.0895 | 187.5524 | 112.1427 | 0 | 193.1718 | 3592673.9398 | 239701.3813 | 4390924.8472 | 4518316.7015 | 0 | 354615.8572 | 0 | 5107530.7635 | 13288747.3481 | 9069843.1216 | 40562353.9603 | 961560.8286 | 7679370.0231 | 7679370.0231 | 1478867.319 | 3953469.0791 | 0 | 49203284.812 | 62314991.2333 | 316227.766 | 6.7734 | 7264.1493 | 9199.902 | 148.0895 | 187.5524
1 | 2500 | 707 | 0.04 | 15 | 15 | 7 | 4.217e-10 | 5spot_SharedNeighbor | Water | Porous | Wet | R600a | MinimizeLCOE_Brownfield | IgnoreSilica | 124.9741 | 24.9308 | 1.7617 | 4 | 7116.963 | 8977.6087 | 145.0889 | 183.0207 | 112.0584 | 0 | 197.134 | 3667810.7403 | 244538.0385 | 4497652.1958 | 4658329.32 | 0 | 334285.6068 | 0 | 5227020.2015 | 13599634.3551 | 9282029.8919 | 41511300.3498 | 961560.8286 | 7679370.0231 | 7679370.0231 | 1478867.319 | 3953469.0791 | 0 | 50152231.2016 | 63263937.6229 | 421696.5034 | 7.0469 | 7116.963 | 8977.6087 | 145.0889 | 183.0207
1 | 2500 | 707 | 0.04 | 15 | 15 | 7 | 5.6234e-10 | 5spot_SharedNeighbor | Water | Porous | Wet | R600a | MinimizeLCOE_Brownfield | IgnoreSilica | 128 | 25.5059 | 1.8159 | 4 | 7005.6365 | 8810.7566 | 142.8194 | 179.6192 | 111.9891 | 0 | 199.8993 | 3725976.1611 | 248271.9382 | 4580694.4021 | 4768076.9072 | 0 | 316596.7095 | 0 | 5319450.2861 | 13840118.4751 | 9446165.2453 | 42245350.1246 | 961560.8286 | 7679370.0231 | 7679370.0231 | 1478867.319 | 3953469.0791 | 0 | 50886280.9764 | 63997987.3977 | 562341.3252 | 7.2636 | 7005.6365 | 8810.7566 | 142.8194 | 179.6192
1 | 2500 | 707 | 0.04 | 15 | 15 | 7 | 7.4989e-10 | 5spot_SharedNeighbor | Water | Porous | Wet | R600a | MinimizeLCOE_Brownfield | IgnoreSilica | 130.3092 | 25.9428 | 1.8579 | 4 | 6921.5577 | 8685.9205 | 141.1053 | 177.0742 | 111.9343 | 0 | 215.4062 | 3769820.8922 | 251080.1952 | 4643544.5173 | 4851502.4754 | 0 | 301458.5716 | 0 | 5388788.5941 | 14020522.5294 | 9569294.7193 | 42796012.4945 | 961560.8286 | 7679370.0231 | 7679370.0231 | 1478867.319 | 3953469.0791 | 0 | 51436943.3462 | 64548649.7675 | 749894.2093 | 7.4314 | 6921.5577 | 8685.9205 | 141.1053 | 177.0742
1 | 2500 | 707 | 0.04 | 15 | 15 | 7 | 1e-09 | 5spot_SharedNeighbor | Water | Porous | Wet | R600a | MinimizeLCOE_Brownfield | IgnoreSilica | 133.8 | 26.6025 | 1.9076 | 4 | 6858.0016 | 8576.3149 | 139.8096 | 174.8398 | 111.8529 | 0 | 205.2284 | 3835575.1357 | 255288.4391 | 4738034.9252 | 4977536.6944 | 0 | 299453.7318 | 0 | 5501296.6812 | 14313245.4933 | 9769084.157 | 43689515.2576 | 961560.8286 | 7679370.0231 | 7679370.0231 | 1478867.319 | 3953469.0791 | 0 | 52330446.1094 | 65442152.5307 | 1000000 | 7.6306 | 6858.0016 | 8576.3149 | 139.8096 | 174.8398
1 | 2500 | 707 | 0.04 | 15 | 15 | 7 | 1.3335e-09 | 5spot_SharedNeighbor | Water | Porous | Wet | R600a | MinimizeLCOE_Brownfield | IgnoreSilica | 135.2519 | 26.8775 | 1.9339 | 4 | 6809.5286 | 8504.53 | 138.8215 | 173.3763 | 111.8217 | 0 | 184.8764 | 3862886.0865 | 257038.4719 | 4777278.9466 | 5030014.1272 | 0 | 289981.1043 | 0 | 5544707.5073 | 14426191.558 | 9846172.1669 | 44034269.9687 | 961560.8286 | 7679370.0231 | 7679370.0231 | 1478867.319 | 3953469.0791 | 0 | 52675200.8204 | 65786907.2417 | 1333521.4322 | 7.7355 | 6809.5286 | 8504.53 | 138.8215 | 173.3763
1 | 2500 | 707 | 0.04 | 15 | 15 | 7 | 1.7783e-09 | 5spot_SharedNeighbor | Water | Porous | Wet | R600a | MinimizeLCOE_Brownfield | IgnoreSilica | 138 | 27.3967 | 1.9718 | 4 | 6768.3274 | 8430.7666 | 137.9815 | 171.8726 | 111.7617 | 0 | 197.3155 | 3914185.5956 | 260321.4116 | 4851182.0095 | 5129232.6173 | 0 | 290478.2001 | 0 | 5633705.9353 | 14657747.2116 | 10004213.6585 | 44741066.6395 | 961560.8286 | 7679370.0231 | 7679370.0231 | 1478867.319 | 3953469.0791 | 0 | 53381997.4913 | 66493703.9126 | 1778279.41 | 7.887 | 6768.3274 | 8430.7666 | 137.9815 | 171.8726
1 | 2500 | 707 | 0.04 | 15 | 15 | 7 | 2.3714e-09 | 5spot_SharedNeighbor | Water | Porous | Wet | R600a | MinimizeLCOE_Brownfield | IgnoreSilica | 137.1667 | 27.2394 | 1.9689 | 4 | 6745.6008 | 8410.4727 | 137.5182 | 171.4589 | 111.7799 | 0 | 189.9582 | 3898675.2719 | 259329.2117 | 4828816.3989 | 5099156.1115 | 0 | 276450.5866 | 0 | 5601346.7564 | 14573555.266 | 9946750.9257 | 44484080.5287 | 961560.8286 | 7679370.0231 | 7679370.0231 | 1478867.319 | 3953469.0791 | 0 | 53125011.3804 | 66236717.8017 | 2371373.7057 | 7.8755 | 6745.6008 | 8410.4727 | 137.5182 | 171.4589
1 | 2500 | 707 | 0.04 | 15 | 15 | 7 | 3.1623e-09 | 5spot_SharedNeighbor | Water | Porous | Wet | R600a | MinimizeLCOE_Brownfield | IgnoreSilica | 137.7781 | 27.3548 | 1.9802 | 4 | 6724.976 | 8380.3281 | 137.0977 | 170.8443 | 111.7664 | 0 | 204.0935 | 3910048.55 | 260056.559 | 4845220.7493 | 5121217.7899 | 0 | 271780.5787 | 0 | 5619246.4485 | 14620126.5931 | 9978536.8133 | 44626234.0818 | 961560.8286 | 7679370.0231 | 7679370.0231 | 1478867.319 | 3953469.0791 | 0 | 53267164.9336 | 66378871.3549 | 3162277.6602 | 7.9208 | 6724.976 | 8380.3281 | 137.0977 | 170.8443
1 | 2500 | 707 | 0.04 | 15 | 15 | 7 | 4.217e-09 | 5spot_SharedNeighbor | Water | Porous | Wet | R600a | MinimizeLCOE_Brownfield | IgnoreSilica | 138.2339 | 27.4408 | 1.9887 | 4 | 6709.4826 | 8357.7584 | 136.7819 | 170.3842 | 111.7563 | 0 | 182.6004 | 3918510.5712 | 260597.5299 | 4857434.3629 | 5137660.3726 | 0 | 268162.1775 | 0 | 5632522.3555 | 14654667.7799 | 10002111.8831 | 44731667.0326 | 961560.8286 | 7679370.0231 | 7679370.0231 | 1478867.319 | 3953469.0791 | 0 | 53372597.8844 | 66484304.3057 | 4216965.0343 | 7.9548 | 6709.4826 | 8357.7584 | 136.7819 | 170.3842
1 | 2500 | 707 | 0.04 | 15 | 15 | 7 | 5.6234e-09 | 5spot_SharedNeighbor | Water | Porous | Wet | R600a | MinimizeLCOE_Brownfield | IgnoreSilica | 138.5823 | 27.5064 | 1.9952 | 4 | 6697.8486 | 8340.7847 | 136.5447 | 170.0382 | 111.7486 | 0 | 187.5359 | 3924968.5076 | 261010.2704 | 4866760.1524 | 5150224.8931 | 0 | 265430.3757 | 0 | 5642673.7377 | 14681079.594 | 10020138.4889 | 44812286.0199 | 961560.8286 | 7679370.0231 | 7679370.0231 | 1478867.319 | 3953469.0791 | 0 | 53453216.8717 | 66564923.293 | 5623413.2519 | 7.9807 | 6697.8486 | 8340.7847 | 136.5447 | 170.0382
1 | 2500 | 707 | 0.04 | 15 | 15 | 7 | 7.4989e-09 | 5spot_SharedNeighbor | Water | Porous | Wet | R600a | MinimizeLCOE_Brownfield | IgnoreSilica | 138.8381 | 27.5546 | 2 | 4 | 6689.1154 | 8328.1061 | 136.3667 | 169.7797 | 111.7429 | 0 | 197.8797 | 3929704.3386 | 261312.8848 | 4873601.7469 | 5159447.8565 | 0 | 263315.5917 | 0 | 5650079.1432 | 14700346.94 | 10033288.8485 | 44871097.3501 | 961560.8286 | 7679370.0231 | 7679370.0231 | 1478867.319 | 3953469.0791 | 0 | 53512028.2019 | 66623734.6232 | 7498942.0933 | 7.9999 | 6689.1154 | 8328.1061 | 136.3667 | 169.7797
1 | 2500 | 707 | 0.04 | 15 | 15 | 7 | 1e-08 | 5spot_SharedNeighbor | Water | Porous | Wet | R600a | MinimizeLCOE_Brownfield | IgnoreSilica | 139.0427 | 27.5932 | 2.0037 | 4 | 6682.5614 | 8318.4927 | 136.2331 | 169.5837 | 111.7383 | 0 | 193.1969 | 3933490.6396 | 261554.7899 | 4879073.1559 | 5166826.9064 | 0 | 261788.0306 | 0 | 5656066.0737 | 14715923.7052 | 10043920.3108 | 44918643.612 | 961560.8286 | 7679370.0231 | 7679370.0231 | 1478867.319 | 3953469.0791 | 0 | 53559574.4638 | 66671280.8851 | 10000000 | 8.0148 | 6682.5614 | 8318.4927 | 136.2331 | 169.5837
1 | 2600 | 707 | 0.04 | 15 | 15 | 7 | 1e-13 | 5spot_SharedNeighbor | Water | Porous | Wet | R600a | MinimizeLCOE_Brownfield | IgnoreSilica | 0 | 0 | 0 | 0 | [6 empty] | 18.3142 | [19 empty] | 100 | 0
1 | 2600 | 707 | 0.04 | 15 | 15 | 7 | 1.3335e-13 | 5spot_SharedNeighbor | Water | Porous | Wet | R600a | MinimizeLCOE_Brownfield | IgnoreSilica | 0 | 0 | 0 | 0 | [6 empty] | 21.0713 | [19 empty] | 133.3521 | 0
1 | 2600 | 707 | 0.04 | 15 | 15 | 7 | 1.7783e-13 | 5spot_SharedNeighbor | Water | Porous | Wet | R600a | MinimizeLCOE_Brownfield | IgnoreSilica | 0 | 0 | 0 | 0 | [6 empty] | 22.3992 | [19 empty] | 177.8279 | 0
1 | 2600 | 707 | 0.04 | 15 | 15 | 7 | 2.3714e-13 | 5spot_SharedNeighbor | Water | Porous | Wet | R600a | MinimizeLCOE_Brownfield | IgnoreSilica | 0 | 0 | 0 | 0 | [6 empty] | 21.8723 | [19 empty] | 237.1374 | 0
1 | 2600 | 707 | 0.04 | 15 | 15 | 7 | 3.1623e-13 | 5spot_SharedNeighbor | Water | Porous | Wet | R600a | MinimizeLCOE_Brownfield | IgnoreSilica | 0.86458 | 0.11592 | 0.00092426 | 4 | 2633428.8816 | 6313483.8447 | 53686.0097 | 128708.9078 | 89.9782 | 0 | 58.5599 | 73568.4338 | 4304.2936 | 62232.0951 | 50719.4432 | 0 | 48867.7266 | 0 | 93479.877 | 243215.4645 | 165999.5521 | 742386.8859 | 961560.8286 | 8031996.805 | 8031996.805 | 1478867.319 | 4094519.7919 | 0 | 9735944.5195 | 23341328.4354 | 316.2278 | 0.0036971 | 2633428.8816 | 6313483.8447 | 53686.0097 | 128708.9078
1 | 2600 | 707 | 0.04 | 15 | 15 | 7 | 4.217e-13 | 5spot_SharedNeighbor | Water | Porous | Wet | R600a | MinimizeLCOE_Brownfield | IgnoreSilica | 1.2819 | 0.1991 | 0.0034105 | 4 | 737720.4782 | 1735030.6731 | 15039.4298 | 35370.9471 | 97.5837 | 0 | 191.0996 | 113347.0417 | 6960.3932 | 95374.7572 | 66284.0616 | 0 | 63657.044 | 0 | 134793.0861 | 350703.9601 | 239362.659 | 1070483.0029 | 961560.8286 | 8031996.805 | 8031996.805 | 1478867.319 | 4094519.7919 | 0 | 10064040.6365 | 23669424.5524 | 421.6965 | 0.013642 | 737720.4782 | 1735030.6731 | 15039.4298 | 35370.9471
1 | 2600 | 707 | 0.04 | 15 | 15 | 7 | 5.6234e-13 | 5spot_SharedNeighbor | Water | Porous | Wet | R600a | MinimizeLCOE_Brownfield | IgnoreSilica | 1.807 | 0.30768 | 0.0073054 | 4 | 357438.8089 | 823031.6747 | 7286.8736 | 16778.6139 | 102.6853 | 0 | 299.5182 | 158768.911 | 10069.5421 | 134591.6109 | 86105.6567 | 0 | 79069.1456 | 0 | 182755.8978 | 475493.3578 | 324533.9871 | 1451388.1089 | 961560.8286 | 8031996.805 | 8031996.805 | 1478867.319 | 4094519.7919 | 0 | 10444945.7426 | 24050329.6585 | 562.3413 | 0.029222 | 357438.8089 | 823031.6747 | 7286.8736 | 16778.6139
1 | 2600 | 707 | 0.04 | 15 | 15 | 7 | 7.4989e-13 | 5spot_SharedNeighbor | Water | Porous | Wet | R600a | MinimizeLCOE_Brownfield | IgnoreSilica | 2.4488 | 0.44299 | 0.012928 | 4 | 210305.1913 | 473407.2296 | 4287.3558 | 9651.0467 | 106.1771 | 0 | 433.9818 | 209222.2448 | 13567.285 | 179699.3643 | 110608.8772 | 0 | 94416.4373 | 0 | 236930.5414 | 616444.6675 | 420736.1522 | 1881625.5696 | 961560.8286 | 8031996.805 | 8031996.805 | 1478867.319 | 4094519.7919 | 0 | 10875183.2033 | 24480567.1192 | 749.8942 | 0.051711 | 210305.1913 | 473407.2296 | 4287.3558 | 9651.0467
1 | 2600 | 707 | 0.04 | 15 | 15 | 7 | 1e-12 | 5spot_SharedNeighbor | Water | Porous | Wet | R600a | MinimizeLCOE_Brownfield | IgnoreSilica | 3.2734 | 0.61849 | 0.020726 | 4 | 137389.3801 | 301501.8479 | 2800.8683 | 6146.523 | 108.7684 | 0 | 92.6183 | 268211.2323 | 17681.0066 | 234254.4976 | 142131.8568 | 0 | 111441.5004 | 0 | 301750.8365 | 785093.779 | 535842.6363 | 2396407.3455 | 961560.8286 | 8031996.805 | 8031996.805 | 1478867.319 | 4094519.7919 | 0 | 11389964.9791 | 24995348.895 | 1000 | 0.082903 | 137389.3801 | 301501.8479 | 2800.8683 | 6146.523
1 | 2600 | 707 | 0.04 | 15 | 15 | 7 | 1.3335e-12 | 5spot_SharedNeighbor | Water | Porous | Wet | R600a | MinimizeLCOE_Brownfield | IgnoreSilica | 4.3212 | 0.84301 | 0.031339 | 4 | 95748.4879 | 204282.9639 | 1951.9624 | 4164.5845 | 110.6952 | 0 | 89.0925 | 336768.7158 | 22475.8373 | 299698.5678 | 182523.7536 | 0 | 130049.7905 | 0 | 378891.4994 | 985797.96 | 672827.3638 | 3009033.4881 | 961560.8286 | 8031996.805 | 8031996.805 | 1478867.319 | 4094519.7919 | 0 | 12002591.1218 | 25607975.0377 | 1333.5214 | 0.12536 | 95748.4879 | 204282.9639 | 1951.9624 | 4164.5845
1 | 2600 | 707 | 0.04 | 15 | 15 | 7 | 1.7783e-12 | 5spot_SharedNeighbor | Water | Porous | Wet | R600a | MinimizeLCOE_Brownfield | IgnoreSilica | 5.6272 | 1.1236 | 0.045456 | 4 | 69942.1301 | 144768.7315 | 1425.8649 | 2951.3064 | 112.1183 | 0 | 70.4727 | 415041.5643 | 27949.3173 | 376770.823 | 232833.8651 | 0 | 149664.6745 | 0 | 468881.4952 | 1219933.4697 | 832629.6602 | 3723704.8692 | 961560.8286 | 8031996.805 | 8031996.805 | 1478867.319 | 4094519.7919 | 0 | 12717262.5029 | 26322646.4188 | 1778.2794 | 0.18183 | 69942.1301 | 144768.7315 | 1425.8649 | 2951.3064
1 | 2600 | 707 | 0.04 | 15 | 15 | 7 | 2.3714e-12 | 5spot_SharedNeighbor | Water | Porous | Wet | R600a | MinimizeLCOE_Brownfield | IgnoreSilica | 7.2176 | 1.4647 | 0.063772 | 4 | 53046.8925 | 106383.3156 | 1081.4327 | 2168.7678 | 113.1272 | 0 | 77.7394 | 502439.8638 | 34046.4264 | 465447.7156 | 293871.3441 | 0 | 169354.3035 | 0 | 571412.2648 | 1486697.5004 | 1014701.5926 | 4537971.0112 | 961560.8286 | 8031996.805 | 8031996.805 | 1478867.319 | 4094519.7919 | 0 | 13531528.6449 | 27136912.5608 | 2371.3737 | 0.25509 | 53046.8925 | 106383.3156 | 1081.4327 | 2168.7678
1 | 2600 | 707 | 0.04 | 15 | 15 | 7 | 3.1623e-12 | 5spot_SharedNeighbor | Water | Porous | Wet | R600a | MinimizeLCOE_Brownfield | IgnoreSilica | 9.4903 | 1.9561 | 0.089099 | 4 | 41113.0286 | 79287.9491 | 838.1447 | 1616.3921 | 114.0967 | 0 | 103.8226 | 618667.7012 | 42167.7957 | 586250.6446 | 381709.3787 | 0 | 198292.8067 | 0 | 712564.4475 | 1853946.5254 | 1265356.5984 | 5658955.8983 | 961560.8286 | 8031996.805 | 8031996.805 | 1478867.319 | 4094519.7919 | 0 | 14652513.5319 | 28257897.4478 | 3162.2777 | 0.3564 | 41113.0286 | 79287.9491 | 838.1447 | 1616.3921
1 | 2600 | 707 | 0.04 | 15 | 15 | 7 | 4.217e-12 | 5spot_SharedNeighbor | Water | Porous | Wet | R600a | MinimizeLCOE_Brownfield | IgnoreSilica | 12.1091 | 2.5211 | 0.12117 | 4 | 32722.6442 | 60794.069 | 667.0954 | 1239.3693 | 114.7306 | 0 | 100.7055 | 741760.248 | 50741.4191 | 717878.3609 | 482786.601 | 0 | 223679.259 | 0 | 864569.8963 | 2249433.5225 | 1535284.6004 | 6866133.9071 | 961560.8286 | 8031996.805 | 8031996.805 | 1478867.319 | 4094519.7919 | 0 | 15859691.5408 | 29465075.4567 | 4216.965 | 0.48467 | 32722.6442 | 60794.069 | 667.0954 | 1239.3693
1 | 2600 | 707 | 0.04 | 15 | 15 | 7 | 5.6234e-12 | 5spot_SharedNeighbor | Water | Porous | Wet | R600a | MinimizeLCOE_Brownfield | IgnoreSilica | 15.4413 | 3.2402 | 0.16288 | 4 | 26587.3101 | 47470.4599 | 542.0183 | 967.7495 | 115.229 | 0 | 100.5715 | 887047.6997 | 60837.1928 | 877173.1484 | 611296.4703 | 0 | 252508.2985 | 0 | 1048656.4958 | 2728389.093 | 1862181.6188 | 8328090.0172 | 961560.8286 | 8031996.805 | 8031996.805 | 1478867.319 | 4094519.7919 | 0 | 17321647.6508 | 30927031.5667 | 5623.4133 | 0.6515 | 26587.3101 | 47470.4599 | 542.0183 | 967.7495
1 | 2600 | 707 | 0.04 | 15 | 15 | 7 | 7.4989e-12 | 5spot_SharedNeighbor | Water | Porous | Wet | R600a | MinimizeLCOE_Brownfield | IgnoreSilica | 19.605 | 4.139 | 0.21659 | 4 | 22001.3385 | 37705.3677 | 448.527 | 768.6749 | 115.6163 | 0 | 116.9702 | 1055741.672 | 72530.9508 | 1066643.0523 | 771749.4498 | 0 | 283820.9476 | 0 | 1267689.5683 | 3298268.2178 | 2251135.8313 | 10067579.6898 | 961560.8286 | 8031996.805 | 8031996.805 | 1478867.319 | 4094519.7919 | 0 | 19061137.3234 | 32666521.2393 | 7498.9421 | 0.86636 | 22001.3385 | 37705.3677 | 448.527 | 768.6749
1 | 2600 | 707 | 0.04 | 15 | 15 | 7 | 1e-11 | 5spot_SharedNeighbor | Water | Porous | Wet | R600a | MinimizeLCOE_Brownfield | IgnoreSilica | 24.7251 | 5.2444 | 0.28499 | 4 | 18511.2784 | 30446.391 | 377.3774 | 620.6909 | 115.9158 | 0 | 92.2087 | 1249017.2964 | 85896.7385 | 1288756.4121 | 969084.8905 | 0 | 316611.3705 | 0 | 1524653.0162 | 3966834.3987 | 2707445.9874 | 12108300.1103 | 961560.8286 | 8031996.805 | 8031996.805 | 1478867.319 | 4094519.7919 | 0 | 21101857.7439 | 34707241.6598 | 10000 | 1.1399 | 18511.2784 | 30446.391 | 377.3774 | 620.6909
1 | 2600 | 707 | 0.04 | 15 | 15 | 7 | 1.3335e-11 | 5spot_SharedNeighbor | Water | Porous | Wet | R600a | MinimizeLCOE_Brownfield | IgnoreSilica | 31.0297 | 6.6059 | 0.37159 | 4 | 15815.8278 | 24969.3348 | 322.427 | 509.0337 | 116.1506 | 0 | 107.7256 | 1471326.4521 | 101235.3275 | 1549860.2248 | 1212316.6531 | 0 | 351482.9622 | 0 | 1827626.4317 | 4755109.0776 | 3245459.6532 | 14514416.7822 | 961560.8286 | 8031996.805 | 8031996.805 | 1478867.319 | 4094519.7919 | 0 | 23507974.4158 | 37113358.3317 | 13335.2143 | 1.4864 | 15815.8278 | 24969.3348 | 322.427 | 509.0337
1 | 2600 | 707 | 0.04 | 15 | 15 | 7 | 1.7783e-11 | 5spot_SharedNeighbor | Water | Porous | Wet | R600a | MinimizeLCOE_Brownfield | IgnoreSilica | 38.5935 | 8.2398 | 0.4791 | 4 | 13710.409 | 20809.9208 | 279.5052 | 424.2384 | 116.3324 | 0 | 113.7675 | 1721058.5384 | 118424.8481 | 1849356.6131 | 1504266.9901 | 0 | 386299.6796 | 0 | 2175968.601 | 5661423.9473 | 3864038.1747 | 17280837.3922 | 961560.8286 | 8031996.805 | 8031996.805 | 1478867.319 | 4094519.7919 | 0 | 26274395.0259 | 39879778.9418 | 17782.7941 | 1.9164 | 13710.409 | 20809.9208 | 279.5052 | 424.2384
1 | 2600 | 707 | 0.04 | 15 | 15 | 7 | 2.3714e-11 | 5spot_SharedNeighbor | Water | Porous | Wet | R600a | MinimizeLCOE_Brownfield | IgnoreSilica | 47.5212 | 10.1678 | 0.61003 | 4 | 12052.8933 | 17628.5655 | 245.7145 | 359.3822 | 116.4695 | 0 | 154.1107 | 1997775.5936 | 137422.2144 | 2187897.3413 | 1848819.4948 | 0 | 420089.9049 | 0 | 2570881.7741 | 6688907.0159 | 4565316.4816 | 20417109.8207 | 961560.8286 | 8031996.805 | 8031996.805 | 1478867.319 | 4094519.7919 | 0 | 29410667.4543 | 43016051.3702 | 23713.7371 | 2.4401 | 12052.8933 | 17628.5655 | 245.7145 | 359.3822
1 | 2600 | 707 | 0.04 | 15 | 15 | 7 | 3.1623e-11 | 5spot_SharedNeighbor | Water | Porous | Wet | R600a | MinimizeLCOE_Brownfield | IgnoreSilica | 57.5944 | 12.3401 | 0.76344 | 4 | 10744.1882 | 15199.4622 | 219.0348 | 309.8616 | 116.5573 | 0 | 149.3032 | 2291604.6827 | 157531.6147 | 2554313.9914 | 2237283.4031 | 0 | 448893.7604 | 0 | 2998954.7064 | 7802664.9758 | 5325479.1747 | 23816726.3091 | 961560.8286 | 8031996.805 | 8031996.805 | 1478867.319 | 4094519.7919 | 0 | 32810283.9427 | 46415667.8586 | 31622.7766 | 3.0538 | 10744.1882 | 15199.4622 | 219.0348 | 309.8616
1 | 2600 | 707 | 0.04 | 15 | 15 | 7 | 4.217e-11 | 5spot_SharedNeighbor | Water | Porous | Wet | R600a | MinimizeLCOE_Brownfield | IgnoreSilica | 68.3519 | 14.6517 | 0.93421 | 4 | 9713.4793 | 13354.3561 | 198.0224 | 272.2466 | 116.5864 | 0 | 130.8681 | 2587649.646 | 177710.8689 | 2930360.0649 | 2651326.1726 | 0 | 468565.4372 | 0 | 3438088.7539 | 8945201.6888 | 6105283.9581 | 27304186.5904 | 961560.8286 | 8031996.805 | 8031996.805 | 1478867.319 | 4094519.7919 | 0 | 36297744.224 | 49903128.1399 | 42169.6503 | 3.7368 | 9713.4793 | 13354.3561 | 198.0224 | 272.2466
1 | 2600 | 707 | 0.04 | 15 | 15 | 7 | 5.6234e-11 | 5spot_SharedNeighbor | Water | Porous | Wet | R600a | MinimizeLCOE_Brownfield | IgnoreSilica | 79.2138 | 16.9713 | 1.1138 | 4 | 8906.494 | 11960.2318 | 181.5709 | 243.8255 | 116.5539 | 0 | 179.9316 | 2870500.8687 | 196892.4316 | 3296048.3589 | 3067975.9414 | 0 | 476630.0994 | 0 | 3864138.603 | 10053696.0012 | 6861854.1036 | 30687736.4079 | 961560.8286 | 8031996.805 | 8031996.805 | 1478867.319 | 4094519.7919 | 0 | 39681294.0415 | 53286677.9574 | 56234.1325 | 4.4553 | 8906.494 | 11960.2318 | 181.5709 | 243.8255
1 | 2600 | 707 | 0.04 | 15 | 15 | 7 | 7.4989e-11 | 5spot_SharedNeighbor | Water | Porous | Wet | R600a | MinimizeLCOE_Brownfield | IgnoreSilica | 89.6398 | 19.1794 | 1.2926 | 4 | 8278.9675 | 10910.3098 | 168.778 | 222.4214 | 116.4689 | 0 | 186.5811 | 3128423.3741 | 214279.7199 | 3635088.6126 | 3466095.083 | 0 | 473182.9524 | 0 | 4257657.1994 | 11077550.6672 | 7560655.9513 | 33812933.56 | 961560.8286 | 8031996.805 | 8031996.805 | 1478867.319 | 4094519.7919 | 0 | 42806491.1936 | 56411875.1095 | 74989.4209 | 5.1705 | 8278.9675 | 10910.3098 | 168.778 | 222.4214
1 | 2600 | 707 | 0.04 | 15 | 15 | 7 | 1e-10 | 5spot_SharedNeighbor | Water | Porous | Wet | R600a | MinimizeLCOE_Brownfield | IgnoreSilica | 99.1555 | 21.1755 | 1.4613 | 4 | 7794.0944 | 10121.7878 | 158.8932 | 206.3463 | 116.3493 | 0 | 171.9294 | 3353184.8652 | 229335.9068 | 3935048.9567 | 3827572.8836 | 0 | 459825.0031 | 0 | 4603937.37 | 11978500.6393 | 8175572.8199 | 36562978.4447 | 961560.8286 | 8031996.805 | 8031996.805 | 1478867.319 | 4094519.7919 | 0 | 45556536.0783 | 59161919.9942 | 100000 | 5.845 | 7794.0944 | 10121.7878 | 158.8932 | 206.3463
1 | 2600 | 707 | 0.04 | 15 | 15 | 7 | 1.3335e-10 | 5spot_SharedNeighbor | Water | Porous | Wet | R600a | MinimizeLCOE_Brownfield | IgnoreSilica | 107.5035 | 22.9095 | 1.6132 | 4 | 7421.5012 | 9529.9184 | 151.2973 | 194.2803 | 116.2142 | 0 | 157.9865 | 3542555.6788 | 241942.2936 | 4191186.9037 | 4143019.1659 | 0 | 439703.1646 | 0 | 4897778.8106 | 12743015.7926 | 8697370.1212 | 38896571.9311 | 961560.8286 | 8031996.805 | 8031996.805 | 1478867.319 | 4094519.7919 | 0 | 47890129.5647 | 61495513.4806 | 133352.1432 | 6.4529 | 7421.5012 | 9529.9184 | 151.2973 | 194.2803
1 | 2600 | 707 | 0.04 | 15 | 15 | 7 | 1.7783e-10 | 5spot_SharedNeighbor | Water | Porous | Wet | R600a | MinimizeLCOE_Brownfield | IgnoreSilica | 114.5339 | 24.3562 | 1.7444 | 4 | 7136.4925 | 9086.33 | 145.4871 | 185.2371 | 116.0801 | 0 | 188.1067 | 3696660.3408 | 252141.5875 | 4402033.4777 | 4407347.6114 | 0 | 415667.2447 | 0 | 5137801.6022 | 13367505.861 | 9123597.4249 | 40802755.1502 | 961560.8286 | 8031996.805 | 8031996.805 | 1478867.319 | 4094519.7919 | 0 | 49796312.7838 | 63401696.6997 | 177827.941 | 6.9777 | 7136.4925 | 9086.33 | 145.4871 | 185.2371
1 | 2600 | 707 | 0.04 | 15 | 15 | 7 | 2.3714e-10 | 5spot_SharedNeighbor | Water | Porous | Wet | R600a | MinimizeLCOE_Brownfield | IgnoreSilica | 120.3339 | 25.5398 | 1.8546 | 4 | 6919.2777 | 8753.2961 | 141.0588 | 178.4478 | 115.9563 | 0 | 195.2151 | 3820280.2194 | 260282.9405 | 4572764.0353 | 4624684.3654 | 0 | 390884.977 | 0 | 5330869.6497 | 13869829.3167 | 9466443.5051 | 42336039.009 | 961560.8286 | 8031996.805 | 8031996.805 | 1478867.319 | 4094519.7919 | 0 | 51329596.6426 | 64934980.5585 | 237137.3706 | 7.4183 | 6919.2777 | 8753.2961 | 141.0588 | 178.4478
1 | 2600 | 707 | 0.04 | 15 | 15 | 7 | 3.1623e-10 | 5spot_SharedNeighbor | Water | Porous | Wet | R600a | MinimizeLCOE_Brownfield | IgnoreSilica | 125.2519 | 26.5365 | 1.9483 | 4 | 6750.4263 | 8496.2413 | 137.6166 | 173.2074 | 115.8425 | 0 | 188.8477 | 3922739.6286 | 267003.6358 | 4715338.8245 | 4808711.1237 | 0 | 367543.1711 | 0 | 5491721.1897 | 14288332.0286 | 9752080.2054 | 43613469.8073 | 961560.8286 | 8031996.805 | 8031996.805 | 1478867.319 | 4094519.7919 | 0 | 52607027.4409 | 66212411.3568 | 316227.766 | 7.7931 | 6750.4263 | 8496.2413 | 137.6166 | 173.2074
1 | 2600 | 707 | 0.04 | 15 | 15 | 7 | 4.217e-10 | 5spot_SharedNeighbor | Water | Porous | Wet | R600a | MinimizeLCOE_Brownfield | IgnoreSilica | 128.8575 | 27.2627 | 2.0192 | 4 | 6626.4257 | 8310.9458 | 135.0887 | 169.4299 | 115.7541 | 0 | 203.7224 | 3996466.8999 | 271821.9608 | 4818588.7951 | 4943254.1367 | 0 | 345886.2505 | 0 | 5606647.0367 | 14587345.5081 | 9956163.0493 | 44526173.637 | 961560.8286 | 8031996.805 | 8031996.805 | 1478867.319 | 4094519.7919 | 0 | 53519731.2707 | 67125115.1866 | 421696.5034 | 8.0767 | 6626.4257 | 8310.9458 | 135.0887 | 169.4299
1 | 2600 | 707 | 0.04 | 15 | 15 | 7 | 5.6234e-10 | 5spot_SharedNeighbor | Water | Porous | Wet | R600a | MinimizeLCOE_Brownfield | IgnoreSilica | 131.6413 | 27.8207 | 2.0747 | 4 | 6532.6364 | 8172.1013 | 133.1766 | 166.5993 | 115.683 | 0 | 231.1259 | 4052598.9557 | 275480.0476 | 4897575.5217 | 5046907.0693 | 0 | 327037.2111 | 0 | 5693843.5341 | 14814212.9079 | 10111004.7113 | 45218659.9589 | 961560.8286 | 8031996.805 | 8031996.805 | 1478867.319 | 4094519.7919 | 0 | 54212217.5925 | 67817601.5084 | 562341.3252 | 8.2987 | 6532.6364 | 8172.1013 | 133.1766 | 166.5993
1 | 2600 | 707 | 0.04 | 15 | 15 | 7 | 7.4989e-10 | 5spot_SharedNeighbor | Water | Porous | Wet | R600a | MinimizeLCOE_Brownfield | IgnoreSilica | 135.7124 | 28.6381 | 2.1397 | 4 | 6460.7979 | 8050.4129 | 131.7121 | 164.1186 | 115.587 | 0 | 189.0402 | 4134328.1262 | 280811.0264 | 5012686.413 | 5198603.2144 | 0 | 323550.5677 | 0 | 5830491.9456 | 15169744.0442 | 10353662.0172 | 46303877.3548 | 961560.8286 | 8031996.805 | 8031996.805 | 1478867.319 | 4094519.7919 | 0 | 55297434.9884 | 68902818.9043 | 749894.2093 | 8.5589 | 6460.7979 | 8050.4129 | 131.7121 | 164.1186
1 | 2600 | 707 | 0.04 | 15 | 15 | 7 | 1e-09 | 5spot_SharedNeighbor | Water | Porous | Wet | R600a | MinimizeLCOE_Brownfield | IgnoreSilica | 137.4614 | 28.9887 | 2.1747 | 4 | 6406.5366 | 7970.6132 | 130.6059 | 162.4917 | 115.5463 | 0 | 202.2713 | 4169161.124 | 283081.0709 | 5061869.3017 | 5263731.8639 | 0 | 311260.5821 | 0 | 5884750.5376 | 15310913.7705 | 10450013.2562 | 46734781.5068 | 961560.8286 | 8031996.805 | 8031996.805 | 1478867.319 | 4094519.7919 | 0 | 55728339.1405 | 69333723.0564 | 1000000 | 8.6987 | 6406.5366 | 7970.6132 | 130.6059 | 162.4917
1 | 2600 | 707 | 0.04 | 15 | 15 | 7 | 1.3335e-09 | 5spot_SharedNeighbor | Water | Porous | Wet | R600a | MinimizeLCOE_Brownfield | IgnoreSilica | 138.7844 | 29.2535 | 2.2013 | 4 | 6365.6531 | 7910.7937 | 129.7724 | 161.2722 | 115.5151 | 0 | 210.8281 | 4195356.4973 | 284786.3293 | 5098929.3573 | 5312956.2714 | 0 | 301352.6413 | 0 | 5925418.6276 | 15416723.7987 | 10522230.7746 | 47057754.2974 | 961560.8286 | 8031996.805 | 8031996.805 | 1478867.319 | 4094519.7919 | 0 | 56051311.931 | 69656695.8469 | 1333521.4322 | 8.8053 | 6365.6531 | 7910.7937 | 129.7724 | 161.2722
1 | 2600 | 707 | 0.04 | 15 | 15 | 7 | 1.7783e-09 | 5spot_SharedNeighbor | Water | Porous | Wet | R600a | MinimizeLCOE_Brownfield | IgnoreSilica | 139.7996 | 29.4563 | 2.2218 | 4 | 6334.8805 | 7865.811 | 129.1451 | 160.3552 | 115.491 | 0 | 226.5276 | 4215370.208 | 286088.0811 | 5127286.3963 | 5350707.5074 | 0 | 293609.7797 | 0 | 5956494.1693 | 15497575.9835 | 10577414.0521 | 47304546.1774 | 961560.8286 | 8031996.805 | 8031996.805 | 1478867.319 | 4094519.7919 | 0 | 56298103.811 | 69903487.7269 | 1778279.41 | 8.887 | 6334.8805 | 7865.811 | 129.1451 | 160.3552
1 | 2600 | 707 | 0.04 | 15 | 15 | 7 | 2.3714e-09 | 5spot_SharedNeighbor | Water | Porous | Wet | R600a | MinimizeLCOE_Brownfield | IgnoreSilica | 140 | 29.4963 | 2.2308 | 4 | 6311.7718 | 7836.4802 | 128.674 | 159.7572 | 115.4861 | 0 | 187.9657 | 4219305.4455 | 286343.7975 | 5132869.5594 | 5358152.2238 | 0 | 283990.2259 | 0 | 5959457.8883 | 15505286.9724 | 10582676.9605 | 47328083.0732 | 961560.8286 | 8031996.805 | 8031996.805 | 1478867.319 | 4094519.7919 | 0 | 56321640.7068 | 69927024.6227 | 2371373.7057 | 8.9233 | 6311.7718 | 7836.4802 | 128.674 | 159.7572
1 | 2600 | 707 | 0.04 | 15 | 15 | 7 | 3.1623e-09 | 5spot_SharedNeighbor | Water | Porous | Wet | R600a | MinimizeLCOE_Brownfield | IgnoreSilica | 143.8 | 30.2535 | 2.28 | 4 | 6290.8739 | 7782.693 | 128.248 | 158.6607 | 115.3944 | 0 | 220.6141 | 4293513.012 | 291162.1761 | 5238345.7451 | 5499265.3873 | 0 | 297742.2455 | 0 | 6091811.1408 | 15849642.986 | 10817707.0155 | 48379189.7083 | 961560.8286 | 8031996.805 | 8031996.805 | 1478867.319 | 4094519.7919 | 0 | 57372747.3419 | 70978131.2578 | 3162277.6602 | 9.12 | 6290.8739 | 7782.693 | 128.248 | 158.6607
1 | 2600 | 707 | 0.04 | 15 | 15 | 7 | 4.217e-09 | 5spot_SharedNeighbor | Water | Porous | Wet | R600a | MinimizeLCOE_Brownfield | IgnoreSilica | 140 | 29.4963 | 2.2397 | 4 | 6281.5452 | 7800.1741 | 128.0578 | 159.0171 | 115.486 | 0 | 192.8055 | 4219295.9984 | 286342.9509 | 5132861.5713 | 5358147.0901 | 0 | 269378.9646 | 0 | 5953750.3644 | 15490437.1659 | 10572541.6624 | 47282755.768 | 961560.8286 | 8031996.805 | 8031996.805 | 1478867.319 | 4094519.7919 | 0 | 56276313.4016 | 69881697.3175 | 4216965.0343 | 8.959 | 6281.5452 | 7800.1741 | 128.0578 | 159.0171
1 | 2600 | 707 | 0.04 | 15 | 15 | 7 | 5.6234e-09 | 5spot_SharedNeighbor | Water | Porous | Wet | R600a | MinimizeLCOE_Brownfield | IgnoreSilica | 141.8607 | 29.8674 | 2.2639 | 4 | 6271.4656 | 7773.8788 | 127.8523 | 158.481 | 115.4414 | 0 | 217.4958 | 4255763.6211 | 288712.4469 | 5184632.5334 | 5427281.2668 | 0 | 276273.3904 | 0 | 6018738.6709 | 15659523.4086 | 10687946.4974 | 47798871.8357 | 961560.8286 | 8031996.805 | 8031996.805 | 1478867.319 | 4094519.7919 | 0 | 56792429.4693 | 70397813.3852 | 5623413.2519 | 9.0557 | 6271.4656 | 7773.8788 | 127.8523 | 158.481
1 | 2600 | 707 | 0.04 | 15 | 15 | 7 | 7.4989e-09 | 5spot_SharedNeighbor | Water | Porous | Wet | R600a | MinimizeLCOE_Brownfield | IgnoreSilica | 142.0971 | 29.9145 | 2.2688 | 4 | 6264.1007 | 7763.2696 | 127.7022 | 158.2648 | 115.4356 | 0 | 222.9146 | 4260375.1208 | 289011.8039 | 5191189.1471 | 5436055.8698 | 0 | 274131.9884 | 0 | 6025797.9327 | 15677890.1598 | 10700482.1825 | 47854934.2051 | 961560.8286 | 8031996.805 | 8031996.805 | 1478867.319 | 4094519.7919 | 0 | 56848491.8387 | 70453875.7546 | 7498942.0933 | 9.0753 | 6264.1007 | 7763.2696 | 127.7022 | 158.2648
1 | 2600 | 707 | 0.04 | 15 | 15 | 7 | 1e-08 | 5spot_SharedNeighbor | Water | Porous | Wet | R600a | MinimizeLCOE_Brownfield | IgnoreSilica | 142.2823 | 29.9514 | 2.2726 | 4 | 6258.5736 | 7755.2549 | 127.5895 | 158.1014 | 115.4311 | 0 | 215.9606 | 4263986.4847 | 289246.2023 | 5196325.1192 | 5442932.0181 | 0 | 272558.967 | 0 | 6031369.0286 | 15692385.0085 | 10710375.2145 | 47899178.0428 | 961560.8286 | 8031996.805 | 8031996.805 | 1478867.319 | 4094519.7919 | 0 | 56892735.6765 | 70498119.5924 | 10000000 | 9.0904 | 6258.5736 | 7755.2549 | 127.5895 | 158.1014
1 | 2700 | 707 | 0.04 | 15 | 15 | 7 | 1e-13 | 5spot_SharedNeighbor | Water | Porous | Wet | R600a | MinimizeLCOE_Brownfield | IgnoreSilica | 0 | 0 | 0 | 0 | [6 empty] | 21.9083 | [19 empty] | 100 | 0
1 | 2700 | 707 | 0.04 | 15 | 15 | 7 | 1.3335e-13 | 5spot_SharedNeighbor | Water | Porous | Wet | R600a | MinimizeLCOE_Brownfield | IgnoreSilica | 0 | 0 | 0 | 0 | [6 empty] | 21.7092 | [19 empty] | 133.3521 | 0
1 | 2700 | 707 | 0.04 | 15 | 15 | 7 | 1.7783e-13 | 5spot_SharedNeighbor | Water | Porous | Wet | R600a | MinimizeLCOE_Brownfield | IgnoreSilica | 0 | 0 | 0 | 0 | [6 empty] | 23.3738 | [19 empty] | 177.8279 | 0
1 | 2700 | 707 | 0.04 | 15 | 15 | 7 | 2.3714e-13 | 5spot_SharedNeighbor | Water | Porous | Wet | R600a | MinimizeLCOE_Brownfield | IgnoreSilica | 0 | 0 | 0 | 0 | [6 empty] | 22.5462 | [19 empty] | 237.1374 | 0
1 | 2700 | 707 | 0.04 | 15 | 15 | 7 | 3.1623e-13 | 5spot_SharedNeighbor | Water | Porous | Wet | R600a | MinimizeLCOE_Brownfield | IgnoreSilica | 1.0109 | 0.15082 | 0.0018706 | 4 | 1368908.8868 | 3254321.6093 | 27907.0592 | 66343.7478 | 95.4271 | 0 | 35.1175 | 92105.8315 | 5572.7291 | 76496.9399 | 56796.1379 | 0 | 56564.6797 | 0 | 112139.1641 | 291763.102 | 199134.3122 | 890572.8964 | 961560.8286 | 8390483.6777 | 8390483.6777 | 1478867.319 | 4237914.541 | 0 | 10242617.4028 | 24349882.9405 | 316.2278 | 0.0074823 | 1368908.8868 | 3254321.6093 | 27907.0592 | 66343.7478
1 | 2700 | 707 | 0.04 | 15 | 15 | 7 | 4.217e-13 | 5spot_SharedNeighbor | Water | Porous | Wet | R600a | MinimizeLCOE_Brownfield | IgnoreSilica | 1.4958 | 0.25467 | 0.00521 | 4 | 510171.9845 | 1187100.3931 | 10400.546 | 24200.6472 | 102.6783 | 0 | 245.0017 | 139296.7602 | 8820.2638 | 115695.6468 | 75421.0953 | 0 | 74034.9638 | 0 | 161174.8046 | 419343.7802 | 286210.7466 | 1279998.0613 | 961560.8286 | 8390483.6777 | 8390483.6777 | 1478867.319 | 4237914.541 | 0 | 10632042.5677 | 24739308.1054 | 421.6965 | 0.02084 | 510171.9845 | 1187100.3931 | 10400.546 | 24200.6472
1 | 2700 | 707 | 0.04 | 15 | 15 | 7 | 5.6234e-13 | 5spot_SharedNeighbor | Water | Porous | Wet | R600a | MinimizeLCOE_Brownfield | IgnoreSilica | 2.0793 | 0.38362 | 0.01027 | 4 | 269315.3319 | 612737.7642 | 5490.3573 | 12491.4881 | 107.3422 | 0 | 365.5244 | 190790.2425 | 12441.1368 | 160025.2331 | 98226.2132 | 0 | 90947.0034 | 0 | 215447.6333 | 560550.5474 | 382587.2668 | 1711015.2763 | 961560.8286 | 8390483.6777 | 8390483.6777 | 1478867.319 | 4237914.541 | 0 | 11063059.7827 | 25170325.3204 | 562.3413 | 0.041078 | 269315.3319 | 612737.7642 | 5490.3573 | 12491.4881
1 | 2700 | 707 | 0.04 | 15 | 15 | 7 | 7.4989e-13 | 5spot_SharedNeighbor | Water | Porous | Wet | R600a | MinimizeLCOE_Brownfield | IgnoreSilica | 2.7989 | 0.54518 | 0.017456 | 4 | 165490.4079 | 367529.2506 | 3373.7458 | 7492.5809 | 110.6021 | 0 | 517.0624 | 248566.0284 | 16547.2562 | 211485.8039 | 126619.6569 | 0 | 108135.3568 | 0 | 277428.0998 | 721811.0075 | 492650.8443 | 2203244.0538 | 961560.8286 | 8390483.6777 | 8390483.6777 | 1478867.319 | 4237914.541 | 0 | 11555288.5602 | 25662554.0979 | 749.8942 | 0.069825 | 165490.4079 | 367529.2506 | 3373.7458 | 7492.5809
1 | 2700 | 707 | 0.04 | 15 | 15 | 7 | 1e-12 | 5spot_SharedNeighbor | Water | Porous | Wet | R600a | MinimizeLCOE_Brownfield | IgnoreSilica | 3.7 | 0.74919 | 0.027304 | 4 | 111054.5551 | 240221.3334 | 2263.9973 | 4897.2368 | 112.9895 | 0 | 91.0042 | 314582.1874 | 21259.6625 | 272263.6248 | 162225.1865 | 0 | 126286.3552 | 0 | 349680.6364 | 909797.2866 | 620955.3426 | 2777050.2822 | 961560.8286 | 8390483.6777 | 8390483.6777 | 1478867.319 | 4237914.541 | 0 | 12129094.7885 | 26236360.3262 | 1000 | 0.10922 | 111054.5551 | 240221.3334 | 2263.9973 | 4897.2368
1 | 2700 | 707 | 0.04 | 15 | 15 | 7 | 1.3335e-12 | 5spot_SharedNeighbor | Water | Porous | Wet | R600a | MinimizeLCOE_Brownfield | IgnoreSilica | 4.8548 | 1.0119 | 0.040614 | 4 | 78908.6315 | 165745.5628 | 1608.6592 | 3378.9475 | 114.8028 | 0 | 93.1196 | 392104.5411 | 26805.276 | 345838.8355 | 208093.1366 | 0 | 146605.907 | 0 | 436584.6015 | 1135903.5773 | 775277.532 | 3467213.4069 | 961560.8286 | 8390483.6777 | 8390483.6777 | 1478867.319 | 4237914.541 | 0 | 12819257.9133 | 26926523.451 | 1333.5214 | 0.16246 | 78908.6315 | 165745.5628 | 1608.6592 | 3378.9475
1 | 2700 | 707 | 0.04 | 15 | 15 | 7 | 1.7783e-12 | 5spot_SharedNeighbor | Water | Porous | Wet | R600a | MinimizeLCOE_Brownfield | IgnoreSilica | 6.3091 | 1.3432 | 0.058221 | 4 | 58542.0931 | 119118.0427 | 1193.4598 | 2428.3824 | 116.1517 | 0 | 91.7198 | 481531.8757 | 33195.3812 | 433363.1897 | 265678.9265 | 0 | 168605.3775 | 0 | 539126.1527 | 1402695.6594 | 957368.6101 | 4281565.1729 | 961560.8286 | 8390483.6777 | 8390483.6777 | 1478867.319 | 4237914.541 | 0 | 13633609.6792 | 27740875.2169 | 1778.2794 | 0.23289 | 58542.0931 | 119118.0427 | 1193.4598 | 2428.3824
1 | 2700 | 707 | 0.04 | 15 | 15 | 7 | 2.3714e-12 | 5spot_SharedNeighbor | Water | Porous | Wet | R600a | MinimizeLCOE_Brownfield | IgnoreSilica | 7.9876 | 1.724 | 0.080575 | 4 | 45018.0061 | 88788.4238 | 917.7529 | 1810.0721 | 117.0244 | 0 | 89.7489 | 576227.2296 | 39938.4187 | 528823.3584 | 332252.9078 | 0 | 187885.0603 | 0 | 649399.5202 | 1689604.3414 | 1153189.6809 | 5157320.5173 | 961560.8286 | 8390483.6777 | 8390483.6777 | 1478867.319 | 4237914.541 | 0 | 14509365.0237 | 28616630.5614 | 2371.3737 | 0.3223 | 45018.0061 | 88788.4238 | 917.7529 | 1810.0721
1 | 2700 | 707 | 0.04 | 15 | 15 | 7 | 3.1623e-12 | 5spot_SharedNeighbor | Water | Porous | Wet | R600a | MinimizeLCOE_Brownfield | IgnoreSilica | 10.5498 | 2.3135 | 0.11253 | 4 | 35132.8885 | 66473.5215 | 716.2315 | 1355.1526 | 118.051 | 0 | 80.7751 | 712118.6683 | 49655.834 | 668616.6372 | 434467.994 | 0 | 221575.6517 | 0 | 813709.5662 | 2117105.3764 | 1444967.9216 | 6462217.6492 | 961560.8286 | 8390483.6777 | 8390483.6777 | 1478867.319 | 4237914.541 | 0 | 15814262.1556 | 29921527.6933 | 3162.2777 | 0.45013 | 35132.8885 | 66473.5215 | 716.2315 | 1355.1526
1 | 2700 | 707 | 0.04 | 15 | 15 | 7 | 4.217e-12 | 5spot_SharedNeighbor | Water | Porous | Wet | R600a | MinimizeLCOE_Brownfield | IgnoreSilica | 13.4929 | 2.9872 | 0.15246 | 4 | 28220.7809 | 51353.874 | 575.3188 | 1046.9182 | 118.6701 | 0 | 81.0541 | 854805.4159 | 59806.3903 | 819938.8046 | 551460.9889 | 0 | 251025.7831 | 0 | 989444.5793 | 2574331.8324 | 1757034.3728 | 7857848.1673 | 961560.8286 | 8390483.6777 | 8390483.6777 | 1478867.319 | 4237914.541 | 0 | 17209892.6736 | 31317158.2114 | 4216.965 | 0.60983 | 28220.7809 | 51353.874 | 575.3188 | 1046.9182
1 | 2700 | 707 | 0.04 | 15 | 15 | 7 | 5.6234e-12 | 5spot_SharedNeighbor | Water | Porous | Wet | R600a | MinimizeLCOE_Brownfield | IgnoreSilica | 17.1929 | 3.8345 | 0.20419 | 4 | 23115.0669 | 40387.6828 | 471.2319 | 823.3575 | 119.1514 | 0 | 92.4819 | 1021329.3168 | 71625.2257 | 1000923.824 | 698667.3046 | 0 | 283403.373 | 0 | 1199620.1272 | 3121165.4951 | 2130259.5839 | 9526994.2504 | 961560.8286 | 8390483.6777 | 8390483.6777 | 1478867.319 | 4237914.541 | 0 | 18879038.7567 | 32986304.2944 | 5623.4133 | 0.81674 | 23115.0669 | 40387.6828 | 471.2319 | 823.3575
1 | 2700 | 707 | 0.04 | 15 | 15 | 7 | 7.4989e-12 | 5spot_SharedNeighbor | Water | Porous | Wet | R600a | MinimizeLCOE_Brownfield | IgnoreSilica | 21.7607 | 4.8812 | 0.27042 | 4 | 19267.8787 | 32309.726 | 392.8018 | 658.6775 | 119.5222 | 0 | 106.3075 | 1212642.9548 | 85171.6642 | 1213769.2608 | 880605.9084 | 0 | 317506.8658 | 0 | 1446781.6951 | 3764229.195 | 2569163.7727 | 11489871.3169 | 961560.8286 | 8390483.6777 | 8390483.6777 | 1478867.319 | 4237914.541 | 0 | 20841915.8233 | 34949181.361 | 7498.9421 | 1.0817 | 19267.8787 | 32309.726 | 392.8018 | 658.6775
1 | 2700 | 707 | 0.04 | 15 | 15 | 7 | 1e-11 | 5spot_SharedNeighbor | Water | Porous | Wet | R600a | MinimizeLCOE_Brownfield | IgnoreSilica | 27.3903 | 6.1714 | 0.35462 | 4 | 16322.0051 | 26267.3508 | 332.7462 | 535.4955 | 119.8112 | 0 | 129.1747 | 1432547.0275 | 100703.2344 | 1463982.1189 | 1104871.1735 | 0 | 353579.2687 | 0 | 1737716.301 | 4521181.3605 | 3085799.1795 | 13800379.664 | 961560.8286 | 8390483.6777 | 8390483.6777 | 1478867.319 | 4237914.541 | 0 | 23152424.1704 | 37259689.7081 | 10000 | 1.4185 | 16322.0051 | 26267.3508 | 332.7462 | 535.4955
1 | 2700 | 707 | 0.04 | 15 | 15 | 7 | 1.3335e-11 | 5spot_SharedNeighbor | Water | Porous | Wet | R600a | MinimizeLCOE_Brownfield | IgnoreSilica | 34.2498 | 7.7437 | 0.46039 | 4 | 14035.2109 | 21695.6549 | 286.1268 | 442.2953 | 120.0367 | 0 | 116.0067 | 1683032.7421 | 118349.955 | 1755176.7532 | 1378138.9292 | 0 | 390928.9602 | 0 | 2076994.6625 | 5403914.0616 | 3688282.3864 | 16494818.4502 | 961560.8286 | 8390483.6777 | 8390483.6777 | 1478867.319 | 4237914.541 | 0 | 25846862.9565 | 39954128.4942 | 13335.2143 | 1.8416 | 14035.2109 | 21695.6549 | 286.1268 | 442.2953
1 | 2700 | 707 | 0.04 | 15 | 15 | 7 | 1.7783e-11 | 5spot_SharedNeighbor | Water | Porous | Wet | R600a | MinimizeLCOE_Brownfield | IgnoreSilica | 42.4787 | 9.6297 | 0.59117 | 4 | 12241.1417 | 18206.9697 | 249.5522 | 371.1737 | 120.2112 | 0 | 126.6281 | 1964616.6418 | 138136.6567 | 2089292.0319 | 1705847.4991 | 0 | 428460.6289 | 0 | 2467277.8488 | 6419350.8542 | 4381338.8625 | 19594321.0238 | 961560.8286 | 8390483.6777 | 8390483.6777 | 1478867.319 | 4237914.541 | 0 | 28946365.5302 | 43053631.0679 | 17782.7941 | 2.3647 | 12241.1417 | 18206.9697 | 249.5522 | 371.1737
1 | 2700 | 707 | 0.04 | 15 | 15 | 7 | 2.3714e-11 | 5spot_SharedNeighbor | Water | Porous | Wet | R600a | MinimizeLCOE_Brownfield | IgnoreSilica | 52.0307 | 11.8175 | 0.7483 | 4 | 10824.6635 | 15537.7876 | 220.6754 | 316.7588 | 120.3364 | 0 | 151.5332 | 2271700.7916 | 159652.4345 | 2460886.3189 | 2086113.3651 | 0 | 463144.8323 | 0 | 2902184.1195 | 7550887.7592 | 5153636.0509 | 23048205.6721 | 961560.8286 | 8390483.6777 | 8390483.6777 | 1478867.319 | 4237914.541 | 0 | 32400250.1784 | 46507515.7161 | 23713.7371 | 2.9932 | 10824.6635 | 15537.7876 | 220.6754 | 316.7588
1 | 2700 | 707 | 0.04 | 15 | 15 | 7 | 3.1623e-11 | 5spot_SharedNeighbor | Water | Porous | Wet | R600a | MinimizeLCOE_Brownfield | IgnoreSilica | 62.6024 | 14.2332 | 0.9291 | 4 | 9705.601 | 13501.531 | 197.8618 | 275.247 | 120.4036 | 0 | 174.6603 | 2591734.4356 | 181992.6515 | 2855553.8417 | 2506437.5527 | 0 | 490644.4044 | 0 | 3364281.5255 | 8753170.4203 | 5974218.6715 | 26718033.5031 | 961560.8286 | 8390483.6777 | 8390483.6777 | 1478867.319 | 4237914.541 | 0 | 36070078.0095 | 50177343.5472 | 31622.7766 | 3.7164 | 9705.601 | 13501.531 | 197.8618 | 275.247
1 | 2700 | 707 | 0.04 | 15 | 15 | 7 | 4.217e-11 | 5spot_SharedNeighbor | Water | Porous | Wet | R600a | MinimizeLCOE_Brownfield | IgnoreSilica | 73.6696 | 16.7494 | 1.1262 | 4 | 8825.2133 | 11956.683 | 179.9139 | 243.7532 | 120.4036 | 0 | 182.0064 | 2907947.9463 | 203958.7597 | 3252733.4974 | 2945284.7653 | 0 | 507006.4395 | 0 | 3828603.2492 | 9961240.2999 | 6798751.1877 | 30405526.145 | 961560.8286 | 8390483.6777 | 8390483.6777 | 1478867.319 | 4237914.541 | 0 | 39757570.6513 | 53864836.1891 | 42169.6503 | 4.505 | 8825.2133 | 11956.683 | 179.9139 | 243.7532
1 | 2700 | 707 | 0.04 | 15 | 15 | 7 | 5.6234e-11 | 5spot_SharedNeighbor | Water | Porous | Wet | R600a | MinimizeLCOE_Brownfield | IgnoreSilica | 84.6387 | 19.2243 | 1.3293 | 4 | 8137.0624 | 10790.1455 | 165.885 | 219.9717 | 120.3385 | 0 | 206.175 | 3204660.5971 | 224446.2108 | 3632031.1593 | 3378464.7262 | 0 | 510497.8282 | 0 | 4270539.2035 | 11111066.9994 | 7583531.5367 | 33915238.2613 | 961560.8286 | 8390483.6777 | 8390483.6777 | 1478867.319 | 4237914.541 | 0 | 43267282.7676 | 57374548.3054 | 56234.1325 | 5.3173 | 8137.0624 | 10790.1455 | 165.885 | 219.9717
1 | 2700 | 707 | 0.04 | 15 | 15 | 7 | 7.4989e-11 | 5spot_SharedNeighbor | Water | Porous | Wet | R600a | MinimizeLCOE_Brownfield | IgnoreSilica | 94.9555 | 21.5298 | 1.5271 | 4 | 7602.7503 | 9912.1873 | 154.9923 | 202.0733 | 120.2231 | 0 | 180.1969 | 3469992.6183 | 242642.7822 | 3976829.1711 | 3783809.7519 | 0 | 501716.7547 | 0 | 4670246.5205 | 12151023.4471 | 8293323.1812 | 37089584.227 | 961560.8286 | 8390483.6777 | 8390483.6777 | 1478867.319 | 4237914.541 | 0 | 46441628.7334 | 60548894.2711 | 74989.4209 | 6.1085 | 7602.7503 | 9912.1873 | 154.9923 | 202.0733
1 | 2700 | 707 | 0.04 | 15 | 15 | 7 | 1e-10 | 5spot_SharedNeighbor | Water | Porous | Wet | R600a | MinimizeLCOE_Brownfield | IgnoreSilica | 104.2561 | 23.5867 | 1.7107 | 4 | 7190.3742 | 9252.0356 | 146.5855 | 188.6153 | 120.0782 | 0 | 196.8903 | 3698638.8052 | 258213.3972 | 4278406.0775 | 4147216.3264 | 0 | 483537.5014 | 0 | 5017744.722 | 13055142.4858 | 8910403.0029 | 39849302.3184 | 961560.8286 | 8390483.6777 | 8390483.6777 | 1478867.319 | 4237914.541 | 0 | 49201346.8248 | 63308612.3625 | 100000 | 6.8427 | 7190.3742 | 9252.0356 | 146.5855 | 188.6153
1 | 2700 | 707 | 0.04 | 15 | 15 | 7 | 1.3335e-10 | 5spot_SharedNeighbor | Water | Porous | Wet | R600a | MinimizeLCOE_Brownfield | IgnoreSilica | 112.305 | 25.3478 | 1.8735 | 4 | 6873.7181 | 8756.231 | 140.13 | 178.5076 | 119.9242 | 0 | 210.8782 | 3888874.7068 | 271080.9799 | 4532607.8519 | 4459825.0838 | 0 | 459203.7394 | 0 | 5308521.0211 | 13811682.7695 | 9426757.2919 | 42158553.4443 | 961560.8286 | 8390483.6777 | 8390483.6777 | 1478867.319 | 4237914.541 | 0 | 51510597.9507 | 65617863.4884 | 133352.1432 | 7.4938 | 6873.7181 | 8756.231 | 140.13 | 178.5076
1 | 2700 | 707 | 0.04 | 15 | 15 | 7 | 1.7783e-10 | 5spot_SharedNeighbor | Water | Porous | Wet | R600a | MinimizeLCOE_Brownfield | IgnoreSilica | 119.0233 | 26.8032 | 2.0123 | 4 | 6631.5964 | 8384.2029 | 135.1941 | 170.9233 | 119.7766 | 0 | 217.3259 | 4042458.1206 | 281405.6381 | 4740113.8193 | 4719216.7005 | 0 | 431883.2051 | 0 | 5543880.2186 | 14424039.1225 | 9844703.0855 | 44027699.9101 | 961560.8286 | 8390483.6777 | 8390483.6777 | 1478867.319 | 4237914.541 | 0 | 53379744.4165 | 67487009.9542 | 177827.941 | 8.0493 | 6631.5964 | 8384.2029 | 135.1941 | 170.9233
1 | 2700 | 707 | 0.04 | 15 | 15 | 7 | 2.3714e-10 | 5spot_SharedNeighbor | Water | Porous | Wet | R600a | MinimizeLCOE_Brownfield | IgnoreSilica | 124.4944 | 27.9781 | 2.1274 | 4 | 6447.1179 | 8104.9318 | 131.4332 | 165.23 | 119.6445 | 0 | 222.6054 | 4164171.4209 | 289543.5547 | 4906082.0922 | 4929463.0577 | 0 | 404431.5048 | 0 | 5730539.7358 | 14909688.8972 | 10176169.0358 | 45510089.2991 | 961560.8286 | 8390483.6777 | 8390483.6777 | 1478867.319 | 4237914.541 | 0 | 54862133.8054 | 68969399.3431 | 237137.3706 | 8.5096 | 6447.1179 | 8104.9318 | 131.4332 | 165.23
1 | 2700 | 707 | 0.04 | 15 | 15 | 7 | 3.1623e-10 | 5spot_SharedNeighbor | Water | Porous | Wet | R600a | MinimizeLCOE_Brownfield | IgnoreSilica | 129.1398 | 28.9683 | 2.225 | 4 | 6303.3252 | 7888.445 | 128.5018 | 160.8166 | 119.5242 | 0 | 207.2188 | 4265219.0033 | 296268.1115 | 5044932.0634 | 5107260.9923 | 0 | 379160.5846 | 0 | 5886207.8945 | 15314705.5142 | 10452601.1992 | 46746355.363 | 961560.8286 | 8390483.6777 | 8390483.6777 | 1478867.319 | 4237914.541 | 0 | 56098399.8694 | 70205665.4071 | 316227.766 | 8.8998 | 6303.3252 | 7888.445 | 128.5018 | 160.8166
1 | 2700 | 707 | 0.04 | 15 | 15 | 7 | 4.217e-10 | 5spot_SharedNeighbor | Water | Porous | Wet | R600a | MinimizeLCOE_Brownfield | IgnoreSilica | 134.4017 | 30.0846 | 2.3211 | 4 | 6197.7348 | 7717.1932 | 126.3492 | 157.3254 | 119.3863 | 0 | 211.1093 | 4377683.7832 | 303730.0896 | 5200365.9552 | 5308137.1588 | 0 | 369102.9192 | 0 | 6068017.7633 | 15787737.4986 | 10775455.2483 | 48190230.4162 | 961560.8286 | 8390483.6777 | 8390483.6777 | 1478867.319 | 4237914.541 | 0 | 57542274.9226 | 71649540.4603 | 421696.5034 | 9.2844 | 6197.7348 | 7717.1932 | 126.3492 | 157.3254
1 | 2700 | 707 | 0.04 | 15 | 15 | 7 | 5.6234e-10 | 5spot_SharedNeighbor | Water | Porous | Wet | R600a | MinimizeLCOE_Brownfield | IgnoreSilica | 137.2056 | 30.6797 | 2.3815 | 4 | 6116.804 | 7597.7392 | 124.6993 | 154.8902 | 119.3177 | 0 | 196.7967 | 4437184.2792 | 307679.1515 | 5282753.0954 | 5415205.2138 | 0 | 350563.687 | 0 | 6159420.3165 | 16025548.1927 | 10937765.9336 | 48916119.8696 | 961560.8286 | 8390483.6777 | 8390483.6777 | 1478867.319 | 4237914.541 | 0 | 58268164.376 | 72375429.9137 | 562341.3252 | 9.5259 | 6116.804 | 7597.7392 | 124.6993 | 154.8902
1 | 2700 | 707 | 0.04 | 15 | 15 | 7 | 7.4989e-10 | 5spot_SharedNeighbor | Water | Porous | Wet | R600a | MinimizeLCOE_Brownfield | IgnoreSilica | 139.3586 | 31.1353 | 2.4283 | 4 | 6055.6571 | 7508.0664 | 123.4528 | 153.0621 | 119.2639 | 0 | 223.3262 | 4482437.9121 | 310676.8297 | 5345617.7062 | 5497286.1677 | 0 | 335102.1787 | 0 | 6228737.1099 | 16205896.2702 | 11060857.2023 | 49466611.3768 | 961560.8286 | 8390483.6777 | 8390483.6777 | 1478867.319 | 4237914.541 | 0 | 58818655.8831 | 72925921.4208 | 749894.2093 | 9.713 | 6055.6571 | 7508.0664 | 123.4528 | 153.0621
1 | 2700 | 707 | 0.04 | 15 | 15 | 7 | 1e-09 | 5spot_SharedNeighbor | Water | Porous | Wet | R600a | MinimizeLCOE_Brownfield | IgnoreSilica | 140.9787 | 31.4772 | 2.4639 | 4 | 6009.5284 | 7440.9197 | 122.5124 | 151.6932 | 119.2228 | 0 | 208.9841 | 4516242.1333 | 312912.7313 | 5392693.9263 | 5558970.4077 | 0 | 322367.7274 | 0 | 6280242.9011 | 16339903.7738 | 11152320.077 | 49875653.6779 | 961560.8286 | 8390483.6777 | 8390483.6777 | 1478867.319 | 4237914.541 | 0 | 59227698.1842 | 73334963.722 | 1000000 | 9.8556 | 6009.5284 | 7440.9197 | 122.5124 | 151.6932
1 | 2700 | 707 | 0.04 | 15 | 15 | 7 | 1.3335e-09 | 5spot_SharedNeighbor | Water | Porous | Wet | R600a | MinimizeLCOE_Brownfield | IgnoreSilica | 142.224 | 31.7396 | 2.4913 | 4 | 5974.7725 | 7390.4161 | 121.8038 | 150.6636 | 119.1908 | 0 | 217.4713 | 4542080.9273 | 314619.8281 | 5428745.1159 | 5606334.5772 | 0 | 312303.0369 | 0 | 6319592.5593 | 16442283.5125 | 11222196.3525 | 50188155.9096 | 961560.8286 | 8390483.6777 | 8390483.6777 | 1478867.319 | 4237914.541 | 0 | 59540200.4159 | 73647465.9536 | 1333521.4322 | 9.9653 | 5974.7725 | 7390.4161 | 121.8038 | 150.6636
1 | 2700 | 707 | 0.04 | 15 | 15 | 7 | 1.7783e-09 | 5spot_SharedNeighbor | Water | Porous | Wet | R600a | MinimizeLCOE_Brownfield | IgnoreSilica | 143.1519 | 31.9349 | 2.512 | 4 | 5948.612 | 7352.6171 | 121.2705 | 149.893 | 119.1668 | 0 | 193.5751 | 4561255.5684 | 315885.5229 | 5455536.784 | 5641604.7229 | 0 | 304286.2271 | 0 | 6348641.8418 | 16517863.7869 | 11273781.4427 | 50418855.8967 | 961560.8286 | 8390483.6777 | 8390483.6777 | 1478867.319 | 4237914.541 | 0 | 59770900.403 | 73878165.9407 | 1778279.41 | 10.0479 | 5948.612 | 7352.6171 | 121.2705 | 149.893
1 | 2700 | 707 | 0.04 | 15 | 15 | 7 | 2.3714e-09 | 5spot_SharedNeighbor | Water | Porous | Wet | R600a | MinimizeLCOE_Brownfield | IgnoreSilica | 143.8487 | 32.0813 | 2.5276 | 4 | 5928.9373 | 7324.2798 | 120.8694 | 149.3154 | 119.1487 | 0 | 207.5291 | 4575608.3396 | 316832.3079 | 5475612.6031 | 5668073.4214 | 0 | 298025.6921 | 0 | 6370319.422 | 16574264.4039 | 11312276.0227 | 50591012.2127 | 961560.8286 | 8390483.6777 | 8390483.6777 | 1478867.319 | 4237914.541 | 0 | 59943056.7191 | 74050322.2568 | 2371373.7057 | 10.1103 | 5928.9373 | 7324.2798 | 120.8694 | 149.3154
1 | 2700 | 707 | 0.04 | 15 | 15 | 7 | 3.1623e-09 | 5spot_SharedNeighbor | Water | Porous | Wet | R600a | MinimizeLCOE_Brownfield | IgnoreSilica | 141.768 | 31.6434 | 2.5078 | 4 | 5911.0077 | 7317.3263 | 120.5039 | 149.1736 | 119.2022 | 0 | 194.0926 | 4532606.2372 | 313993.3426 | 5415534.0573 | 5588977.718 | 0 | 273918.0846 | 0 | 6288761.4815 | 16362067.3725 | 11167447.1886 | 49943305.4824 | 961560.8286 | 8390483.6777 | 8390483.6777 | 1478867.319 | 4237914.541 | 0 | 59295349.9887 | 73402615.5264 | 3162277.6602 | 10.0313 | 5911.0077 | 7317.3263 | 120.5039 | 149.1736
1 | 2700 | 707 | 0.04 | 15 | 15 | 7 | 4.217e-09 | 5spot_SharedNeighbor | Water | Porous | Wet | R600a | MinimizeLCOE_Brownfield | IgnoreSilica | 144.2165 | 32.1585 | 2.5427 | 4 | 5899.2659 | 7286.3167 | 120.2645 | 148.5414 | 119.139 | 0 | 215.2798 | 4583166.5451 | 317330.5846 | 5486193.8483 | 5682039.3467 | 0 | 283681.5742 | 0 | 6377440.6406 | 16592792.3539 | 11324921.7293 | 50647566.6229 | 961560.8286 | 8390483.6777 | 8390483.6777 | 1478867.319 | 4237914.541 | 0 | 59999611.1292 | 74106876.6669 | 4216965.0343 | 10.1707 | 5899.2659 | 7286.3167 | 120.2645 | 148.5414
1 | 2700 | 707 | 0.04 | 15 | 15 | 7 | 5.6234e-09 | 5spot_SharedNeighbor | Water | Porous | Wet | R600a | MinimizeLCOE_Brownfield | IgnoreSilica | 145.0667 | 32.337 | 2.5549 | 4 | 5894.7015 | 7275.1001 | 120.1715 | 148.3128 | 119.1167 | 0 | 197.373 | 4600605.2992 | 318479.9569 | 5510620.9877 | 5714311.1263 | 0 | 286688.2404 | 0 | 6407975.1881 | 16672236.9831 | 11379144.3212 | 50890062.103 | 961560.8286 | 8390483.6777 | 8390483.6777 | 1478867.319 | 4237914.541 | 0 | 60242106.6093 | 74349372.147 | 5623413.2519 | 10.2197 | 5894.7015 | 7275.1001 | 120.1715 | 148.3128
1 | 2700 | 707 | 0.04 | 15 | 15 | 7 | 7.4989e-09 | 5spot_SharedNeighbor | Water | Porous | Wet | R600a | MinimizeLCOE_Brownfield | IgnoreSilica | 148 | 32.9513 | 2.594 | 4 | 5887.7192 | 7247.3397 | 120.0291 | 147.7468 | 119.039 | 0 | 207.2827 | 4660363.2454 | 322413.1013 | 5594520.963 | 5825527.2573 | 0 | 301732.5261 | 0 | 6514777.2663 | 16950114.0824 | 11568801.1513 | 51738249.5933 | 961560.8286 | 8390483.6777 | 8390483.6777 | 1478867.319 | 4237914.541 | 0 | 61090294.0996 | 75197559.6373 | 7498942.0933 | 10.3759 | 5887.7192 | 7247.3397 | 120.0291 | 147.7468
1 | 2700 | 707 | 0.04 | 15 | 15 | 7 | 1e-08 | 5spot_SharedNeighbor | Water | Porous | Wet | R600a | MinimizeLCOE_Brownfield | IgnoreSilica | 150.2411 | 33.4192 | 2.6224 | 4 | 5885.991 | 7230.8963 | 119.9939 | 147.4116 | 118.9786 | 0 | 188.046 | 4705584.253 | 325383.7244 | 5658214.2399 | 5910440.0042 | 0 | 314892.1776 | 0 | 6596660.6157 | 17163157.7608 | 11714207.8394 | 52388540.6149 | 961560.8286 | 8390483.6777 | 8390483.6777 | 1478867.319 | 4237914.541 | 0 | 61740585.1213 | 75847850.659 | 10000000 | 10.4894 | 5885.991 | 7230.8963 | 119.9939 | 147.4116
1 | 2800 | 707 | 0.04 | 15 | 15 | 7 | 1e-13 | 5spot_SharedNeighbor | Water | Porous | Wet | R600a | MinimizeLCOE_Brownfield | IgnoreSilica | 0 | 0 | 0 | 0 | [6 empty] | 22.1944 | [19 empty] | 100 | 0
1 | 2800 | 707 | 0.04 | 15 | 15 | 7 | 1.3335e-13 | 5spot_SharedNeighbor | Water | Porous | Wet | R600a | MinimizeLCOE_Brownfield | IgnoreSilica | 0 | 0 | 0 | 0 | [6 empty] | 21.5832 | [19 empty] | 133.3521 | 0
1 | 2800 | 707 | 0.04 | 15 | 15 | 7 | 1.7783e-13 | 5spot_SharedNeighbor | Water | Porous | Wet | R600a | MinimizeLCOE_Brownfield | IgnoreSilica | 0 | 0 | 0 | 0 | [6 empty] | 22.3942 | [19 empty] | 177.8279 | 0
1 | 2800 | 707 | 0.04 | 15 | 15 | 7 | 2.3714e-13 | 5spot_SharedNeighbor | Water | Porous | Wet | R600a | MinimizeLCOE_Brownfield | IgnoreSilica | 0.77197 | 0.10575 | 0.0005265 | 4 | 4949310.8733 | 11890104.5977 | 100898.3966 | 242395.8648 | 91.051 | 0 | 57.1692 | 69680.7772 | 4096.4619 | 57775.7421 | 48086.7671 | 0 | 48590.0423 | 0 | 89009.6184 | 231584.7686 | 158061.3632 | 706885.5408 | 961560.8286 | 8754830.6413 | 8754830.6413 | 1478867.319 | 4383653.3264 | 0 | 10423277.0107 | 25040628.2974 | 237.1374 | 0.002106 | 4949310.8733 | 11890104.5977 | 100898.3966 | 242395.8648
1 | 2800 | 707 | 0.04 | 15 | 15 | 7 | 3.1623e-13 | 5spot_SharedNeighbor | Water | Porous | Wet | R600a | MinimizeLCOE_Brownfield | IgnoreSilica | 1.2083 | 0.2009 | 0.0031821 | 4 | 849236.2311 | 1997648.0337 | 17312.8292 | 40724.7572 | 101.3359 | 0 | 60.6273 | 117157.53 | 7346.9236 | 95795.2953 | 65105.6584 | 0 | 67474.2633 | 0 | 137623.0716 | 358067.0018 | 244388.0863 | 1092957.8303 | 961560.8286 | 8754830.6413 | 8754830.6413 | 1478867.319 | 4383653.3264 | 0 | 10809349.3002 | 25426700.587 | 316.2278 | 0.012728 | 849236.2311 | 1997648.0337 | 17312.8292 | 40724.7572
1 | 2800 | 707 | 0.04 | 15 | 15 | 7 | 4.217e-13 | 5spot_SharedNeighbor | Water | Porous | Wet | R600a | MinimizeLCOE_Brownfield | IgnoreSilica | 1.7292 | 0.32054 | 0.0075607 | 4 | 371444.4931 | 854780.7652 | 7572.3984 | 17425.8621 | 107.6203 | 0 | 293.8008 | 168770.9281 | 11008.3622 | 138575.2914 | 85893.2302 | 0 | 85560.3749 | 0 | 191025.1928 | 497008.3671 | 339218.4231 | 1517060.1698 | 961560.8286 | 8754830.6413 | 8754830.6413 | 1478867.319 | 4383653.3264 | 0 | 11233451.6397 | 25850802.9265 | 421.6965 | 0.030243 | 371444.4931 | 854780.7652 | 7572.3984 | 17425.8621
1 | 2800 | 707 | 0.04 | 15 | 15 | 7 | 5.6234e-13 | 5spot_SharedNeighbor | Water | Porous | Wet | R600a | MinimizeLCOE_Brownfield | IgnoreSilica | 2.3515 | 0.46708 | 0.014009 | 4 | 208800.0269 | 469652.2316 | 4256.671 | 9574.496 | 111.7919 | 0 | 425.5608 | 224905.6629 | 15060.7165 | 186719.1375 | 111091.1975 | 0 | 102828.4527 | 0 | 249836.0152 | 650022.0631 | 443653.4147 | 1984116.6602 | 961560.8286 | 8754830.6413 | 8754830.6413 | 1478867.319 | 4383653.3264 | 0 | 11700508.1302 | 26317859.4169 | 562.3413 | 0.056037 | 208800.0269 | 469652.2316 | 4256.671 | 9574.496
1 | 2800 | 707 | 0.04 | 15 | 15 | 7 | 7.4989e-13 | 5spot_SharedNeighbor | Water | Porous | Wet | R600a | MinimizeLCOE_Brownfield | IgnoreSilica | 3.1295 | 0.65251 | 0.02302 | 4 | 132958.9865 | 291704.7554 | 2710.5488 | 5946.796 | 114.8225 | 0 | 580.9698 | 288914.9253 | 19720.815 | 243453.2272 | 142715.5633 | 0 | 120920.164 | 0 | 318132.631 | 827715.848 | 564933.0741 | 2526506.2481 | 961560.8286 | 8754830.6413 | 8754830.6413 | 1478867.319 | 4383653.3264 | 0 | 12242897.718 | 26860249.0047 | 749.8942 | 0.09208 | 132958.9865 | 291704.7554 | 2710.5488 | 5946.796
1 | 2800 | 707 | 0.04 | 15 | 15 | 7 | 1e-12 | 5spot_SharedNeighbor | Water | Porous | Wet | R600a | MinimizeLCOE_Brownfield | IgnoreSilica | 4.158 | 0.89951 | 0.035383 | 4 | 91257.4448 | 194537.4212 | 1860.4064 | 3965.9085 | 117.1717 | 0 | 69.8959 | 366237.4264 | 25372.2286 | 314220.6789 | 184690.0543 | 0 | 142457.6833 | 0 | 402861.4479 | 1048162.8492 | 715392.6822 | 3199395.0509 | 961560.8286 | 8754830.6413 | 8754830.6413 | 1478867.319 | 4383653.3264 | 0 | 12915786.5208 | 27533137.8076 | 1000 | 0.14153 | 91257.4448 | 194537.4212 | 1860.4064 | 3965.9085
1 | 2800 | 707 | 0.04 | 15 | 15 | 7 | 1.3335e-12 | 5spot_SharedNeighbor | Water | Porous | Wet | R600a | MinimizeLCOE_Brownfield | IgnoreSilica | 5.4421 | 1.209 | 0.051926 | 4 | 65962.9905 | 136339.5094 | 1344.7448 | 2779.4653 | 118.898 | 0 | 75.4024 | 454573.62 | 31835.0868 | 397610.5025 | 237163.2727 | 0 | 165202.5445 | 0 | 501690.1603 | 1305294.8864 | 890890.5811 | 3984260.6543 | 961560.8286 | 8754830.6413 | 8754830.6413 | 1478867.319 | 4383653.3264 | 0 | 13700652.1243 | 28318003.411 | 1333.5214 | 0.2077 | 65962.9905 | 136339.5094 | 1344.7448 | 2779.4653
1 | 2800 | 707 | 0.04 | 15 | 15 | 7 | 1.7783e-12 | 5spot_SharedNeighbor | Water | Porous | Wet | R600a | MinimizeLCOE_Brownfield | IgnoreSilica | 7.0085 | 1.5868 | 0.07356 | 4 | 49609.7143 | 99288.0377 | 1011.3611 | 2024.1209 | 120.1294 | 0 | 76.3662 | 553490.83 | 39060.5874 | 493805.4602 | 301366.0648 | 0 | 188115.8198 | 0 | 614577.1173 | 1599003.592 | 1091352.8078 | 4880772.2792 | 961560.8286 | 8754830.6413 | 8754830.6413 | 1478867.319 | 4383653.3264 | 0 | 14597163.7491 | 29214515.0359 | 1778.2794 | 0.29424 | 49609.7143 | 99288.0377 | 1011.3611 | 2024.1209
1 | 2800 | 707 | 0.04 | 15 | 15 | 7 | 2.3714e-12 | 5spot_SharedNeighbor | Water | Porous | Wet | R600a | MinimizeLCOE_Brownfield | IgnoreSilica | 9.3495 | 2.1549 | 0.10372 | 4 | 38290.5125 | 73523.6386 | 780.6039 | 1498.8788 | 121.3034 | 0 | 108.4552 | 690150.8339 | 49050.9206 | 630256.8142 | 397590.4727 | 0 | 224842.6459 | 0 | 776837.758 | 2021172.4951 | 1379491.7588 | 6169393.6993 | 961560.8286 | 8754830.6413 | 8754830.6413 | 1478867.319 | 4383653.3264 | 0 | 15885785.1692 | 30503136.456 | 2371.3737 | 0.41488 | 38290.5125 | 73523.6386 | 780.6039 | 1498.8788
1 | 2800 | 707 | 0.04 | 15 | 15 | 7 | 3.1623e-12 | 5spot_SharedNeighbor | Water | Porous | Wet | R600a | MinimizeLCOE_Brownfield | IgnoreSilica | 11.707 | 2.7269 | 0.14079 | 4 | 30331.0403 | 56286.3726 | 618.3393 | 1147.4738 | 121.9992 | 0 | 100.9825 | 817079.6107 | 58304.8882 | 760503.1519 | 494588.6339 | 0 | 247514.9445 | 0 | 927416.5794 | 2412947.7003 | 1646886.3866 | 7365241.8954 | 961560.8286 | 8754830.6413 | 8754830.6413 | 1478867.319 | 4383653.3264 | 0 | 17081633.3654 | 31698984.6521 | 3162.2777 | 0.56317 | 30331.0403 | 56286.3726 | 618.3393 | 1147.4738
1 | 2800 | 707 | 0.04 | 15 | 15 | 7 | 4.217e-12 | 5spot_SharedNeighbor | Water | Porous | Wet | R600a | MinimizeLCOE_Brownfield | IgnoreSilica | 14.9519 | 3.513 | 0.18976 | 4 | 24581.3175 | 43839.2091 | 501.1234 | 893.7216 | 122.5964 | 0 | 97.0024 | 979001.3929 | 70065.1341 | 930970.9649 | 626753.1022 | 0 | 280157.0905 | 0 | 1125909.597 | 2929385.8155 | 1999366.012 | 8941609.1091 | 961560.8286 | 8754830.6413 | 8754830.6413 | 1478867.319 | 4383653.3264 | 0 | 18658000.579 | 33275351.8658 | 4216.965 | 0.75903 | 24581.3175 | 43839.2091 | 501.1234 | 893.7216
1 | 2800 | 707 | 0.04 | 15 | 15 | 7 | 5.6234e-12 | 5spot_SharedNeighbor | Water | Porous | Wet | R600a | MinimizeLCOE_Brownfield | IgnoreSilica | 19.0345 | 4.5026 | 0.25312 | 4 | 20292.965 | 34730.0573 | 413.6995 | 708.0192 | 123.062 | 0 | 102.3811 | 1168299.3271 | 83781.237 | 1135093.8759 | 793266.612 | 0 | 316188.3465 | 0 | 1363685.4654 | 3548029.8507 | 2421603.2778 | 10829947.9924 | 961560.8286 | 8754830.6413 | 8754830.6413 | 1478867.319 | 4383653.3264 | 0 | 20546339.4623 | 35163690.7491 | 5623.4133 | 1.0125 | 20292.965 | 34730.0573 | 413.6995 | 708.0192
1 | 2800 | 707 | 0.04 | 15 | 15 | 7 | 7.4989e-12 | 5spot_SharedNeighbor | Water | Porous | Wet | R600a | MinimizeLCOE_Brownfield | IgnoreSilica | 24.0381 | 5.7166 | 0.33401 | 4 | 17031.3592 | 27972.0877 | 347.2073 | 570.2488 | 123.4193 | 0 | 123.5803 | 1384653.798 | 99432.2069 | 1373600.5321 | 998502.8092 | 0 | 353456.9353 | 0 | 1641762.0498 | 4271528.0818 | 2915405.687 | 13038342.1001 | 961560.8286 | 8754830.6413 | 8754830.6413 | 1478867.319 | 4383653.3264 | 0 | 22754733.5701 | 37372084.8568 | 7498.9421 | 1.336 | 17031.3592 | 27972.0877 | 347.2073 | 570.2488
1 | 2800 | 707 | 0.04 | 15 | 15 | 7 | 1e-11 | 5spot_SharedNeighbor | Water | Porous | Wet | R600a | MinimizeLCOE_Brownfield | IgnoreSilica | 30.1749 | 7.2059 | 0.43637 | 4 | 14519.0625 | 22893.4769 | 295.9907 | 466.7145 | 123.6978 | 0 | 106.2671 | 1632389.4429 | 117305.7736 | 1652783.3485 | 1250267.3917 | 0 | 392467.0804 | 0 | 1967633.0844 | 5119377.6687 | 3494080.4516 | 15626304.2417 | 961560.8286 | 8754830.6413 | 8754830.6413 | 1478867.319 | 4383653.3264 | 0 | 25342695.7117 | 39960046.9984 | 10000 | 1.7455 | 14519.0625 | 22893.4769 | 295.9907 | 466.7145
1 | 2800 | 707 | 0.04 | 15 | 15 | 7 | 1.3335e-11 | 5spot_SharedNeighbor | Water | Porous | Wet | R600a | MinimizeLCOE_Brownfield | IgnoreSilica | 37.6339 | 9.0163 | 0.56445 | 4 | 12558.9406 | 19033.148 | 256.031 | 388.0165 | 123.9155 | 0 | 110.6538 | 1914163.3727 | 137580.9105 | 1977083.3557 | 1556311.3929 | 0 | 432761.0466 | 0 | 2346981.0306 | 6106363.2096 | 4167718.3638 | 18638962.6826 | 961560.8286 | 8754830.6413 | 8754830.6413 | 1478867.319 | 4383653.3264 | 0 | 28355354.1525 | 42972705.4392 | 13335.2143 | 2.2578 | 12558.9406 | 19033.148 | 256.031 | 388.0165
1 | 2800 | 707 | 0.04 | 15 | 15 | 7 | 1.7783e-11 | 5spot_SharedNeighbor | Water | Porous | Wet | R600a | MinimizeLCOE_Brownfield | IgnoreSilica | 46.5077 | 11.1698 | 0.72156 | 4 | 11015.3964 | 16079.921 | 224.5638 | 327.8109 | 124.0811 | 0 | 146.4933 | 2228566.4835 | 160139.4519 | 2346321.4221 | 1920296.3513 | 0 | 472445.152 | 0 | 2779829.8557 | 7232547.063 | 4936361.9845 | 22076507.7639 | 961560.8286 | 8754830.6413 | 8754830.6413 | 1478867.319 | 4383653.3264 | 0 | 31792899.2338 | 46410250.5206 | 17782.7941 | 2.8862 | 11015.3964 | 16079.921 | 224.5638 | 327.8109
1 | 2800 | 707 | 0.04 | 15 | 15 | 7 | 2.3714e-11 | 5spot_SharedNeighbor | Water | Porous | Wet | R600a | MinimizeLCOE_Brownfield | IgnoreSilica | 56.6392 | 13.6252 | 0.90759 | 4 | 9794.6541 | 13821.0933 | 199.6773 | 281.7617 | 124.1903 | 0 | 152.2881 | 2565993.246 | 184267.9634 | 2750377.3054 | 2335488.3825 | 0 | 507249.3773 | 0 | 3253916.7471 | 8466023.9058 | 5778235.2751 | 25841552.2025 | 961560.8286 | 8754830.6413 | 8754830.6413 | 1478867.319 | 4383653.3264 | 0 | 35557943.6724 | 50175294.9592 | 23713.7371 | 3.6303 | 9794.6541 | 13821.0933 | 199.6773 | 281.7617
1 | 2800 | 707 | 0.04 | 15 | 15 | 7 | 3.1623e-11 | 5spot_SharedNeighbor | Water | Porous | Wet | R600a | MinimizeLCOE_Brownfield | IgnoreSilica | 67.6332 | 16.28 | 1.1176 | 4 | 8830.556 | 12100.3445 | 180.0228 | 246.6819 | 124.2316 | 0 | 163.9757 | 2910877.613 | 208819.8783 | 3171228.2848 | 2785102.559 | 0 | 532473.2181 | 0 | 3747315.6057 | 9749746.526 | 6654402.3412 | 29759966.026 | 961560.8286 | 8754830.6413 | 8754830.6413 | 1478867.319 | 4383653.3264 | 0 | 39476357.496 | 54093708.7827 | 31622.7766 | 4.4704 | 8830.556 | 12100.3445 | 180.0228 | 246.6819
1 | 2800 | 707 | 0.04 | 15 | 15 | 7 | 4.217e-11 | 5spot_SharedNeighbor | Water | Porous | Wet | R600a | MinimizeLCOE_Brownfield | IgnoreSilica | 78.9165 | 18.9866 | 1.3419 | 4 | 8073.2108 | 10796.5636 | 164.5833 | 220.1026 | 124.1986 | 0 | 192.6963 | 3245020.3011 | 232468.372 | 3586519.1582 | 3244835.4325 | 0 | 544592.135 | 0 | 4232839.8055 | 11012980.8991 | 7516585.7578 | 33615841.8612 | 961560.8286 | 8754830.6413 | 8754830.6413 | 1478867.319 | 4383653.3264 | 0 | 43332233.3311 | 57949584.6179 | 42169.6503 | 5.3674 | 8073.2108 | 10796.5636 | 164.5833 | 220.1026
1 | 2800 | 707 | 0.04 | 15 | 15 | 7 | 5.6234e-11 | 5spot_SharedNeighbor | Water | Porous | Wet | R600a | MinimizeLCOE_Brownfield | IgnoreSilica | 89.8982 | 21.5969 | 1.5682 | 4 | 7482.204 | 9812.5479 | 152.5348 | 200.0421 | 124.0993 | 0 | 171.2769 | 3553031.9526 | 254114.7885 | 3976098.8969 | 3689979.981 | 0 | 542773.9273 | 0 | 4686239.8231 | 12192634.7397 | 8321723.7434 | 37216597.8525 | 961560.8286 | 8754830.6413 | 8754830.6413 | 1478867.319 | 4383653.3264 | 0 | 46932989.3225 | 61550340.6092 | 56234.1325 | 6.2726 | 7482.204 | 9812.5479 | 152.5348 | 200.0421
1 | 2800 | 707 | 0.04 | 15 | 15 | 7 | 7.4989e-11 | 5spot_SharedNeighbor | Water | Porous | Wet | R600a | MinimizeLCOE_Brownfield | IgnoreSilica | 100.0808 | 23.991 | 1.7847 | 4 | 7023.9383 | 9071.5526 | 143.1925 | 184.9359 | 123.9536 | 0 | 194.8431 | 3824743.5512 | 273062.8761 | 4325416.7134 | 4100157.8088 | 0 | 528684.9703 | 0 | 5090305.7087 | 13243931.2888 | 9039255.2402 | 40425558.1574 | 961560.8286 | 8754830.6413 | 8754830.6413 | 1478867.319 | 4383653.3264 | 0 | 50141949.6273 | 64759300.9141 | 74989.4209 | 7.1387 | 7023.9383 | 9071.5526 | 143.1925 | 184.9359
1 | 2800 | 707 | 0.04 | 15 | 15 | 7 | 1e-10 | 5spot_SharedNeighbor | Water | Porous | Wet | R600a | MinimizeLCOE_Brownfield | IgnoreSilica | 109.1157 | 26.0911 | 1.982 | 4 | 6670.6062 | 8514.357 | 135.9893 | 173.5767 | 123.785 | 0 | 214.0185 | 4055351.6692 | 289017.2233 | 4626307.4 | 4461522.0905 | 0 | 505477.5114 | 0 | 5435693.5988 | 14142559.7301 | 9652587.6163 | 43168516.8397 | 961560.8286 | 8754830.6413 | 8754830.6413 | 1478867.319 | 4383653.3264 | 0 | 52884908.3096 | 67502259.5964 | 100000 | 7.9281 | 6670.6062 | 8514.357 | 135.9893 | 173.5767
1 | 2800 | 707 | 0.04 | 15 | 15 | 7 | 1.3335e-10 | 5spot_SharedNeighbor | Water | Porous | Wet | R600a | MinimizeLCOE_Brownfield | IgnoreSilica | 116.8501 | 27.8692 | 2.1547 | 4 | 6399.469 | 8095.4622 | 130.4618 | 165.0369 | 123.6136 | 0 | 229.9895 | 4245371.0673 | 302065.5758 | 4877441.2222 | 4768895.3182 | 0 | 476989.2921 | 0 | 5721597.3655 | 14886422.684 | 10160289.3672 | 45439071.8923 | 961560.8286 | 8754830.6413 | 8754830.6413 | 1478867.319 | 4383653.3264 | 0 | 55155463.3623 | 69772814.649 | 133352.1432 | 8.6188 | 6399.469 | 8095.4622 | 130.4618 | 165.0369
1 | 2800 | 707 | 0.04 | 15 | 15 | 7 | 1.7783e-10 | 5spot_SharedNeighbor | Water | Porous | Wet | R600a | MinimizeLCOE_Brownfield | IgnoreSilica | 123.2419 | 29.3239 | 2.3003 | 4 | 6192.2395 | 7780.8903 | 126.2372 | 158.624 | 123.4545 | 0 | 230.9234 | 4397462.2528 | 312439.2196 | 5080646.689 | 5021447.1422 | 0 | 446389.8171 | 0 | 5950770.1971 | 15482683.3819 | 10567249.5455 | 47259088.2452 | 961560.8286 | 8754830.6413 | 8754830.6413 | 1478867.319 | 4383653.3264 | 0 | 56975479.7151 | 71592831.0019 | 177827.941 | 9.2011 | 6192.2395 | 7780.8903 | 126.2372 | 158.624
1 | 2800 | 707 | 0.04 | 15 | 15 | 7 | 2.3714e-10 | 5spot_SharedNeighbor | Water | Porous | Wet | R600a | MinimizeLCOE_Brownfield | IgnoreSilica | 128.3971 | 30.487 | 2.4197 | 4 | 6034.3772 | 7544.6456 | 123.0189 | 153.8078 | 123.3151 | 0 | 221.5344 | 4516967.0036 | 320542.8601 | 5241753.3205 | 5224127.564 | 0 | 416407.7046 | 0 | 6130721.3966 | 15950879.4901 | 10886803.0098 | 48688202.3493 | 961560.8286 | 8754830.6413 | 8754830.6413 | 1478867.319 | 4383653.3264 | 0 | 58404593.8193 | 73021945.106 | 237137.3706 | 9.6786 | 6034.3772 | 7544.6456 | 123.0189 | 153.8078
1 | 2800 | 707 | 0.04 | 15 | 15 | 7 | 3.1623e-10 | 5spot_SharedNeighbor | Water | Porous | Wet | R600a | MinimizeLCOE_Brownfield | IgnoreSilica | 130 | 30.8466 | 2.4835 | 4 | 5911.9681 | 7383.4441 | 120.5235 | 150.5215 | 123.2693 | 0 | 234.5577 | 4553527.0631 | 323012.2385 | 5291321.3026 | 5286938.0487 | 0 | 369521.7095 | 0 | 6171484.9413 | 16056937.8717 | 10959190.0345 | 49011933.2098 | 961560.8286 | 8754830.6413 | 8754830.6413 | 1478867.319 | 4383653.3264 | 0 | 58728324.6798 | 73345675.9665 | 316227.766 | 9.9338 | 5911.9681 | 7383.4441 | 120.5235 | 150.5215
1 | 2800 | 707 | 0.04 | 15 | 15 | 7 | 4.217e-10 | 5spot_SharedNeighbor | Water | Porous | Wet | R600a | MinimizeLCOE_Brownfield | IgnoreSilica | 138.1756 | 32.6794 | 2.6269 | 4 | 5818.9564 | 7210.0896 | 118.6273 | 146.9874 | 123.05 | 0 | 211.5404 | 4738037.7081 | 335470.4595 | 5542233.6209 | 5607201.1143 | 0 | 380919.9321 | 0 | 6475506.5056 | 16847939.6185 | 11499064.9801 | 51426373.9389 | 961560.8286 | 8754830.6413 | 8754830.6413 | 1478867.319 | 4383653.3264 | 0 | 61142765.4089 | 75760116.6956 | 421696.5034 | 10.5075 | 5818.9564 | 7210.0896 | 118.6273 | 146.9874
1 | 2800 | 707 | 0.04 | 15 | 15 | 7 | 5.6234e-10 | 5spot_SharedNeighbor | Water | Porous | Wet | R600a | MinimizeLCOE_Brownfield | IgnoreSilica | 140.7935 | 33.2641 | 2.6888 | 4 | 5749.6368 | 7108.7162 | 117.2141 | 144.9208 | 122.9801 | 0 | 224.0239 | 4796198.8532 | 339390.0962 | 5621696.5975 | 5709935.8502 | 0 | 361515.1884 | 0 | 6563207.2684 | 17076119.0133 | 11654802.1058 | 52122864.973 | 961560.8286 | 8754830.6413 | 8754830.6413 | 1478867.319 | 4383653.3264 | 0 | 61839256.4429 | 76456607.7296 | 562341.3252 | 10.7553 | 5749.6368 | 7108.7162 | 117.2141 | 144.9208
1 | 2800 | 707 | 0.04 | 15 | 15 | 7 | 7.4989e-10 | 5spot_SharedNeighbor | Water | Porous | Wet | R600a | MinimizeLCOE_Brownfield | IgnoreSilica | 142.7887 | 33.709 | 2.7367 | 4 | 5697.2723 | 7032.5904 | 116.1466 | 143.3689 | 122.9257 | 0 | 211.6537 | 4840275.5012 | 342361.7665 | 5681964.4085 | 5788951.2392 | 0 | 345391.5478 | 0 | 6629588.3406 | 17248828.9467 | 11772680.1841 | 52650041.9345 | 961560.8286 | 8754830.6413 | 8754830.6413 | 1478867.319 | 4383653.3264 | 0 | 62366433.4044 | 76983784.6912 | 749894.2093 | 10.9467 | 5697.2723 | 7032.5904 | 116.1466 | 143.3689
1 | 2800 | 707 | 0.04 | 15 | 15 | 7 | 1e-09 | 5spot_SharedNeighbor | Water | Porous | Wet | R600a | MinimizeLCOE_Brownfield | IgnoreSilica | 144.2897 | 34.0429 | 2.7731 | 4 | 5657.7747 | 6975.5549 | 115.3414 | 142.2061 | 122.8843 | 0 | 214.3262 | 4873214.3116 | 344579.3543 | 5727104.062 | 5848352.5782 | 0 | 332223.7825 | 0 | 6678934.8946 | 17377218.5577 | 11860308.7318 | 53041936.2726 | 961560.8286 | 8754830.6413 | 8754830.6413 | 1478867.319 | 4383653.3264 | 0 | 62758327.7425 | 77375679.0293 | 1000000 | 11.0924 | 5657.7747 | 6975.5549 | 115.3414 | 142.2061
1 | 2800 | 707 | 0.04 | 15 | 15 | 7 | 1.3335e-09 | 5spot_SharedNeighbor | Water | Porous | Wet | R600a | MinimizeLCOE_Brownfield | IgnoreSilica | 145.4345 | 34.2972 | 2.801 | 4 | 5628.0183 | 6932.6956 | 114.7348 | 141.3324 | 122.8524 | 0 | 208.0398 | 4898211.3916 | 346260.4453 | 5761418.3636 | 5893634.7098 | 0 | 321807.8128 | 0 | 6716319.762 | 17474486.3142 | 11926695.9742 | 53338834.7735 | 961560.8286 | 8754830.6413 | 8754830.6413 | 1478867.319 | 4383653.3264 | 0 | 63055226.2435 | 77672577.5302 | 1333521.4322 | 11.2038 | 5628.0183 | 6932.6956 | 114.7348 | 141.3324
1 | 2800 | 707 | 0.04 | 15 | 15 | 7 | 1.7783e-09 | 5spot_SharedNeighbor | Water | Porous | Wet | R600a | MinimizeLCOE_Brownfield | IgnoreSilica | 146.2971 | 34.4885 | 2.822 | 4 | 5605.6228 | 6900.5463 | 114.2782 | 140.677 | 122.8282 | 0 | 211.5159 | 4916973.0601 | 347521.1482 | 5787206.3011 | 5927737.3123 | 0 | 313620.1928 | 0 | 6744292.6256 | 17547265.9673 | 11976369.5829 | 53560986.1903 | 961560.8286 | 8754830.6413 | 8754830.6413 | 1478867.319 | 4383653.3264 | 0 | 63277377.6602 | 77894728.947 | 1778279.41 | 11.2882 | 5605.6228 | 6900.5463 | 114.2782 | 140.677
1 | 2800 | 707 | 0.04 | 15 | 15 | 7 | 2.3714e-09 | 5spot_SharedNeighbor | Water | Porous | Wet | R600a | MinimizeLCOE_Brownfield | IgnoreSilica | 146.9297 | 34.6287 | 2.8378 | 4 | 5588.7808 | 6876.533 | 113.9349 | 140.1874 | 122.8104 | 0 | 234.4867 | 4930694.1446 | 348442.5663 | 5806084.1843 | 5952741.3671 | 0 | 307143.0006 | 0 | 6764591.0525 | 17600078.3102 | 12012415.0921 | 53722189.7177 | 961560.8286 | 8754830.6413 | 8754830.6413 | 1478867.319 | 4383653.3264 | 0 | 63438581.1876 | 78055932.4743 | 2371373.7057 | 11.3511 | 5588.7808 | 6876.533 | 113.9349 | 140.1874
1 | 2800 | 707 | 0.04 | 15 | 15 | 7 | 3.1623e-09 | 5spot_SharedNeighbor | Water | Porous | Wet | R600a | MinimizeLCOE_Brownfield | IgnoreSilica | 147.4218 | 34.7376 | 2.8498 | 4 | 5576.1233 | 6858.4172 | 113.6768 | 139.8181 | 122.7964 | 0 | 252.8266 | 4941345.1049 | 349157.4859 | 5820748.5556 | 5972187.3591 | 0 | 302267.7908 | 0 | 6780425.4555 | 17641276.1788 | 12040533.484 | 53847941.4147 | 961560.8286 | 8754830.6413 | 8754830.6413 | 1478867.319 | 4383653.3264 | 0 | 63564332.8846 | 78181684.1714 | 3162277.6602 | 11.3994 | 5576.1233 | 6858.4172 | 113.6768 | 139.8181
1 | 2800 | 707 | 0.04 | 15 | 15 | 7 | 4.217e-09 | 5spot_SharedNeighbor | Water | Porous | Wet | R600a | MinimizeLCOE_Brownfield | IgnoreSilica | 147.7728 | 34.8153 | 2.8587 | 4 | 5566.6154 | 6844.9447 | 113.483 | 139.5435 | 122.7865 | 0 | 232.6968 | 4948929.3239 | 349666.371 | 5831196.402 | 5986054.3997 | 0 | 298406.2527 | 0 | 6791558.5722 | 17670242.2647 | 12060303.4328 | 53936357.0191 | 961560.8286 | 8754830.6413 | 8754830.6413 | 1478867.319 | 4383653.3264 | 0 | 63652748.489 | 78270099.7757 | 4216965.0343 | 11.4347 | 5566.6154 | 6844.9447 | 113.483 | 139.5435
1 | 2800 | 707 | 0.04 | 15 | 15 | 7 | 5.6234e-09 | 5spot_SharedNeighbor | Water | Porous | Wet | R600a | MinimizeLCOE_Brownfield | IgnoreSilica | 144.2324 | 34.0299 | 2.8133 | 4 | 5557.5177 | 6856.4581 | 113.2975 | 139.7782 | 122.8853 | 0 | 249.3491 | 4871911.7637 | 344490.3672 | 5725343.4677 | 5846066.3726 | 0 | 267285.2254 | 0 | 6651487.9067 | 17305807.1254 | 11811568.9618 | 52823961.1905 | 961560.8286 | 8754830.6413 | 8754830.6413 | 1478867.319 | 4383653.3264 | 0 | 62540352.6604 | 77157703.9472 | 5623413.2519 | 11.2533 | 5557.5177 | 6856.4581 | 113.2975 | 139.7782
1 | 2800 | 707 | 0.04 | 15 | 15 | 7 | 7.4989e-09 | 5spot_SharedNeighbor | Water | Porous | Wet | R600a | MinimizeLCOE_Brownfield | IgnoreSilica | 145.58 | 34.3292 | 2.8346 | 4 | 5551.5138 | 6840.7058 | 113.1751 | 139.457 | 122.8479 | 0 | 219.809 | 4901346.8798 | 346470.2609 | 5765744.3303 | 5899375.0655 | 0 | 272868.8672 | 0 | 6702464.1075 | 17438436.7432 | 11902091.4013 | 53228797.6557 | 961560.8286 | 8754830.6413 | 8754830.6413 | 1478867.319 | 4383653.3264 | 0 | 62945189.1257 | 77562540.4124 | 7498942.0933 | 11.3384 | 5551.5138 | 6840.7058 | 113.1751 | 139.457
1 | 2800 | 707 | 0.04 | 15 | 15 | 7 | 1e-08 | 5spot_SharedNeighbor | Water | Porous | Wet | R600a | MinimizeLCOE_Brownfield | IgnoreSilica | 146.5907 | 34.5534 | 2.8505 | 4 | 5547.1319 | 6829.1366 | 113.0858 | 139.2212 | 122.8197 | 0 | 238.0687 | 4923324.6964 | 347947.1268 | 5795955.1469 | 5939336.9015 | 0 | 277045.5902 | 0 | 6740607.6901 | 17537678.5209 | 11969825.9538 | 53531721.6266 | 961560.8286 | 8754830.6413 | 8754830.6413 | 1478867.319 | 4383653.3264 | 0 | 63248113.0966 | 77865464.3833 | 10000000 | 11.4019 | 5547.1319 | 6829.1366 | 113.0858 | 139.2212
1 | 2900 | 707 | 0.04 | 15 | 15 | 7 | 1e-13 | 5spot_SharedNeighbor | Water | Porous | Wet | R600a | MinimizeLCOE_Brownfield | IgnoreSilica | 0 | 0 | 0 | 0 | [6 empty] | 21.1262 | [19 empty] | 100 | 0
1 | 2900 | 707 | 0.04 | 15 | 15 | 7 | 1.3335e-13 | 5spot_SharedNeighbor | Water | Porous | Wet | R600a | MinimizeLCOE_Brownfield | IgnoreSilica | 0 | 0 | 0 | 0 | [6 empty] | 22.1868 | [19 empty] | 133.3521 | 0
1 | 2900 | 707 | 0.04 | 15 | 15 | 7 | 1.7783e-13 | 5spot_SharedNeighbor | Water | Porous | Wet | R600a | MinimizeLCOE_Brownfield | IgnoreSilica | 0 | 0 | 0 | 0 | [6 empty] | 23.3992 | [19 empty] | 177.8279 | 0
1 | 2900 | 707 | 0.04 | 15 | 15 | 7 | 2.3714e-13 | 5spot_SharedNeighbor | Water | Porous | Wet | R600a | MinimizeLCOE_Brownfield | IgnoreSilica | 0.93774 | 0.14639 | 0.0013649 | 4 | 2009692.8508 | 4781990.295 | 40970.3071 | 97487.3403 | 97.859 | 0 | 45.268 | 91872.4317 | 5631.9062 | 74557.3 | 55017.0389 | 0 | 58827.8242 | 0 | 111503.5354 | 290109.3266 | 198005.5765 | 885524.9395 | 961560.8286 | 9125037.6958 | 9125037.6958 | 1478867.319 | 4531736.1482 | 0 | 10972123.4639 | 26107764.6268 | 237.1374 | 0.0054596 | 2009692.8508 | 4781990.295 | 40970.3071 | 97487.3403
1 | 2900 | 707 | 0.04 | 15 | 15 | 7 | 3.1623e-13 | 5spot_SharedNeighbor | Water | Porous | Wet | R600a | MinimizeLCOE_Brownfield | IgnoreSilica | 1.3936 | 0.25355 | 0.0049281 | 4 | 577331.4225 | 1345159.2241 | 11769.6819 | 27422.8902 | 106.5168 | 0 | 51.4831 | 142477.5544 | 9217.9576 | 114967.0933 | 73445.5685 | 0 | 77656.6307 | 0 | 162928.2737 | 423905.9471 | 289324.5193 | 1293923.5446 | 961560.8286 | 9125037.6958 | 9125037.6958 | 1478867.319 | 4531736.1482 | 0 | 11380522.069 | 26516163.232 | 316.2278 | 0.019712 | 577331.4225 | 1345159.2241 | 11769.6819 | 27422.8902
1 | 2900 | 707 | 0.04 | 15 | 15 | 7 | 4.217e-13 | 5spot_SharedNeighbor | Water | Porous | Wet | R600a | MinimizeLCOE_Brownfield | IgnoreSilica | 1.8264 | 0.35927 | 0.01036 | 4 | 283101.8767 | 648351.2238 | 5771.4147 | 13217.5167 | 111.1973 | 0 | 324.923 | 186806.9487 | 12445.9446 | 151425.1819 | 91335.1193 | 0 | 89075.7317 | 0 | 207124.6813 | 538895.9336 | 367807.5479 | 1644917.089 | 961560.8286 | 9125037.6958 | 9125037.6958 | 1478867.319 | 4531736.1482 | 0 | 11731515.6134 | 26867156.7764 | 421.6965 | 0.041439 | 283101.8767 | 648351.2238 | 5771.4147 | 13217.5167
1 | 2900 | 707 | 0.04 | 15 | 15 | 7 | 5.6234e-13 | 5spot_SharedNeighbor | Water | Porous | Wet | R600a | MinimizeLCOE_Brownfield | IgnoreSilica | 2.4293 | 0.50933 | 0.018184 | 4 | 167661.5153 | 375751.2865 | 3418.0068 | 7660.1982 | 115.1726 | 0 | 453.0153 | 243723.3344 | 16648.7338 | 199636.0113 | 116424.7423 | 0 | 104314.9336 | 0 | 265491.6246 | 690754.7474 | 471454.3087 | 2108448.4362 | 961560.8286 | 9125037.6958 | 9125037.6958 | 1478867.319 | 4531736.1482 | 0 | 12195046.9606 | 27330688.1236 | 562.3413 | 0.072736 | 167661.5153 | 375751.2865 | 3418.0068 | 7660.1982
1 | 2900 | 707 | 0.04 | 15 | 15 | 7 | 7.4989e-13 | 5spot_SharedNeighbor | Water | Porous | Wet | R600a | MinimizeLCOE_Brownfield | IgnoreSilica | 3.2073 | 0.70532 | 0.029019 | 4 | 109889.322 | 240282.6647 | 2240.2425 | 4898.4871 | 118.2355 | 0 | 600.9909 | 311083.6309 | 21665.8612 | 258474.6726 | 149017.2936 | 0 | 121490.257 | 0 | 336075.369 | 874399.1715 | 596795.4017 | 2669001.6575 | 961560.8286 | 9125037.6958 | 9125037.6958 | 1478867.319 | 4531736.1482 | 0 | 12755600.1819 | 27891241.3448 | 749.8942 | 0.11608 | 109889.322 | 240282.6647 | 2240.2425 | 4898.4871
1 | 2900 | 707 | 0.04 | 15 | 15 | 7 | 1e-12 | 5spot_SharedNeighbor | Water | Porous | Wet | R600a | MinimizeLCOE_Brownfield | IgnoreSilica | 4.2675 | 0.97459 | 0.043958 | 4 | 76641.4823 | 162720.8249 | 1562.4403 | 3317.2841 | 120.698 | 0 | 88.4536 | 395102.8152 | 27950.5436 | 334208.3809 | 193701.2533 | 0 | 143409.6592 | 0 | 426805.3343 | 1110459.9301 | 757911.72 | 3389549.6365 | 961560.8286 | 9125037.6958 | 9125037.6958 | 1478867.319 | 4531736.1482 | 0 | 13476148.1609 | 28611789.3238 | 1000 | 0.17583 | 76641.4823 | 162720.8249 | 1562.4403 | 3317.2841
1 | 2900 | 707 | 0.04 | 15 | 15 | 7 | 1.3335e-12 | 5spot_SharedNeighbor | Water | Porous | Wet | R600a | MinimizeLCOE_Brownfield | IgnoreSilica | 5.6636 | 1.3303 | 0.064056 | 4 | 56063.3617 | 115135.5968 | 1142.9275 | 2347.1949 | 122.5765 | 0 | 96.2799 | 495955.4461 | 35497.7858 | 428116.118 | 252343.176 | 0 | 169343.8448 | 0 | 538689.9846 | 1401560.8393 | 956594.072 | 4278101.2666 | 961560.8286 | 9125037.6958 | 9125037.6958 | 1478867.319 | 4531736.1482 | 0 | 14364699.791 | 29500340.954 | 1333.5214 | 0.25622 | 56063.3617 | 115135.5968 | 1142.9275 | 2347.1949
1 | 2900 | 707 | 0.04 | 15 | 15 | 7 | 1.7783e-12 | 5spot_SharedNeighbor | Water | Porous | Wet | R600a | MinimizeLCOE_Brownfield | IgnoreSilica | 7.5468 | 1.8093 | 0.090886 | 4 | 42607.8161 | 84241.4639 | 868.618 | 1717.3762 | 123.9623 | 0 | 94.222 | 619527.9676 | 44723.2219 | 547013.7346 | 331464.278 | 0 | 201782.5123 | 0 | 680359.5686 | 1770156.0366 | 1208167.8681 | 5403195.1878 | 961560.8286 | 9125037.6958 | 9125037.6958 | 1478867.319 | 4531736.1482 | 0 | 15489793.7121 | 30625434.8751 | 1778.2794 | 0.36354 | 42607.8161 | 84241.4639 | 868.618 | 1717.3762
1 | 2900 | 707 | 0.04 | 15 | 15 | 7 | 2.3714e-12 | 5spot_SharedNeighbor | Water | Porous | Wet | R600a | MinimizeLCOE_Brownfield | IgnoreSilica | 10.048 | 2.4528 | 0.12779 | 4 | 33084.0848 | 62694.5661 | 674.4638 | 1278.1135 | 125.1737 | 0 | 94.0942 | 771692.4437 | 56115.5397 | 697189.6196 | 437658.9974 | 0 | 240780.5435 | 0 | 859340.4862 | 2235827.6701 | 1525998.3265 | 6824603.6268 | 961560.8286 | 9125037.6958 | 9125037.6958 | 1478867.319 | 4531736.1482 | 0 | 16911202.1512 | 32046843.3142 | 2371.3737 | 0.51116 | 33084.0848 | 62694.5661 | 674.4638 | 1278.1135
1 | 2900 | 707 | 0.04 | 15 | 15 | 7 | 3.1623e-12 | 5spot_SharedNeighbor | Water | Porous | Wet | R600a | MinimizeLCOE_Brownfield | IgnoreSilica | 13.006 | 3.212 | 0.17475 | 4 | 26439.0985 | 48091.7901 | 538.9968 | 980.4162 | 125.9497 | 0 | 106.7069 | 936362.7707 | 68398.8142 | 864577.6464 | 563644.2982 | 0 | 277427.9101 | 0 | 1057060.4615 | 2750254.4879 | 1877105.2001 | 8394831.5891 | 961560.8286 | 9125037.6958 | 9125037.6958 | 1478867.319 | 4531736.1482 | 0 | 18481430.1135 | 33617071.2765 | 3162.2777 | 0.69902 | 26439.0985 | 48091.7901 | 538.9968 | 980.4162
1 | 2900 | 707 | 0.04 | 15 | 15 | 7 | 4.217e-12 | 5spot_SharedNeighbor | Water | Porous | Wet | R600a | MinimizeLCOE_Brownfield | IgnoreSilica | 16.5527 | 4.1224 | 0.23471 | 4 | 21576.0854 | 37697.8849 | 439.8577 | 768.5224 | 126.5192 | 0 | 97.8987 | 1119136.2267 | 81991.991 | 1055175.8878 | 714287.9521 | 0 | 312863.3454 | 0 | 1280547.6071 | 3331722.1974 | 2273968.8598 | 10169694.0672 | 961560.8286 | 9125037.6958 | 9125037.6958 | 1478867.319 | 4531736.1482 | 0 | 20256292.5916 | 35391933.7546 | 4216.965 | 0.93883 | 21576.0854 | 37697.8849 | 439.8577 | 768.5224
1 | 2900 | 707 | 0.04 | 15 | 15 | 7 | 5.6234e-12 | 5spot_SharedNeighbor | Water | Porous | Wet | R600a | MinimizeLCOE_Brownfield | IgnoreSilica | 20.9714 | 5.257 | 0.31176 | 4 | 17931.1589 | 30068.2491 | 365.5509 | 612.9819 | 126.9623 | 0 | 82.316 | 1330941.7732 | 97701.2246 | 1281327.9389 | 901983.0566 | 0 | 351097.5391 | 0 | 1545590.0976 | 4021308.3899 | 2744625.6057 | 12274575.6255 | 961560.8286 | 9125037.6958 | 9125037.6958 | 1478867.319 | 4531736.1482 | 0 | 22361174.1499 | 37496815.3129 | 5623.4133 | 1.2471 | 17931.1589 | 30068.2491 | 365.5509 | 612.9819
1 | 2900 | 707 | 0.04 | 15 | 15 | 7 | 7.4989e-12 | 5spot_SharedNeighbor | Water | Porous | Wet | R600a | MinimizeLCOE_Brownfield | IgnoreSilica | 26.4204 | 6.6559 | 0.40981 | 4 | 15150.3585 | 24383.7114 | 308.8605 | 497.0949 | 127.307 | 0 | 111.9923 | 1574329.8947 | 115701.8447 | 1547156.9814 | 1133110.0022 | 0 | 391471.1803 | 0 | 1857090.2623 | 4831767.9209 | 3297780.8889 | 14748408.9756 | 961560.8286 | 9125037.6958 | 9125037.6958 | 1478867.319 | 4531736.1482 | 0 | 24835007.5 | 39970648.6629 | 7498.9421 | 1.6392 | 15150.3585 | 24383.7114 | 308.8605 | 497.0949
1 | 2900 | 707 | 0.04 | 15 | 15 | 7 | 1e-11 | 5spot_SharedNeighbor | Water | Porous | Wet | R600a | MinimizeLCOE_Brownfield | IgnoreSilica | 33.1024 | 8.3717 | 0.53355 | 4 | 12995.7292 | 20087.6443 | 264.9355 | 409.5138 | 127.5769 | 0 | 135.2229 | 1853205.7389 | 136270.0057 | 1858402.5176 | 1416536.4486 | 0 | 433867.8599 | 0 | 2222330.2025 | 5782047.3244 | 3946366.1081 | 17649026.2057 | 961560.8286 | 9125037.6958 | 9125037.6958 | 1478867.319 | 4531736.1482 | 0 | 27735624.7301 | 42871265.8931 | 10000 | 2.1342 | 12995.7292 | 20087.6443 | 264.9355 | 409.5138
1 | 2900 | 707 | 0.04 | 15 | 15 | 7 | 1.3335e-11 | 5spot_SharedNeighbor | Water | Porous | Wet | R600a | MinimizeLCOE_Brownfield | IgnoreSilica | 41.1876 | 10.4481 | 0.68763 | 4 | 11306.3761 | 16809.2251 | 230.4958 | 342.6788 | 127.7869 | 0 | 137.7411 | 2169216.3892 | 159511.6156 | 2218473.1616 | 1759509.8499 | 0 | 477267.4711 | 0 | 2645751.61 | 6883702.971 | 4698268.7237 | 21011701.792 | 961560.8286 | 9125037.6958 | 9125037.6958 | 1478867.319 | 4531736.1482 | 0 | 31098300.3164 | 46233941.4794 | 13335.2143 | 2.7505 | 11306.3761 | 16809.2251 | 230.4958 | 342.6788
1 | 2900 | 707 | 0.04 | 15 | 15 | 7 | 1.7783e-11 | 5spot_SharedNeighbor | Water | Porous | Wet | R600a | MinimizeLCOE_Brownfield | IgnoreSilica | 50.6734 | 12.8829 | 0.87451 | 4 | 9971.6082 | 14298.5075 | 203.2847 | 291.4944 | 127.9405 | 0 | 151.0834 | 2517205.7893 | 185025.8033 | 2622940.9817 | 2161786.4465 | 0 | 518335.2212 | 0 | 3122064.7544 | 8122972.0673 | 5544095.3463 | 24794426.41 | 961560.8286 | 9125037.6958 | 9125037.6958 | 1478867.319 | 4531736.1482 | 0 | 34881024.9344 | 50016666.0974 | 17782.7941 | 3.498 | 9971.6082 | 14298.5075 | 203.2847 | 291.4944
1 | 2900 | 707 | 0.04 | 15 | 15 | 7 | 2.3714e-11 | 5spot_SharedNeighbor | Water | Porous | Wet | R600a | MinimizeLCOE_Brownfield | IgnoreSilica | 61.3339 | 15.613 | 1.0925 | 4 | 8914.8344 | 12378.423 | 181.741 | 252.3509 | 128.0288 | 0 | 133.4274 | 2884988.3656 | 211884.651 | 3058728.0372 | 2613345.4069 | 0 | 552410.7106 | 0 | 3635329.2968 | 9458381.1218 | 6455539.4659 | 28870607.0558 | 961560.8286 | 9125037.6958 | 9125037.6958 | 1478867.319 | 4531736.1482 | 0 | 38957205.5802 | 54092846.7431 | 23713.7371 | 4.3699 | 8914.8344 | 12378.423 | 181.741 | 252.3509
1 | 2900 | 707 | 0.04 | 15 | 15 | 7 | 3.1623e-11 | 5spot_SharedNeighbor | Water | Porous | Wet | R600a | MinimizeLCOE_Brownfield | IgnoreSilica | 72.6561 | 18.4978 | 1.3335 | 4 | 8080.9006 | 10918.4172 | 164.7401 | 222.5867 | 128.0389 | 0 | 171.7977 | 3252964.2698 | 238612.998 | 3503044.9444 | 3091578.5886 | 0 | 574165.5227 | 0 | 4157542.8661 | 10817073.7084 | 7382875.0746 | 33017857.9726 | 961560.8286 | 9125037.6958 | 9125037.6958 | 1478867.319 | 4531736.1482 | 0 | 43104456.497 | 58240097.6599 | 31622.7766 | 5.3341 | 8080.9006 | 10918.4172 | 164.7401 | 222.5867
1 | 2900 | 707 | 0.04 | 15 | 15 | 7 | 4.217e-11 | 5spot_SharedNeighbor | Water | Porous | Wet | R600a | MinimizeLCOE_Brownfield | IgnoreSilica | 84.0787 | 21.3846 | 1.5859 | 4 | 7426.794 | 9812.7306 | 151.4052 | 200.0458 | 127.9696 | 0 | 153.5599 | 3603499.8267 | 263898.4364 | 3934142.3914 | 3571839.0173 | 0 | 581300.8455 | 0 | 4662325.4017 | 12130414.3208 | 8279257.0291 | 37026677.2689 | 961560.8286 | 9125037.6958 | 9125037.6958 | 1478867.319 | 4531736.1482 | 0 | 47113275.7932 | 62248916.9562 | 42169.6503 | 6.3437 | 7426.794 | 9812.7306 | 151.4052 | 200.0458
1 | 2900 | 707 | 0.04 | 15 | 15 | 7 | 5.6234e-11 | 5spot_SharedNeighbor | Water | Porous | Wet | R600a | MinimizeLCOE_Brownfield | IgnoreSilica | 95.0138 | 24.119 | 1.8358 | 4 | 6917.0709 | 8978.2345 | 141.0138 | 183.0335 | 127.8352 | 0 | 192.8207 | 3921493.6967 | 286652.5735 | 4332091.3159 | 4028994.08 | 0 | 573763.5549 | 0 | 5125768.1362 | 13336197.2507 | 9102228.6551 | 40707189.2629 | 961560.8286 | 9125037.6958 | 9125037.6958 | 1478867.319 | 4531736.1482 | 0 | 50793787.7873 | 65929428.9502 | 56234.1325 | 7.3433 | 6917.0709 | 8978.2345 | 141.0138 | 183.0335
1 | 2900 | 707 | 0.04 | 15 | 15 | 7 | 7.4989e-11 | 5spot_SharedNeighbor | Water | Porous | Wet | R600a | MinimizeLCOE_Brownfield | IgnoreSilica | 105.0092 | 26.589 | 2.0709 | 4 | 6522.2696 | 8349.479 | 132.9653 | 170.2154 | 127.6597 | 0 | 190.9382 | 4198271.7765 | 306287.7488 | 4684076.9303 | 4444190.881 | 0 | 554080.7805 | 0 | 5532894.1657 | 14395455.6665 | 9825194.2894 | 43940452.2387 | 961560.8286 | 9125037.6958 | 9125037.6958 | 1478867.319 | 4531736.1482 | 0 | 54027050.7631 | 69162691.9261 | 74989.4209 | 8.2835 | 6522.2696 | 8349.479 | 132.9653 | 170.2154
1 | 2900 | 707 | 0.04 | 15 | 15 | 7 | 1e-10 | 5spot_SharedNeighbor | Water | Porous | Wet | R600a | MinimizeLCOE_Brownfield | IgnoreSilica | 113.7614 | 28.7259 | 2.2819 | 4 | 6218.1032 | 7876.3563 | 126.7644 | 160.5702 | 127.4684 | 0 | 205.7964 | 4430394.7963 | 322615.0544 | 4983544.1808 | 4805409.2535 | 0 | 525869.0979 | 0 | 5876454.6293 | 15289329.5188 | 10435281.5609 | 46668898.0919 | 961560.8286 | 9125037.6958 | 9125037.6958 | 1478867.319 | 4531736.1482 | 0 | 56755496.6163 | 71891137.7792 | 100000 | 9.1275 | 6218.1032 | 7876.3563 | 126.7644 | 160.5702
1 | 2900 | 707 | 0.04 | 15 | 15 | 7 | 1.3335e-10 | 5spot_SharedNeighbor | Water | Porous | Wet | R600a | MinimizeLCOE_Brownfield | IgnoreSilica | 121.1692 | 30.5141 | 2.4641 | 4 | 5984.8276 | 7520.4346 | 122.0088 | 153.3142 | 127.2812 | 0 | 199.5372 | 4619751.815 | 335828.3901 | 5230896.3442 | 5109308.2559 | 0 | 493230.7159 | 0 | 6157716.0533 | 16021114.0493 | 10934739.5396 | 48902585.1634 | 961560.8286 | 9125037.6958 | 9125037.6958 | 1478867.319 | 4531736.1482 | 0 | 58989183.6878 | 74124824.8508 | 133352.1432 | 9.8565 | 5984.8276 | 7520.4346 | 122.0088 | 153.3142
1 | 2900 | 707 | 0.04 | 15 | 15 | 7 | 1.7783e-10 | 5spot_SharedNeighbor | Water | Porous | Wet | R600a | MinimizeLCOE_Brownfield | IgnoreSilica | 127.2593 | 31.9694 | 2.6165 | 4 | 5806.5978 | 7252.7706 | 118.3753 | 147.8575 | 127.111 | 0 | 204.089 | 4770713.9567 | 346287.8649 | 5430173.05 | 5357815.3037 | 0 | 459584.1383 | 0 | 6382183.9823 | 16605133.5561 | 11333344.8534 | 50685236.7055 | 961560.8286 | 9125037.6958 | 9125037.6958 | 1478867.319 | 4531736.1482 | 0 | 60771835.2298 | 75907476.3928 | 177827.941 | 10.466 | 5806.5978 | 7252.7706 | 118.3753 | 147.8575
1 | 2900 | 707 | 0.04 | 15 | 15 | 7 | 2.3714e-10 | 5spot_SharedNeighbor | Water | Porous | Wet | R600a | MinimizeLCOE_Brownfield | IgnoreSilica | 133.8 | 33.518 | 2.7644 | 4 | 5670.7569 | 7039.534 | 115.606 | 143.5104 | 126.9171 | 0 | 229.0412 | 4928491.1384 | 357152.149 | 5640361.9975 | 5622981.2333 | 0 | 440066.1399 | 0 | 6625730.5366 | 17238791.7321 | 11765829.5789 | 52619404.5058 | 961560.8286 | 9125037.6958 | 9125037.6958 | 1478867.319 | 4531736.1482 | 0 | 62706003.0302 | 77841644.1932 | 237137.3706 | 11.0578 | 5670.7569 | 7039.534 | 115.606 | 143.5104
1 | 2900 | 707 | 0.04 | 15 | 15 | 7 | 3.1623e-10 | 5spot_SharedNeighbor | Water | Porous | Wet | R600a | MinimizeLCOE_Brownfield | IgnoreSilica | 138.2682 | 34.575 | 2.8739 | 4 | 5565.7627 | 6882.4045 | 113.4656 | 140.3071 | 126.7947 | 0 | 215.3457 | 5035004.9759 | 364485.2932 | 5782709.7966 | 5803655.7726 | 0 | 415176.0905 | 0 | 6786402.4522 | 17656827.0981 | 12051147.306 | 53895408.7851 | 961560.8286 | 9125037.6958 | 9125037.6958 | 1478867.319 | 4531736.1482 | 0 | 63982007.3095 | 79117648.4725 | 316227.766 | 11.4956 | 5565.7627 | 6882.4045 | 113.4656 | 140.3071
1 | 2900 | 707 | 0.04 | 15 | 15 | 7 | 4.217e-10 | 5spot_SharedNeighbor | Water | Porous | Wet | R600a | MinimizeLCOE_Brownfield | IgnoreSilica | 141.8218 | 35.4112 | 2.9624 | 4 | 5483.4548 | 6760.7652 | 111.7876 | 137.8273 | 126.6941 | 0 | 222.8925 | 5118383.413 | 370204.616 | 5894742.7866 | 5946907.6259 | 0 | 391994.5787 | 0 | 6911670.8779 | 17982749.8456 | 12273596.2782 | 54890250.0218 | 961560.8286 | 9125037.6958 | 9125037.6958 | 1478867.319 | 4531736.1482 | 0 | 64976848.5462 | 80112489.7092 | 421696.5034 | 11.8496 | 5483.4548 | 6760.7652 | 111.7876 | 137.8273
1 | 2900 | 707 | 0.04 | 15 | 15 | 7 | 5.6234e-10 | 5spot_SharedNeighbor | Water | Porous | Wet | R600a | MinimizeLCOE_Brownfield | IgnoreSilica | 144.2897 | 35.9895 | 3.026 | 4 | 5423.7747 | 6674.221 | 110.571 | 136.063 | 126.6226 | 0 | 221.3474 | 5175590.5018 | 374117.3878 | 5971928.8977 | 6046147.0836 | 0 | 371918.1343 | 0 | 6996483.782 | 18203415.6246 | 12424205.2066 | 55563806.6184 | 961560.8286 | 9125037.6958 | 9125037.6958 | 1478867.319 | 4531736.1482 | 0 | 65650405.1428 | 80786046.3058 | 562341.3252 | 12.1042 | 5423.7747 | 6674.221 | 110.571 | 136.063
1 | 2900 | 707 | 0.04 | 15 | 15 | 7 | 7.4989e-10 | 5spot_SharedNeighbor | Water | Porous | Wet | R600a | MinimizeLCOE_Brownfield | IgnoreSilica | 146.1534 | 36.4249 | 3.0747 | 4 | 5378.6883 | 6609.342 | 109.6518 | 134.7404 | 126.5676 | 0 | 202.2352 | 5218422.8998 | 377040.9056 | 6029890.8012 | 6120960.9714 | 0 | 355253.7272 | 0 | 7059612.029 | 18367662.374 | 12536306.988 | 56065150.6961 | 961560.8286 | 9125037.6958 | 9125037.6958 | 1478867.319 | 4531736.1482 | 0 | 66151749.2205 | 81287390.3835 | 749894.2093 | 12.2989 | 5378.6883 | 6609.342 | 109.6518 | 134.7404
1 | 2900 | 707 | 0.04 | 15 | 15 | 7 | 1e-09 | 5spot_SharedNeighbor | Water | Porous | Wet | R600a | MinimizeLCOE_Brownfield | IgnoreSilica | 147.5681 | 36.7547 | 3.1119 | 4 | 5344.6775 | 6560.6256 | 108.9585 | 133.7472 | 126.5254 | 0 | 240.2558 | 5250728.2659 | 379242.4068 | 6073705.0541 | 6177679.8742 | 0 | 341831.0983 | 0 | 7107042.8127 | 18491067.5437 | 12620533.552 | 56441830.6077 | 961560.8286 | 9125037.6958 | 9125037.6958 | 1478867.319 | 4531736.1482 | 0 | 66528429.1321 | 81664070.2951 | 1000000 | 12.4476 | 5344.6775 | 6560.6256 | 108.9585 | 133.7472
1 | 2900 | 707 | 0.04 | 15 | 15 | 7 | 1.3335e-09 | 5spot_SharedNeighbor | Water | Porous | Wet | R600a | MinimizeLCOE_Brownfield | IgnoreSilica | 148.6398 | 37.0041 | 3.1402 | 4 | 5319.053 | 6524.0448 | 108.4361 | 133.0015 | 126.4931 | 0 | 238.091 | 5275079.0751 | 380899.8189 | 6106787.0179 | 6220600.2914 | 0 | 331205.0451 | 0 | 7142682.7869 | 18583795.4457 | 12683822.2505 | 56724871.7315 | 961560.8286 | 9125037.6958 | 9125037.6958 | 1478867.319 | 4531736.1482 | 0 | 66811470.2559 | 81947111.4189 | 1333521.4322 | 12.5608 | 5319.053 | 6524.0448 | 108.4361 | 133.0015
1 | 2900 | 707 | 0.04 | 15 | 15 | 7 | 1.7783e-09 | 5spot_SharedNeighbor | Water | Porous | Wet | R600a | MinimizeLCOE_Brownfield | IgnoreSilica | 149.4318 | 37.1881 | 3.1614 | 4 | 5299.7662 | 6496.6824 | 108.0429 | 132.4437 | 126.4691 | 0 | 222.6416 | 5293008.3352 | 382119.0281 | 6131176.1662 | 6252295.0882 | 0 | 322771.0282 | 0 | 7168734.1619 | 18651575.7797 | 12730083.7212 | 56931763.3087 | 961560.8286 | 9125037.6958 | 9125037.6958 | 1478867.319 | 4531736.1482 | 0 | 67018361.8331 | 82154002.996 | 1778279.41 | 12.6455 | 5299.7662 | 6496.6824 | 108.0429 | 132.4437
1 | 2900 | 707 | 0.04 | 15 | 15 | 7 | 2.3714e-09 | 5spot_SharedNeighbor | Water | Porous | Wet | R600a | MinimizeLCOE_Brownfield | IgnoreSilica | 150.0313 | 37.3273 | 3.1774 | 4 | 5285.2615 | 6476.1306 | 107.7472 | 132.0247 | 126.4509 | 0 | 237.2031 | 5306543.5693 | 383038.8075 | 6149605.6468 | 6276274.4704 | 0 | 316261.4253 | 0 | 7188372.3286 | 18702670.261 | 12764956.7546 | 57087723.2635 | 961560.8286 | 9125037.6958 | 9125037.6958 | 1478867.319 | 4531736.1482 | 0 | 67174321.7879 | 82309962.9509 | 2371373.7057 | 12.7097 | 5285.2615 | 6476.1306 | 107.7472 | 132.0247
1 | 2900 | 707 | 0.04 | 15 | 15 | 7 | 3.1623e-09 | 5spot_SharedNeighbor | Water | Porous | Wet | R600a | MinimizeLCOE_Brownfield | IgnoreSilica | 150.477 | 37.4307 | 3.1895 | 4 | 5274.3603 | 6460.7395 | 107.525 | 131.7109 | 126.4372 | 0 | 236.2286 | 5316583.2699 | 383720.693 | 6163285.4828 | 6294090.3375 | 0 | 311219.5196 | 0 | 7202870.7281 | 18740392.1225 | 12790702.7001 | 57202864.8534 | 961560.8286 | 9125037.6958 | 9125037.6958 | 1478867.319 | 4531736.1482 | 0 | 67289463.3778 | 82425104.5408 | 3162277.6602 | 12.7578 | 5274.3603 | 6460.7395 | 107.525 | 131.7109
1 | 2900 | 707 | 0.04 | 15 | 15 | 7 | 4.217e-09 | 5spot_SharedNeighbor | Water | Porous | Wet | R600a | MinimizeLCOE_Brownfield | IgnoreSilica | 150.813 | 37.5086 | 3.1985 | 4 | 5266.1714 | 6449.1863 | 107.358 | 131.4754 | 126.4269 | 0 | 216.4179 | 5324141.4115 | 384233.8348 | 6173589.5195 | 6307518.9773 | 0 | 307375.237 | 0 | 7213775.0022 | 18768762.807 | 12810066.2753 | 57289463.0646 | 961560.8286 | 9125037.6958 | 9125037.6958 | 1478867.319 | 4531736.1482 | 0 | 67376061.589 | 82511702.7519 | 4216965.0343 | 12.7941 | 5266.1714 | 6449.1863 | 107.358 | 131.4754
1 | 2900 | 707 | 0.04 | 15 | 15 | 7 | 5.6234e-09 | 5spot_SharedNeighbor | Water | Porous | Wet | R600a | MinimizeLCOE_Brownfield | IgnoreSilica | 151.0714 | 37.5685 | 3.2054 | 4 | 5260.0226 | 6440.4862 | 107.2327 | 131.298 | 126.419 | 0 | 208.4636 | 5329946.8496 | 384627.8674 | 6181507.2612 | 6317843.0542 | 0 | 304494.4771 | 0 | 7222183.6087 | 18790640.2763 | 12824998.0976 | 57356241.4922 | 961560.8286 | 9125037.6958 | 9125037.6958 | 1478867.319 | 4531736.1482 | 0 | 67442840.0166 | 82578481.1796 | 5623413.2519 | 12.8218 | 5260.0226 | 6440.4862 | 107.2327 | 131.298
1 | 2900 | 707 | 0.04 | 15 | 15 | 7 | 7.4989e-09 | 5spot_SharedNeighbor | Water | Porous | Wet | R600a | MinimizeLCOE_Brownfield | IgnoreSilica | 151.254 | 37.6108 | 3.2105 | 4 | 5255.407 | 6434.0229 | 107.1386 | 131.1663 | 126.4134 | 0 | 225.5842 | 5334046.211 | 384906.0357 | 6187099.9782 | 6325138.3997 | 0 | 302228.9028 | 0 | 7228033.6157 | 18805860.7944 | 12835386.414 | 57402700.3514 | 961560.8286 | 9125037.6958 | 9125037.6958 | 1478867.319 | 4531736.1482 | 0 | 67489298.8758 | 82624940.0387 | 7498942.0933 | 12.8419 | 5255.407 | 6434.0229 | 107.1386 | 131.1663
1 | 2900 | 707 | 0.04 | 15 | 15 | 7 | 1e-08 | 5spot_SharedNeighbor | Water | Porous | Wet | R600a | MinimizeLCOE_Brownfield | IgnoreSilica | 151.4003 | 37.6447 | 3.2144 | 4 | 5251.9432 | 6429.124 | 107.068 | 131.0664 | 126.4089 | 0 | 211.2441 | 5337328.8908 | 385128.7558 | 6191579.4166 | 6330983.1604 | 0 | 300582.9769 | 0 | 7232785.2482 | 18818223.5675 | 12843824.2607 | 57440436.2769 | 961560.8286 | 9125037.6958 | 9125037.6958 | 1478867.319 | 4531736.1482 | 0 | 67527034.8013 | 82662675.9642 | 10000000 | 12.8575 | 5251.9432 | 6429.124 | 107.068 | 131.0664
1 | 3000 | 707 | 0.04 | 15 | 15 | 7 | 1e-13 | 5spot_SharedNeighbor | Water | Porous | Wet | R600a | MinimizeLCOE_Brownfield | IgnoreSilica | 0 | 0 | 0 | 0 | [6 empty] | 21.5242 | [19 empty] | 100 | 0
1 | 3000 | 707 | 0.04 | 15 | 15 | 7 | 1.3335e-13 | 5spot_SharedNeighbor | Water | Porous | Wet | R600a | MinimizeLCOE_Brownfield | IgnoreSilica | 0 | 0 | 0 | 0 | [6 empty] | 23.2726 | [19 empty] | 133.3521 | 0
1 | 3000 | 707 | 0.04 | 15 | 15 | 7 | 1.7783e-13 | 5spot_SharedNeighbor | Water | Porous | Wet | R600a | MinimizeLCOE_Brownfield | IgnoreSilica | 0 | 0 | 0 | 0 | [6 empty] | 22.8278 | [19 empty] | 177.8279 | 0
1 | 3000 | 707 | 0.04 | 15 | 15 | 7 | 2.3714e-13 | 5spot_SharedNeighbor | Water | Porous | Wet | R600a | MinimizeLCOE_Brownfield | IgnoreSilica | 1.0887 | 0.18817 | 0.0025412 | 4 | 1133348.6663 | 2674169.1323 | 23104.8455 | 54516.5548 | 103.5337 | 0 | 57.4669 | 113686.9508 | 7213.0301 | 90762.2103 | 61725.1246 | 0 | 68076.2557 | 0 | 133170.7928 | 346483.0859 | 236481.8256 | 1057599.2756 | 961560.8286 | 9501104.8411 | 9501104.8411 | 1478867.319 | 4682163.0063 | 0 | 11520264.9453 | 27182400.1117 | 237.1374 | 0.010165 | 1133348.6663 | 2674169.1323 | 23104.8455 | 54516.5548
1 | 3000 | 707 | 0.04 | 15 | 15 | 7 | 3.1623e-13 | 5spot_SharedNeighbor | Water | Porous | Wet | R600a | MinimizeLCOE_Brownfield | IgnoreSilica | 1.4176 | 0.27026 | 0.0068953 | 4 | 428197.5964 | 996056.6461 | 8729.3872 | 20305.962 | 109.3071 | 0 | 59.2017 | 151583.0294 | 9968.3467 | 120748.4048 | 75427.2217 | 0 | 77324.0167 | 0 | 169669.8975 | 441446.2693 | 301296.1496 | 1347463.3356 | 961560.8286 | 9501104.8411 | 9501104.8411 | 1478867.319 | 4682163.0063 | 0 | 11810129.0053 | 27472264.1717 | 316.2278 | 0.027581 | 428197.5964 | 996056.6461 | 8729.3872 | 20305.962
1 | 3000 | 707 | 0.04 | 15 | 15 | 7 | 4.217e-13 | 5spot_SharedNeighbor | Water | Porous | Wet | R600a | MinimizeLCOE_Brownfield | IgnoreSilica | 1.8848 | 0.39058 | 0.013446 | 4 | 226922.7412 | 518118.9562 | 4626.127 | 10562.5557 | 114.4351 | 0 | 323.7602 | 201837.8163 | 13706.7333 | 161522.1503 | 95301.3233 | 0 | 90223.402 | 0 | 219410.6559 | 570861.5192 | 389624.7169 | 1742488.3173 | 961560.8286 | 9501104.8411 | 9501104.8411 | 1478867.319 | 4682163.0063 | 0 | 12205153.987 | 27867289.1534 | 421.6965 | 0.053786 | 226922.7412 | 518118.9562 | 4626.127 | 10562.5557
1 | 3000 | 707 | 0.04 | 15 | 15 | 7 | 5.6234e-13 | 5spot_SharedNeighbor | Water | Porous | Wet | R600a | MinimizeLCOE_Brownfield | IgnoreSilica | 2.4877 | 0.54889 | 0.022715 | 4 | 139597.8845 | 311974.5964 | 2845.8917 | 6360.0241 | 118.4505 | 0 | 441.7988 | 261624.3912 | 18222.6999 | 211459.8736 | 121146.0533 | 0 | 104694.4866 | 0 | 279687.5268 | 727689.5728 | 496663.086 | 2221187.6901 | 961560.8286 | 9501104.8411 | 9501104.8411 | 1478867.319 | 4682163.0063 | 0 | 12683853.3598 | 28345988.5262 | 562.3413 | 0.09086 | 139597.8845 | 311974.5964 | 2845.8917 | 6360.0241
1 | 3000 | 707 | 0.04 | 15 | 15 | 7 | 7.4989e-13 | 5spot_SharedNeighbor | Water | Porous | Wet | R600a | MinimizeLCOE_Brownfield | IgnoreSilica | 3.2851 | 0.76107 | 0.03558 | 4 | 93314.7525 | 203363.1207 | 1902.3474 | 4145.8323 | 121.6437 | 0 | 597.6623 | 334331.9978 | 23765.8819 | 274038.9178 | 155700.2743 | 0 | 121979.7691 | 0 | 354828.568 | 923191.1485 | 630096.9285 | 2817933.4859 | 961560.8286 | 9501104.8411 | 9501104.8411 | 1478867.319 | 4682163.0063 | 0 | 13280599.1556 | 28942734.322 | 749.8942 | 0.14232 | 93314.7525 | 203363.1207 | 1902.3474 | 4145.8323
1 | 3000 | 707 | 0.04 | 15 | 15 | 7 | 1e-12 | 5spot_SharedNeighbor | Water | Porous | Wet | R600a | MinimizeLCOE_Brownfield | IgnoreSilica | 4.3601 | 1.0489 | 0.053174 | 4 | 65988.6738 | 139625.1358 | 1345.2684 | 2846.4473 | 124.1892 | 0 | 85.6975 | 423815.0919 | 30612.901 | 353581.5693 | 202007.9957 | 0 | 143527.0858 | 0 | 449882.4111 | 1170501.75 | 798891.4958 | 3572820.3005 | 961560.8286 | 9501104.8411 | 9501104.8411 | 1478867.319 | 4682163.0063 | 0 | 14035485.9702 | 29697621.1366 | 1000 | 0.2127 | 65988.6738 | 139625.1358 | 1345.2684 | 2846.4473
1 | 3000 | 707 | 0.04 | 15 | 15 | 7 | 1.3335e-12 | 5spot_SharedNeighbor | Water | Porous | Wet | R600a | MinimizeLCOE_Brownfield | IgnoreSilica | 5.8124 | 1.4403 | 0.077248 | 4 | 48545.4657 | 99233.3916 | 989.665 | 2023.0069 | 126.1757 | 0 | 62.5591 | 534610.8404 | 39115.878 | 455055.4953 | 265707.5955 | 0 | 170507.3216 | 0 | 571348.881 | 1486532.5885 | 1014589.0368 | 4537467.637 | 961560.8286 | 9501104.8411 | 9501104.8411 | 1478867.319 | 4682163.0063 | 0 | 15000133.3067 | 30662268.4731 | 1333.5214 | 0.30899 | 48545.4657 | 99233.3916 | 989.665 | 2023.0069
1 | 3000 | 707 | 0.04 | 15 | 15 | 7 | 1.7783e-12 | 5spot_SharedNeighbor | Water | Porous | Wet | R600a | MinimizeLCOE_Brownfield | IgnoreSilica | 7.7099 | 1.95 | 0.10889 | 4 | 37139.709 | 73099.5074 | 757.1432 | 1490.2323 | 127.583 | 0 | 107.4835 | 665772.0847 | 49146.3201 | 579323.9165 | 348412.5922 | 0 | 202003.3777 | 0 | 719416.7336 | 1871774.7681 | 1277524.7403 | 5713374.5332 | 961560.8286 | 9501104.8411 | 9501104.8411 | 1478867.319 | 4682163.0063 | 0 | 16176040.2029 | 31838175.3693 | 1778.2794 | 0.43555 | 37139.709 | 73099.5074 | 757.1432 | 1490.2323
1 | 3000 | 707 | 0.04 | 15 | 15 | 7 | 2.3714e-12 | 5spot_SharedNeighbor | Water | Porous | Wet | R600a | MinimizeLCOE_Brownfield | IgnoreSilica | 10.2721 | 2.6467 | 0.15267 | 4 | 28965.9837 | 54613.5881 | 590.5108 | 1113.3719 | 128.8664 | 0 | 100.525 | 830182.4791 | 61759.1125 | 739044.0686 | 460769.7888 | 0 | 241244.6004 | 0 | 909870.0193 | 2367295.1502 | 1615727.5831 | 7225892.802 | 961560.8286 | 9501104.8411 | 9501104.8411 | 1478867.319 | 4682163.0063 | 0 | 17688558.4717 | 33350693.6381 | 2371.3737 | 0.61067 | 28965.9837 | 54613.5881 | 590.5108 | 1113.3719
1 | 3000 | 707 | 0.04 | 15 | 15 | 7 | 3.1623e-12 | 5spot_SharedNeighbor | Water | Porous | Wet | R600a | MinimizeLCOE_Brownfield | IgnoreSilica | 13.6562 | 3.5636 | 0.21027 | 4 | 23260.9604 | 41882.1147 | 474.2061 | 853.8236 | 129.7497 | 0 | 98.5601 | 1027598.8879 | 76830.8485 | 937012.7658 | 608997.0463 | 0 | 288286.9436 | 0 | 1146103.3319 | 2981925.7715 | 2035225.6115 | 9101981.2071 | 961560.8286 | 9501104.8411 | 9501104.8411 | 1478867.319 | 4682163.0063 | 0 | 19564646.8768 | 35226782.0432 | 3162.2777 | 0.84109 | 23260.9604 | 41882.1147 | 474.2061 | 853.8236
1 | 3000 | 707 | 0.04 | 15 | 15 | 7 | 4.217e-12 | 5spot_SharedNeighbor | Water | Porous | Wet | R600a | MinimizeLCOE_Brownfield | IgnoreSilica | 18.1728 | 4.7879 | 0.28714 | 4 | 19095.7203 | 32731.9941 | 389.2921 | 667.286 | 130.4226 | 0 | 74.2893 | 1269074.4191 | 95210.3459 | 1186170.3548 | 806880.8491 | 0 | 345942.9689 | 0 | 1444278.7858 | 3757717.1383 | 2564719.1603 | 11469994.0223 | 961560.8286 | 9501104.8411 | 9501104.8411 | 1478867.319 | 4682163.0063 | 0 | 21932659.692 | 37594794.8584 | 4216.965 | 1.1486 | 19095.7203 | 32731.9941 | 389.2921 | 667.286
1 | 3000 | 707 | 0.04 | 15 | 15 | 7 | 5.6234e-12 | 5spot_SharedNeighbor | Water | Porous | Wet | R600a | MinimizeLCOE_Brownfield | IgnoreSilica | 23.0176 | 6.1016 | 0.38033 | 4 | 15976.1723 | 26271.2734 | 325.6959 | 535.5754 | 130.854 | 0 | 89.9364 | 1508588.9125 | 113384.693 | 1439656.2895 | 1019191.3878 | 0 | 388361.4097 | 0 | 1742981.2501 | 4534879.6781 | 3095148.5628 | 13842192.1836 | 961560.8286 | 9501104.8411 | 9501104.8411 | 1478867.319 | 4682163.0063 | 0 | 24304857.8533 | 39966993.0197 | 5623.4133 | 1.5213 | 15976.1723 | 26271.2734 | 325.6959 | 535.5754
1 | 3000 | 707 | 0.04 | 15 | 15 | 7 | 7.4989e-12 | 5spot_SharedNeighbor | Water | Porous | Wet | R600a | MinimizeLCOE_Brownfield | IgnoreSilica | 28.9445 | 7.7092 | 0.49835 | 4 | 13580.8148 | 21437.8673 | 276.8633 | 437.0399 | 131.1877 | 0 | 79.3003 | 1781904.6261 | 134063.4844 | 1735437.4712 | 1278915.2854 | 0 | 432215.3831 | 0 | 2091389.1375 | 5441365.533 | 3713843.7851 | 16609134.7058 | 961560.8286 | 9501104.8411 | 9501104.8411 | 1478867.319 | 4682163.0063 | 0 | 27071800.3755 | 42733935.5419 | 7498.9421 | 1.9934 | 13580.8148 | 21437.8673 | 276.8633 | 437.0399
1 | 3000 | 707 | 0.04 | 15 | 15 | 7 | 1e-11 | 5spot_SharedNeighbor | Water | Porous | Wet | R600a | MinimizeLCOE_Brownfield | IgnoreSilica | 36.1964 | 9.6765 | 0.64681 | 4 | 11715.3997 | 17768.9976 | 238.8343 | 362.2451 | 131.4492 | 0 | 136.0437 | 2094613.4829 | 157654.1815 | 2081128.1879 | 1596706.9585 | 0 | 478133.2929 | 0 | 2499212.0804 | 6502437.1744 | 4438046.9833 | 19847932.3418 | 961560.8286 | 9501104.8411 | 9501104.8411 | 1478867.319 | 4682163.0063 | 0 | 30310598.0115 | 45972733.1779 | 10000 | 2.5872 | 11715.3997 | 17768.9976 | 238.8343 | 362.2451
1 | 3000 | 707 | 0.04 | 15 | 15 | 7 | 1.3335e-11 | 5spot_SharedNeighbor | Water | Porous | Wet | R600a | MinimizeLCOE_Brownfield | IgnoreSilica | 44.8734 | 12.0302 | 0.83007 | 4 | 10246.9793 | 14964.1076 | 208.8985 | 305.0636 | 131.6495 | 0 | 133.0727 | 2445289.7443 | 184029.9856 | 2476769.2182 | 1976946.9798 | 0 | 523723.2575 | 0 | 2966636.0823 | 7718578.5454 | 5268088.4582 | 23560062.2714 | 961560.8286 | 9501104.8411 | 9501104.8411 | 1478867.319 | 4682163.0063 | 0 | 34022727.9411 | 49684863.1075 | 13335.2143 | 3.3203 | 10246.9793 | 14964.1076 | 208.8985 | 305.0636
1 | 3000 | 707 | 0.04 | 15 | 15 | 7 | 1.7783e-11 | 5spot_SharedNeighbor | Water | Porous | Wet | R600a | MinimizeLCOE_Brownfield | IgnoreSilica | 54.9413 | 14.7583 | 1.0499 | 4 | 9084.271 | 12813.5689 | 185.1952 | 261.2219 | 131.7875 | 0 | 140.4959 | 2827407.6843 | 212669.1076 | 2916441.0867 | 2417852.2644 | 0 | 565498.6123 | 0 | 3486548.8146 | 9071284.826 | 6191338.29 | 27689040.6858 | 961560.8286 | 9501104.8411 | 9501104.8411 | 1478867.319 | 4682163.0063 | 0 | 38151706.3555 | 53813841.5219 | 17782.7941 | 4.1998 | 9084.271 | 12813.5689 | 185.1952 | 261.2219
1 | 3000 | 707 | 0.04 | 15 | 15 | 7 | 2.3714e-11 | 5spot_SharedNeighbor | Water | Porous | Wet | R600a | MinimizeLCOE_Brownfield | IgnoreSilica | 66.0519 | 17.7583 | 1.302 | 4 | 8163.691 | 11171.0436 | 166.4279 | 227.7368 | 131.8493 | 0 | 163.4958 | 3224007.6458 | 242251.4833 | 3381647.7733 | 2903422.4215 | 0 | 597648.9274 | 0 | 4036101.518 | 10501108.2316 | 7167222.1442 | 32053410.1451 | 961560.8286 | 9501104.8411 | 9501104.8411 | 1478867.319 | 4682163.0063 | 0 | 42516075.8148 | 58178210.9812 | 23713.7371 | 5.2079 | 8163.691 | 11171.0436 | 166.4279 | 227.7368
1 | 3000 | 707 | 0.04 | 15 | 15 | 7 | 3.1623e-11 | 5spot_SharedNeighbor | Water | Porous | Wet | R600a | MinimizeLCOE_Brownfield | IgnoreSilica | 77.6519 | 20.8695 | 1.5755 | 4 | 7438.1443 | 9923.3415 | 151.6366 | 202.3007 | 131.8237 | 0 | 187.9196 | 3614032.3965 | 271154.1607 | 3847894.7794 | 3408367.3631 | 0 | 615349.1727 | 0 | 4585151.1703 | 11929622.8012 | 8142212.6911 | 36413784.5351 | 961560.8286 | 9501104.8411 | 9501104.8411 | 1478867.319 | 4682163.0063 | 0 | 46876450.2048 | 62538585.3712 | 31622.7766 | 6.3022 | 7438.1443 | 9923.3415 | 151.6366 | 202.3007
1 | 3000 | 707 | 0.04 | 15 | 15 | 7 | 4.217e-11 | 5spot_SharedNeighbor | Water | Porous | Wet | R600a | MinimizeLCOE_Brownfield | IgnoreSilica | 89.1212 | 23.9153 | 1.856 | 4 | 6869.9169 | 8979.6017 | 140.0525 | 183.0613 | 131.7161 | 0 | 185.1069 | 3978177.1566 | 297919.8766 | 4291285.5968 | 3904741.859 | 0 | 616587.4544 | 0 | 5104597.6579 | 13281116.009 | 9064634.5758 | 40539060.1861 | 961560.8286 | 9501104.8411 | 9501104.8411 | 1478867.319 | 4682163.0063 | 0 | 51001725.8558 | 66663861.0222 | 42169.6503 | 7.4239 | 6869.9169 | 8979.6017 | 140.0525 | 183.0613
1 | 3000 | 707 | 0.04 | 15 | 15 | 7 | 5.6234e-11 | 5spot_SharedNeighbor | Water | Porous | Wet | R600a | MinimizeLCOE_Brownfield | IgnoreSilica | 99.9519 | 26.7573 | 2.1289 | 4 | 6427.6957 | 8266.9406 | 131.0373 | 168.5328 | 131.5465 | 0 | 159.7067 | 4304141.9761 | 321658.8629 | 4695155.1508 | 4370209.944 | 0 | 602960.1591 | 0 | 5574709.1763 | 14504249.7466 | 9899448.4846 | 44272533.5005 | 961560.8286 | 9501104.8411 | 9501104.8411 | 1478867.319 | 4682163.0063 | 0 | 54735199.1702 | 70397334.3366 | 56234.1325 | 8.5155 | 6427.6957 | 8266.9406 | 131.0373 | 168.5328
1 | 3000 | 707 | 0.04 | 15 | 15 | 7 | 7.4989e-11 | 5spot_SharedNeighbor | Water | Porous | Wet | R600a | MinimizeLCOE_Brownfield | IgnoreSilica | 109.7271 | 29.2892 | 2.3816 | 4 | 6085.4996 | 7729.6041 | 124.0611 | 157.5784 | 131.3424 | 0 | 204.2259 | 4584446.8914 | 341876.5742 | 5048045.5037 | 4787188.5773 | 0 | 577602.7127 | 0 | 5982272.5011 | 15564645.9152 | 10623190.6586 | 47509269.3342 | 961560.8286 | 9501104.8411 | 9501104.8411 | 1478867.319 | 4682163.0063 | 0 | 57971935.0039 | 73634070.1703 | 74989.4209 | 9.5262 | 6085.4996 | 7729.6041 | 124.0611 | 157.5784
1 | 3000 | 707 | 0.04 | 15 | 15 | 7 | 1e-10 | 5spot_SharedNeighbor | Water | Porous | Wet | R600a | MinimizeLCOE_Brownfield | IgnoreSilica | 118.1802 | 31.4508 | 2.6051 | 4 | 5822.028 | 7325.0547 | 118.6899 | 149.3311 | 131.1303 | 0 | 212.1445 | 4816791.2395 | 358478.1968 | 5344734.799 | 5145146.4673 | 0 | 544428.4255 | 0 | 6321735.86 | 16447859.9413 | 11226002.3796 | 50205177.3089 | 961560.8286 | 9501104.8411 | 9501104.8411 | 1478867.319 | 4682163.0063 | 0 | 60667842.9786 | 76329978.145 | 100000 | 10.4204 | 5822.028 | 7325.0547 | 118.6899 | 149.3311
1 | 3000 | 707 | 0.04 | 15 | 15 | 7 | 1.3335e-10 | 5spot_SharedNeighbor | Water | Porous | Wet | R600a | MinimizeLCOE_Brownfield | IgnoreSilica | 125.2862 | 33.2464 | 2.7962 | 4 | 5620.0354 | 7020.3294 | 114.572 | 143.1189 | 130.9282 | 0 | 207.8334 | 5005181.4591 | 371822.3233 | 5588266.0555 | 5443944.9752 | 0 | 507971.7915 | 0 | 6597702.7758 | 17165869.2478 | 11716058.4849 | 52396817.1132 | 961560.8286 | 9501104.8411 | 9501104.8411 | 1478867.319 | 4682163.0063 | 0 | 62859482.7829 | 78521617.9493 | 133352.1432 | 11.1849 | 5620.0354 | 7020.3294 | 114.572 | 143.1189
1 | 3000 | 707 | 0.04 | 15 | 15 | 7 | 1.7783e-10 | 5spot_SharedNeighbor | Water | Porous | Wet | R600a | MinimizeLCOE_Brownfield | IgnoreSilica | 131.0714 | 34.6928 | 2.9543 | 4 | 5465.7328 | 6791.0984 | 111.4264 | 138.4457 | 130.7485 | 0 | 214.1829 | 5154002.5539 | 382282.0628 | 5782649.6809 | 5685583.4807 | 0 | 471316.2179 | 0 | 6815575.2585 | 17732728.7559 | 12102951.7471 | 54127089.7577 | 961560.8286 | 9501104.8411 | 9501104.8411 | 1478867.319 | 4682163.0063 | 0 | 64589755.4274 | 80251890.5938 | 177827.941 | 11.8172 | 5465.7328 | 6791.0984 | 111.4264 | 138.4457
1 | 3000 | 707 | 0.04 | 15 | 15 | 7 | 2.3714e-10 | 5spot_SharedNeighbor | Water | Porous | Wet | R600a | MinimizeLCOE_Brownfield | IgnoreSilica | 137.9755 | 36.4137 | 3.1198 | 4 | 5346.5081 | 6601.5857 | 108.9958 | 134.5823 | 130.543 | 0 | 222.5438 | 5328553.9554 | 394524.0497 | 6011865.1515 | 5973473.9515 | 0 | 454933.5207 | 0 | 7083706.7452 | 18430351.8831 | 12579093.8661 | 56256503.1233 | 961560.8286 | 9501104.8411 | 9501104.8411 | 1478867.319 | 4682163.0063 | 0 | 66719168.793 | 82381303.9594 | 237137.3706 | 12.479 | 5346.5081 | 6601.5857 | 108.9958 | 134.5823
1 | 3000 | 707 | 0.04 | 15 | 15 | 7 | 3.1623e-10 | 5spot_SharedNeighbor | Water | Porous | Wet | R600a | MinimizeLCOE_Brownfield | IgnoreSilica | 141.8802 | 37.3823 | 3.2276 | 4 | 5255.5089 | 6468.6584 | 107.1407 | 131.8724 | 130.4264 | 0 | 236.4813 | 5425515.2376 | 401300.1866 | 6139945.4497 | 6135841.7926 | 0 | 425935.2055 | 0 | 7226129.7701 | 18800907.3787 | 12832005.606 | 57387580.6269 | 961560.8286 | 9501104.8411 | 9501104.8411 | 1478867.319 | 4682163.0063 | 0 | 67850246.2966 | 83512381.463 | 316227.766 | 12.9103 | 5255.5089 | 6468.6584 | 107.1407 | 131.8724
1 | 3000 | 707 | 0.04 | 15 | 15 | 7 | 4.217e-10 | 5spot_SharedNeighbor | Water | Porous | Wet | R600a | MinimizeLCOE_Brownfield | IgnoreSilica | 140 | 36.916 | 3.2328 | 4 | 5186.3058 | 6397.4924 | 105.7299 | 130.4215 | 130.482 | 0 | 222.4293 | 5378933.2973 | 398045.375 | 6078371.5169 | 6057668.9078 | 0 | 362094.1393 | 0 | 7127294.1622 | 18543757.4009 | 12656495.4622 | 56602660.2615 | 961560.8286 | 9501104.8411 | 9501104.8411 | 1478867.319 | 4682163.0063 | 0 | 67065325.9312 | 82727461.0976 | 421696.5034 | 12.9312 | 5186.3058 | 6397.4924 | 105.7299 | 130.4215
1 | 3000 | 707 | 0.04 | 15 | 15 | 7 | 5.6234e-10 | 5spot_SharedNeighbor | Water | Porous | Wet | R600a | MinimizeLCOE_Brownfield | IgnoreSilica | 147.5681 | 38.7838 | 3.384 | 4 | 5132.2133 | 6289.2791 | 104.6271 | 128.2155 | 130.2503 | 0 | 242.0553 | 5564085.2187 | 410937.0455 | 6324196.3067 | 6371479.1794 | 0 | 380820.2379 | 0 | 7430092.0154 | 19331575.3027 | 13194197.3683 | 59007382.6747 | 961560.8286 | 9501104.8411 | 9501104.8411 | 1478867.319 | 4682163.0063 | 0 | 69470048.3444 | 85132183.5108 | 562341.3252 | 13.5361 | 5132.2133 | 6289.2791 | 104.6271 | 128.2155
1 | 3000 | 707 | 0.04 | 15 | 15 | 7 | 7.4989e-10 | 5spot_SharedNeighbor | Water | Porous | Wet | R600a | MinimizeLCOE_Brownfield | IgnoreSilica | 149.3003 | 39.2083 | 3.4334 | 4 | 5093.1594 | 6233.5748 | 103.8309 | 127.0799 | 130.1951 | 0 | 223.1215 | 5605659.0199 | 413816.9114 | 6379762.5255 | 6443023.7991 | 0 | 363563.4493 | 0 | 7490272.025 | 19488151.3431 | 13301063.7331 | 59485312.8064 | 961560.8286 | 9501104.8411 | 9501104.8411 | 1478867.319 | 4682163.0063 | 0 | 69947978.4761 | 85610113.6425 | 749894.2093 | 13.7337 | 5093.1594 | 6233.5748 | 103.8309 | 127.0799
1 | 3000 | 707 | 0.04 | 15 | 15 | 7 | 1e-09 | 5spot_SharedNeighbor | Water | Porous | Wet | R600a | MinimizeLCOE_Brownfield | IgnoreSilica | 150.6233 | 39.5319 | 3.4713 | 4 | 5063.7004 | 6191.6842 | 103.2304 | 126.2259 | 130.1526 | 0 | 230.7915 | 5637219.4572 | 415999.5748 | 6422034.8484 | 6497601.1747 | 0 | 349804.9704 | 0 | 7535837.4099 | 19606703.1278 | 13381977.7622 | 59847178.3254 | 961560.8286 | 9501104.8411 | 9501104.8411 | 1478867.319 | 4682163.0063 | 0 | 70309843.9951 | 85971979.1615 | 1000000 | 13.8851 | 5063.7004 | 6191.6842 | 103.2304 | 126.2259
1 | 3000 | 707 | 0.04 | 15 | 15 | 7 | 1.3335e-09 | 5spot_SharedNeighbor | Water | Porous | Wet | R600a | MinimizeLCOE_Brownfield | IgnoreSilica | 151.6024 | 39.7709 | 3.4997 | 4 | 5041.5059 | 6160.3379 | 102.7779 | 125.5868 | 130.1208 | 0 | 235.4514 | 5660467.6693 | 417605.3675 | 6453223.9715 | 6537952.2635 | 0 | 338784.0712 | 0 | 7569133.0038 | 19693331.4331 | 13441103.3606 | 60111601.1405 | 961560.8286 | 9501104.8411 | 9501104.8411 | 1478867.319 | 4682163.0063 | 0 | 70574266.8102 | 86236401.9766 | 1333521.4322 | 13.9986 | 5041.5059 | 6160.3379 | 102.7779 | 125.5868
1 | 3000 | 707 | 0.04 | 15 | 15 | 7 | 1.7783e-09 | 5spot_SharedNeighbor | Water | Porous | Wet | R600a | MinimizeLCOE_Brownfield | IgnoreSilica | 152.3406 | 39.9509 | 3.5212 | 4 | 5024.8011 | 6136.8049 | 102.4374 | 125.1071 | 130.0967 | 0 | 231.6249 | 5677938.2421 | 418810.963 | 6476690.1177 | 6568358.2094 | 0 | 330188.1802 | 0 | 7594074.4279 | 19758223.9025 | 13485393.8043 | 60309677.8472 | 961560.8286 | 9501104.8411 | 9501104.8411 | 1478867.319 | 4682163.0063 | 0 | 70772343.5169 | 86434478.6833 | 1778279.41 | 14.0846 | 5024.8011 | 6136.8049 | 102.4374 | 125.1071
1 | 3000 | 707 | 0.04 | 15 | 15 | 7 | 2.3714e-09 | 5spot_SharedNeighbor | Water | Porous | Wet | R600a | MinimizeLCOE_Brownfield | IgnoreSilica | 152.9083 | 40.0892 | 3.5376 | 4 | 5012.2383 | 6119.0811 | 102.1813 | 124.7457 | 130.0781 | 0 | 219.1041 | 5691337.5436 | 419734.9609 | 6494704.1129 | 6591726.618 | 0 | 323633.5759 | 0 | 7613243.3564 | 19808097.5224 | 13519433.5748 | 60461911.2649 | 961560.8286 | 9501104.8411 | 9501104.8411 | 1478867.319 | 4682163.0063 | 0 | 70924576.9346 | 86586712.101 | 2371373.7057 | 14.1503 | 5012.2383 | 6119.0811 | 102.1813 | 124.7457
1 | 3000 | 707 | 0.04 | 15 | 15 | 7 | 3.1623e-09 | 5spot_SharedNeighbor | Water | Porous | Wet | R600a | MinimizeLCOE_Brownfield | IgnoreSilica | 153.3151 | 40.1882 | 3.5496 | 4 | 5002.7966 | 6105.8835 | 101.9888 | 124.4767 | 130.0648 | 0 | 214.1464 | 5700918.4661 | 420395.2805 | 6507593.722 | 6608462.1313 | 0 | 318451.3107 | 0 | 7626770.1551 | 19843291.4779 | 13543454.1725 | 60569336.7161 | 961560.8286 | 9501104.8411 | 9501104.8411 | 1478867.319 | 4682163.0063 | 0 | 71032002.3858 | 86694137.5522 | 3162277.6602 | 14.1985 | 5002.7966 | 6105.8835 | 101.9888 | 124.4767
1 | 3000 | 707 | 0.04 | 15 | 15 | 7 | 4.217e-09 | 5spot_SharedNeighbor | Water | Porous | Wet | R600a | MinimizeLCOE_Brownfield | IgnoreSilica | 153.6318 | 40.2653 | 3.5589 | 4 | 4995.7041 | 6095.9248 | 101.8442 | 124.2737 | 130.0543 | 0 | 211.3738 | 5708368.6532 | 420908.5537 | 6517621.7087 | 6621490.4453 | 0 | 314580.3227 | 0 | 7637358.1766 | 19870839.338 | 13562256.1531 | 60653423.3513 | 961560.8286 | 9501104.8411 | 9501104.8411 | 1478867.319 | 4682163.0063 | 0 | 71116089.021 | 86778224.1874 | 4216965.0343 | 14.2354 | 4995.7041 | 6095.9248 | 101.8442 | 124.2737
1 | 3000 | 707 | 0.04 | 15 | 15 | 7 | 5.6234e-09 | 5spot_SharedNeighbor | Water | Porous | Wet | R600a | MinimizeLCOE_Brownfield | IgnoreSilica | 153.8681 | 40.3228 | 3.5658 | 4 | 4990.3786 | 6088.4615 | 101.7356 | 124.1215 | 130.0465 | 0 | 211.6487 | 5713921.5899 | 421291 | 6525098.9059 | 6631209.559 | 0 | 311626.9417 | 0 | 7645227.7187 | 19891314.2721 | 13576230.7164 | 60715920.7037 | 961560.8286 | 9501104.8411 | 9501104.8411 | 1478867.319 | 4682163.0063 | 0 | 71178586.3734 | 86840721.5398 | 5623413.2519 | 14.2632 | 4990.3786 | 6088.4615 | 101.7356 | 124.1215
1 | 3000 | 707 | 0.04 | 15 | 15 | 7 | 7.4989e-09 | 5spot_SharedNeighbor | Water | Porous | Wet | R600a | MinimizeLCOE_Brownfield | IgnoreSilica | 154.0332 | 40.3629 | 3.5708 | 4 | 4986.381 | 6082.9247 | 101.6541 | 124.0086 | 130.0411 | 0 | 249.2023 | 5717797.8194 | 421557.8978 | 6530319.9954 | 6637998.6344 | 0 | 309297.7328 | 0 | 7650619.1111 | 19905341.5693 | 13585804.6349 | 60758737.3952 | 961560.8286 | 9501104.8411 | 9501104.8411 | 1478867.319 | 4682163.0063 | 0 | 71221403.0649 | 86883538.2313 | 7498942.0933 | 14.2832 | 4986.381 | 6082.9247 | 101.6541 | 124.0086
1 | 3000 | 707 | 0.04 | 15 | 15 | 7 | 1e-08 | 5spot_SharedNeighbor | Water | Porous | Wet | R600a | MinimizeLCOE_Brownfield | IgnoreSilica | 154.1723 | 40.3967 | 3.5748 | 4 | 4983.381 | 6078.6953 | 101.593 | 123.9224 | 130.0365 | 0 | 260.4736 | 5721061.5195 | 421782.5961 | 6534716.75 | 6643717.1873 | 0 | 307651.7363 | 0 | 7655282.6178 | 19917475.057 | 13594085.9896 | 60795773.4536 | 961560.8286 | 9501104.8411 | 9501104.8411 | 1478867.319 | 4682163.0063 | 0 | 71258439.1233 | 86920574.2897 | 10000000 | 14.2992 | 4983.381 | 6078.6953 | 101.593 | 123.9224
1 | 3100 | 707 | 0.04 | 15 | 15 | 7 | 1e-13 | 5spot_SharedNeighbor | Water | Porous | Wet | R600a | MinimizeLCOE_Brownfield | IgnoreSilica | 0 | 0 | 0 | 0 | [6 empty] | 21.7976 | [19 empty] | 100 | 0
1 | 3100 | 707 | 0.04 | 15 | 15 | 7 | 1.3335e-13 | 5spot_SharedNeighbor | Water | Porous | Wet | R600a | MinimizeLCOE_Brownfield | IgnoreSilica | 0 | 0 | 0 | 0 | [6 empty] | 22.3651 | [19 empty] | 133.3521 | 0
1 | 3100 | 707 | 0.04 | 15 | 15 | 7 | 1.7783e-13 | 5spot_SharedNeighbor | Water | Porous | Wet | R600a | MinimizeLCOE_Brownfield | IgnoreSilica | 0.79402 | 0.12194 | 0.0005902 | 4 | 4928420.9374 | 11789116.8279 | 100472.527 | 240337.0925 | 96.9708 | 0 | 36.8603 | 80489.5133 | 4899.7468 | 64458.1093 | 50099.0217 | 0 | 55278.6995 | 0 | 99537.7853 | 258976.8994 | 176757.0553 | 790496.8304 | 961560.8286 | 9883032.0773 | 9883032.0773 | 1478867.319 | 4834933.9008 | 0 | 11635089.7363 | 27831923.0333 | 177.8279 | 0.0023608 | 4928420.9374 | 11789116.8279 | 100472.527 | 240337.0925
1 | 3100 | 707 | 0.04 | 15 | 15 | 7 | 2.3714e-13 | 5spot_SharedNeighbor | Water | Porous | Wet | R600a | MinimizeLCOE_Brownfield | IgnoreSilica | 1.1081 | 0.20016 | 0.0038964 | 4 | 766298.063 | 1805527.1093 | 15622.0225 | 36808.1123 | 106.0866 | 0 | 61.5224 | 120668.7154 | 7771.5149 | 95183.0917 | 63208.798 | 0 | 67834.7364 | 0 | 138320.0739 | 359880.4591 | 245625.8081 | 1098493.1974 | 961560.8286 | 9883032.0773 | 9883032.0773 | 1478867.319 | 4834933.9008 | 0 | 11943086.1033 | 28139919.4003 | 237.1374 | 0.015585 | 766298.063 | 1805527.1093 | 15622.0225 | 36808.1123
1 | 3100 | 707 | 0.04 | 15 | 15 | 7 | 3.1623e-13 | 5spot_SharedNeighbor | Water | Porous | Wet | R600a | MinimizeLCOE_Brownfield | IgnoreSilica | 1.4565 | 0.29169 | 0.0090758 | 4 | 337782.0802 | 783934.4876 | 6886.1446 | 15981.5649 | 112.2996 | 0 | 71.7536 | 162785.0785 | 10896.7197 | 128072.7084 | 78183.67 | 0 | 77897.4177 | 0 | 178555.8818 | 464565.7776 | 317075.6891 | 1418032.9428 | 961560.8286 | 9883032.0773 | 9883032.0773 | 1478867.319 | 4834933.9008 | 0 | 12262625.8487 | 28459459.1457 | 316.2278 | 0.036303 | 337782.0802 | 783934.4876 | 6886.1446 | 15981.5649
1 | 3100 | 707 | 0.04 | 15 | 15 | 7 | 4.217e-13 | 5spot_SharedNeighbor | Water | Porous | Wet | R600a | MinimizeLCOE_Brownfield | IgnoreSilica | 1.9237 | 0.41829 | 0.016738 | 4 | 189242.3592 | 431160.1105 | 3857.9615 | 8789.782 | 117.5027 | 0 | 340.7315 | 215478.218 | 14902.5458 | 170259.6562 | 98581.0788 | 0 | 90180.3893 | 0 | 229866.7363 | 598066.0958 | 408192.3994 | 1825527.1196 | 961560.8286 | 9883032.0773 | 9883032.0773 | 1478867.319 | 4834933.9008 | 0 | 12670120.0254 | 28866953.3225 | 421.6965 | 0.066952 | 189242.3592 | 431160.1105 | 3857.9615 | 8789.782
1 | 3100 | 707 | 0.04 | 15 | 15 | 7 | 5.6234e-13 | 5spot_SharedNeighbor | Water | Porous | Wet | R600a | MinimizeLCOE_Brownfield | IgnoreSilica | 2.546 | 0.59057 | 0.027656 | 4 | 119175.4655 | 265590.7216 | 2429.5531 | 5414.4261 | 121.7238 | 0 | 460.8628 | 280371.7553 | 19918.1408 | 223700.1558 | 126159.8977 | 0 | 105004.3859 | 0 | 294510.1908 | 766255.1042 | 522984.8536 | 2338904.4842 | 961560.8286 | 9883032.0773 | 9883032.0773 | 1478867.319 | 4834933.9008 | 0 | 13183497.3901 | 29380330.6871 | 562.3413 | 0.11062 | 119175.4655 | 265590.7216 | 2429.5531 | 5414.4261
1 | 3100 | 707 | 0.04 | 15 | 15 | 7 | 7.4989e-13 | 5spot_SharedNeighbor | Water | Porous | Wet | R600a | MinimizeLCOE_Brownfield | IgnoreSilica | 3.3628 | 0.81934 | 0.042662 | 4 | 80957.5436 | 175870.4823 | 1650.429 | 3585.3577 | 125.0473 | 0 | 621.5749 | 358443.5283 | 26007.2072 | 290022.9773 | 162316.86 | 0 | 122369.1812 | 0 | 374072.3041 | 973259.4024 | 664269.5406 | 2970761.001 | 961560.8286 | 9883032.0773 | 9883032.0773 | 1478867.319 | 4834933.9008 | 0 | 13815353.9069 | 30012187.2039 | 749.8942 | 0.17065 | 80957.5436 | 175870.4823 | 1650.429 | 3585.3577
1 | 3100 | 707 | 0.04 | 15 | 15 | 7 | 1e-12 | 5spot_SharedNeighbor | Water | Porous | Wet | R600a | MinimizeLCOE_Brownfield | IgnoreSilica | 4.4721 | 1.1332 | 0.063467 | 4 | 57620.6933 | 121420.9114 | 1174.6758 | 2475.3295 | 127.7107 | 0 | 88.1898 | 455876.0542 | 33659.4384 | 375227.7725 | 212397.0424 | 0 | 144391.861 | 0 | 476405.3457 | 1239508.9853 | 845990.3518 | 3783456.8511 | 961560.8286 | 9883032.0773 | 9883032.0773 | 1478867.319 | 4834933.9008 | 0 | 14628049.757 | 30824883.054 | 1000 | 0.25387 | 57620.6933 | 121420.9114 | 1174.6758 | 2475.3295
1 | 3100 | 707 | 0.04 | 15 | 15 | 7 | 1.3335e-12 | 5spot_SharedNeighbor | Water | Porous | Wet | R600a | MinimizeLCOE_Brownfield | IgnoreSilica | 5.9459 | 1.5517 | 0.091479 | 4 | 42742.4286 | 87006.2624 | 871.3622 | 1773.7403 | 129.7538 | 0 | 86.515 | 573864.8253 | 42933.3994 | 481809.0551 | 278759.8165 | 0 | 170951.1568 | 0 | 603844.1187 | 1571078.5315 | 1072293.3802 | 4795534.2835 | 961560.8286 | 9883032.0773 | 9883032.0773 | 1478867.319 | 4834933.9008 | 0 | 15640127.1893 | 31836960.4864 | 1333.5214 | 0.36592 | 42742.4286 | 87006.2624 | 871.3622 | 1773.7403
1 | 3100 | 707 | 0.04 | 15 | 15 | 7 | 1.7783e-12 | 5spot_SharedNeighbor | Water | Porous | Wet | R600a | MinimizeLCOE_Brownfield | IgnoreSilica | 7.8951 | 2.1034 | 0.12847 | 4 | 32872.5467 | 64391.9336 | 670.1513 | 1312.7167 | 131.2061 | 0 | 99.6038 | 715351.9107 | 54017.7942 | 613944.5341 | 366409.0337 | 0 | 202841.1366 | 0 | 761500.1196 | 1981267.1061 | 1352255.5109 | 6047587.1458 | 961560.8286 | 9883032.0773 | 9883032.0773 | 1478867.319 | 4834933.9008 | 0 | 16892180.0517 | 33089013.3487 | 1778.2794 | 0.51387 | 32872.5467 | 64391.9336 | 670.1513 | 1312.7167
1 | 3100 | 707 | 0.04 | 15 | 15 | 7 | 2.3714e-12 | 5spot_SharedNeighbor | Water | Porous | Wet | R600a | MinimizeLCOE_Brownfield | IgnoreSilica | 10.489 | 2.8474 | 0.17942 | 4 | 25747.4866 | 48316.1524 | 524.8973 | 984.9901 | 132.551 | 0 | 98.5017 | 890530.3172 | 67796.3345 | 781561.8271 | 483454.852 | 0 | 241285.906 | 0 | 961205.4024 | 2500859.2866 | 1706887.8507 | 7633581.7765 | 961560.8286 | 9883032.0773 | 9883032.0773 | 1478867.319 | 4834933.9008 | 0 | 18478174.6824 | 34675007.9794 | 2371.3737 | 0.71767 | 25747.4866 | 48316.1524 | 524.8973 | 984.9901
1 | 3100 | 707 | 0.04 | 15 | 15 | 7 | 3.1623e-12 | 5spot_SharedNeighbor | Water | Porous | Wet | R600a | MinimizeLCOE_Brownfield | IgnoreSilica | 13.958 | 3.8382 | 0.24673 | 4 | 20742.4887 | 37153.8548 | 422.8637 | 757.4316 | 133.475 | 0 | 96.6211 | 1103341.0939 | 84442.2109 | 991818.3626 | 639829.4336 | 0 | 288724.3242 | 0 | 1212180.6158 | 3153845.3098 | 2152564.229 | 9626745.5797 | 961560.8286 | 9883032.0773 | 9883032.0773 | 1478867.319 | 4834933.9008 | 0 | 20471338.4855 | 36668171.7826 | 3162.2777 | 0.98693 | 20742.4887 | 37153.8548 | 422.8637 | 757.4316
1 | 3100 | 707 | 0.04 | 15 | 15 | 7 | 4.217e-12 | 5spot_SharedNeighbor | Water | Porous | Wet | R600a | MinimizeLCOE_Brownfield | IgnoreSilica | 18.5601 | 5.1544 | 0.33643 | 4 | 17072.3077 | 29108.1793 | 348.0421 | 593.4096 | 134.1746 | 0 | 89.5655 | 1362385.6514 | 104649.0368 | 1255038.0605 | 848105.0418 | 0 | 346143.2889 | 0 | 1527365.221 | 3973890.9993 | 2712262.2623 | 12129839.5621 | 961560.8286 | 9883032.0773 | 9883032.0773 | 1478867.319 | 4834933.9008 | 0 | 22974432.4679 | 39171265.765 | 4216.965 | 1.3457 | 17072.3077 | 29108.1793 | 348.0421 | 593.4096
1 | 3100 | 707 | 0.04 | 15 | 15 | 7 | 5.6234e-12 | 5spot_SharedNeighbor | Water | Porous | Wet | R600a | MinimizeLCOE_Brownfield | IgnoreSilica | 24.6768 | 6.9037 | 0.45559 | 4 | 14334.9972 | 23222.876 | 292.2383 | 473.4297 | 134.7052 | 0 | 98.7811 | 1678178.0376 | 129193.5537 | 1584979.7836 | 1124550.1315 | 0 | 416114.4192 | 0 | 1923876.211 | 5005531.2598 | 3416377.9382 | 15278801.3346 | 961560.8286 | 9883032.0773 | 9883032.0773 | 1478867.319 | 4834933.9008 | 0 | 26123394.2404 | 42320227.5375 | 5623.4133 | 1.8224 | 14334.9972 | 23222.876 | 292.2383 | 473.4297
1 | 3100 | 707 | 0.04 | 15 | 15 | 7 | 7.4989e-12 | 5spot_SharedNeighbor | Water | Porous | Wet | R600a | MinimizeLCOE_Brownfield | IgnoreSilica | 31.5903 | 8.8816 | 0.60129 | 4 | 12252.9916 | 18987.2023 | 249.7938 | 387.0798 | 135.0604 | 0 | 105.2203 | 2008040.7949 | 154744.7014 | 1938404.748 | 1437127.1777 | 0 | 475324.4896 | 0 | 2345320.3455 | 6102042.4477 | 4164769.355 | 18625774.0597 | 961560.8286 | 9883032.0773 | 9883032.0773 | 1478867.319 | 4834933.9008 | 0 | 29470366.9656 | 45667200.2626 | 7498.9421 | 2.4052 | 12252.9916 | 18987.2023 | 249.7938 | 387.0798
1 | 3100 | 707 | 0.04 | 15 | 15 | 7 | 1e-11 | 5spot_SharedNeighbor | Water | Porous | Wet | R600a | MinimizeLCOE_Brownfield | IgnoreSilica | 39.4024 | 11.1168 | 0.77775 | 4 | 10625.8418 | 15832.1709 | 216.6222 | 322.7602 | 135.313 | 0 | 121.4935 | 2355936.9305 | 181613.2286 | 2319301.0198 | 1790483.8744 | 0 | 524271.7831 | 0 | 2796926.6662 | 7277029.4569 | 4966722.1324 | 22212285.0919 | 961560.8286 | 9883032.0773 | 9883032.0773 | 1478867.319 | 4834933.9008 | 0 | 33056877.9978 | 49253711.2948 | 10000 | 3.111 | 10625.8418 | 15832.1709 | 216.6222 | 322.7602
1 | 3100 | 707 | 0.04 | 15 | 15 | 7 | 1.3335e-11 | 5spot_SharedNeighbor | Water | Porous | Wet | R600a | MinimizeLCOE_Brownfield | IgnoreSilica | 48.7009 | 13.7763 | 0.99421 | 4 | 9340.826 | 13413.5992 | 190.4254 | 273.4544 | 135.5024 | 0 | 113.8989 | 2744268.0159 | 211506.1797 | 2753113.935 | 2211001.8476 | 0 | 572320.0887 | 0 | 3311961.926 | 8617045.5547 | 5881310.6537 | 26302528.2011 | 961560.8286 | 9883032.0773 | 9883032.0773 | 1478867.319 | 4834933.9008 | 0 | 37147121.107 | 53343954.4041 | 13335.2143 | 3.9769 | 9340.826 | 13413.5992 | 190.4254 | 273.4544
1 | 3100 | 707 | 0.04 | 15 | 15 | 7 | 1.7783e-11 | 5spot_SharedNeighbor | Water | Porous | Wet | R600a | MinimizeLCOE_Brownfield | IgnoreSilica | 59.3117 | 16.8053 | 1.2502 | 4 | 8322.0987 | 11560.956 | 169.6572 | 235.6857 | 135.62 | 0 | 147.0412 | 3160482.4927 | 243411.0491 | 3227287.494 | 2690262.2159 | 0 | 613953.8759 | 0 | 3874804.8798 | 10081447.4654 | 6880795.0481 | 30772444.5209 | 961560.8286 | 9883032.0773 | 9883032.0773 | 1478867.319 | 4834933.9008 | 0 | 41617037.4267 | 57813870.7238 | 17782.7941 | 5.0008 | 8322.0987 | 11560.956 | 169.6572 | 235.6857
1 | 3100 | 707 | 0.04 | 15 | 15 | 7 | 2.3714e-11 | 5spot_SharedNeighbor | Water | Porous | Wet | R600a | MinimizeLCOE_Brownfield | IgnoreSilica | 70.7802 | 20.0629 | 1.538 | 4 | 7516.0528 | 10148.8889 | 153.2249 | 206.8988 | 135.6495 | 0 | 168.8909 | 3583527.3444 | 275648.2508 | 3718674.7813 | 3206631.1131 | 0 | 642770.0418 | 0 | 4456628.0972 | 11595232.1289 | 7913984.1861 | 35393095.9436 | 961560.8286 | 9883032.0773 | 9883032.0773 | 1478867.319 | 4834933.9008 | 0 | 46237688.8495 | 62434522.1465 | 23713.7371 | 6.1519 | 7516.0528 | 10148.8889 | 153.2249 | 206.8988
1 | 3100 | 707 | 0.04 | 15 | 15 | 7 | 3.1623e-11 | 5spot_SharedNeighbor | Water | Porous | Wet | R600a | MinimizeLCOE_Brownfield | IgnoreSilica | 82.5512 | 23.3785 | 1.8444 | 4 | 6881.7382 | 9077.1492 | 140.2935 | 185.05 | 135.5847 | 0 | 168.2309 | 3992459.4879 | 306563.1343 | 4202859.2406 | 3733764.723 | 0 | 655135.6444 | 0 | 5027405.0698 | 13080276.7289 | 8927557.6403 | 39926021.6691 | 961560.8286 | 9883032.0773 | 9883032.0773 | 1478867.319 | 4834933.9008 | 0 | 50770614.575 | 66967447.872 | 31622.7766 | 7.3776 | 6881.7382 | 9077.1492 | 140.2935 | 185.05
1 | 3100 | 707 | 0.04 | 15 | 15 | 7 | 4.217e-11 | 5spot_SharedNeighbor | Water | Porous | Wet | R600a | MinimizeLCOE_Brownfield | IgnoreSilica | 94.0197 | 26.5721 | 2.153 | 4 | 6385.7064 | 8266.4783 | 130.1813 | 168.5233 | 135.4376 | 0 | 186.6041 | 4368683.9091 | 334731.2841 | 4656684.5841 | 4243625.6542 | 0 | 650141.0941 | 0 | 5559007.945 | 14463398.3636 | 9871566.5763 | 44147839.4105 | 961560.8286 | 9883032.0773 | 9883032.0773 | 1478867.319 | 4834933.9008 | 0 | 54992432.3164 | 71189265.6134 | 42169.6503 | 8.6118 | 6385.7064 | 8266.4783 | 130.1813 | 168.5233
1 | 3100 | 707 | 0.04 | 15 | 15 | 7 | 5.6234e-11 | 5spot_SharedNeighbor | Water | Porous | Wet | R600a | MinimizeLCOE_Brownfield | IgnoreSilica | 104.6971 | 29.5062 | 2.4481 | 4 | 6000.1249 | 7654.1282 | 122.3207 | 156.0398 | 135.2337 | 0 | 201.2818 | 4700811.7295 | 359332.872 | 5064415.3474 | 4714362.5822 | 0 | 630153.736 | 0 | 6032939.7441 | 15696471.6882 | 10713164.4574 | 47911652.1567 | 961560.8286 | 9883032.0773 | 9883032.0773 | 1478867.319 | 4834933.9008 | 0 | 58756245.0626 | 74953078.3597 | 56234.1325 | 9.7925 | 6000.1249 | 7654.1282 | 122.3207 | 156.0398
1 | 3100 | 707 | 0.04 | 15 | 15 | 7 | 7.4989e-11 | 5spot_SharedNeighbor | Water | Porous | Wet | R600a | MinimizeLCOE_Brownfield | IgnoreSilica | 114.2218 | 32.0877 | 2.7174 | 4 | 5702.0025 | 7192.0802 | 116.243 | 146.6203 | 135.0026 | 0 | 216.0839 | 4983252.7861 | 380025.6019 | 5416762.9439 | 5130680.285 | 0 | 599060.9139 | 0 | 6438815.187 | 16752476.3339 | 11433909.3268 | 51134983.3784 | 961560.8286 | 9883032.0773 | 9883032.0773 | 1478867.319 | 4834933.9008 | 0 | 61979576.2843 | 78176409.5813 | 74989.4209 | 10.8698 | 5702.0025 | 7192.0802 | 116.243 | 146.6203
1 | 3100 | 707 | 0.04 | 15 | 15 | 7 | 1e-10 | 5spot_SharedNeighbor | Water | Porous | Wet | R600a | MinimizeLCOE_Brownfield | IgnoreSilica | 122.3944 | 34.2727 | 2.9531 | 4 | 5472.5431 | 6843.7128 | 111.5652 | 139.5183 | 134.7704 | 0 | 223.9013 | 5215760.6972 | 396893.6303 | 5710798.0684 | 5485306.1768 | 0 | 561271.7444 | 0 | 6774311.8237 | 17625369.7629 | 12029677.0283 | 53799388.9321 | 961560.8286 | 9883032.0773 | 9883032.0773 | 1478867.319 | 4834933.9008 | 0 | 64643981.8379 | 80840815.135 | 100000 | 11.8124 | 5472.5431 | 6843.7128 | 111.5652 | 139.5183
1 | 3100 | 707 | 0.04 | 15 | 15 | 7 | 1.3335e-10 | 5spot_SharedNeighbor | Water | Porous | Wet | R600a | MinimizeLCOE_Brownfield | IgnoreSilica | 129.1734 | 36.0631 | 3.152 | 4 | 5296.6882 | 6581.3508 | 107.9802 | 134.1697 | 134.5556 | 0 | 244.5538 | 5401964.5439 | 410275.5183 | 5949130.6608 | 5777376.7383 | 0 | 520882.8771 | 0 | 7043255.832 | 18325106.9044 | 12507262.0055 | 55935255.0804 | 961560.8286 | 9883032.0773 | 9883032.0773 | 1478867.319 | 4834933.9008 | 0 | 66779847.9862 | 82976681.2833 | 133352.1432 | 12.6078 | 5296.6882 | 6581.3508 | 107.9802 | 134.1697
1 | 3100 | 707 | 0.04 | 15 | 15 | 7 | 1.7783e-10 | 5spot_SharedNeighbor | Water | Porous | Wet | R600a | MinimizeLCOE_Brownfield | IgnoreSilica | 136.9427 | 38.1006 | 3.3553 | 4 | 5161.2001 | 6367.9922 | 105.218 | 129.8201 | 134.307 | 0 | 226.451 | 5609931.4144 | 425139.9371 | 6217591.1646 | 6110746.3182 | 0 | 500370.5371 | 0 | 7356873.9549 | 19141076.9282 | 13064178.3133 | 58425908.5678 | 961560.8286 | 9883032.0773 | 9883032.0773 | 1478867.319 | 4834933.9008 | 0 | 69270501.4736 | 85467334.7707 | 177827.941 | 13.4214 | 5161.2001 | 6367.9922 | 105.218 | 129.8201
1 | 3100 | 707 | 0.04 | 15 | 15 | 7 | 2.3714e-10 | 5spot_SharedNeighbor | Water | Porous | Wet | R600a | MinimizeLCOE_Brownfield | IgnoreSilica | 141.6903 | 39.3403 | 3.4958 | 4 | 5056.8816 | 6215.2043 | 103.0914 | 126.7053 | 134.1585 | 0 | 240.6854 | 5734681.9875 | 434028.5194 | 6379583.7318 | 6313981.6941 | 0 | 466401.6677 | 0 | 7538184.2642 | 19612809.1612 | 13386145.2555 | 59865816.2813 | 961560.8286 | 9883032.0773 | 9883032.0773 | 1478867.319 | 4834933.9008 | 0 | 70710409.1872 | 86907242.4843 | 237137.3706 | 13.983 | 5056.8816 | 6215.2043 | 103.0914 | 126.7053
1 | 3100 | 707 | 0.04 | 15 | 15 | 7 | 3.1623e-10 | 5spot_SharedNeighbor | Water | Porous | Wet | R600a | MinimizeLCOE_Brownfield | IgnoreSilica | 145.3808 | 40.2984 | 3.6065 | 4 | 4977.5618 | 6100.3255 | 101.4743 | 124.3634 | 134.0392 | 0 | 241.3079 | 5830011.752 | 440789.2854 | 6504105.0637 | 6471427.0518 | 0 | 435950.7099 | 0 | 7676090.7066 | 19971613.4358 | 13631036.5455 | 60961024.5508 | 961560.8286 | 9883032.0773 | 9883032.0773 | 1478867.319 | 4834933.9008 | 0 | 71805617.4567 | 88002450.7537 | 316227.766 | 14.4259 | 4977.5618 | 6100.3255 | 101.4743 | 124.3634
1 | 3100 | 707 | 0.04 | 15 | 15 | 7 | 4.217e-10 | 5spot_SharedNeighbor | Water | Porous | Wet | R600a | MinimizeLCOE_Brownfield | IgnoreSilica | 148.3038 | 41.0527 | 3.694 | 4 | 4917.3811 | 6013.5349 | 100.2475 | 122.594 | 133.9425 | 0 | 278.3449 | 5904420.2513 | 446045.7772 | 6601763.6468 | 6595336.557 | 0 | 410413.2822 | 0 | 7783612.0106 | 20251361.8133 | 13821970.5614 | 61814923.8997 | 961560.8286 | 9883032.0773 | 9883032.0773 | 1478867.319 | 4834933.9008 | 0 | 72659516.8056 | 88856350.1026 | 421696.5034 | 14.7761 | 4917.3811 | 6013.5349 | 100.2475 | 122.594
1 | 3100 | 707 | 0.04 | 15 | 15 | 7 | 5.6234e-10 | 5spot_SharedNeighbor | Water | Porous | Wet | R600a | MinimizeLCOE_Brownfield | IgnoreSilica | 150.8324 | 41.7021 | 3.7679 | 4 | 4869.8369 | 5944.4989 | 99.2782 | 121.1867 | 133.8572 | 0 | 235.6593 | 5968034.0082 | 450525.4269 | 6685578.4841 | 6701992.0269 | 0 | 389646.995 | 0 | 7876353.0071 | 20492654.8622 | 13986658.0254 | 62551442.8359 | 961560.8286 | 9883032.0773 | 9883032.0773 | 1478867.319 | 4834933.9008 | 0 | 73396035.7418 | 89592869.0389 | 562341.3252 | 15.0716 | 4869.8369 | 5944.4989 | 99.2782 | 121.1867
1 | 3100 | 707 | 0.04 | 15 | 15 | 7 | 7.4989e-10 | 5spot_SharedNeighbor | Water | Porous | Wet | R600a | MinimizeLCOE_Brownfield | IgnoreSilica | 152.4675 | 42.1206 | 3.8182 | 4 | 4835.7929 | 5896.2871 | 98.5842 | 120.2038 | 133.8012 | 0 | 218.7285 | 6008809.8316 | 453389.4057 | 6739468.1505 | 6770813.1357 | 0 | 372008.3567 | 0 | 7934350.6633 | 20643552.8668 | 14089649.0142 | 63012041.4244 | 961560.8286 | 9883032.0773 | 9883032.0773 | 1478867.319 | 4834933.9008 | 0 | 73856634.3303 | 90053467.6273 | 749894.2093 | 15.2729 | 4835.7929 | 5896.2871 | 98.5842 | 120.2038
1 | 3100 | 707 | 0.04 | 15 | 15 | 7 | 1e-09 | 5spot_SharedNeighbor | Water | Porous | Wet | R600a | MinimizeLCOE_Brownfield | IgnoreSilica | 153.6829 | 42.4311 | 3.8562 | 4 | 4810.1126 | 5860.1764 | 98.0607 | 119.4676 | 133.7592 | 0 | 227.4982 | 6038942.3907 | 455502.2044 | 6779373.1316 | 6821897.5551 | 0 | 357745.8449 | 0 | 7976849.8394 | 20754127.0054 | 14165118.1358 | 63349556.1074 | 961560.8286 | 9883032.0773 | 9883032.0773 | 1478867.319 | 4834933.9008 | 0 | 74194149.0133 | 90390982.3103 | 1000000 | 15.4246 | 4810.1126 | 5860.1764 | 98.0607 | 119.4676
1 | 3100 | 707 | 0.04 | 15 | 15 | 7 | 1.3335e-09 | 5spot_SharedNeighbor | Water | Porous | Wet | R600a | MinimizeLCOE_Brownfield | IgnoreSilica | 154.6056 | 42.6663 | 3.885 | 4 | 4790.7648 | 5833.0313 | 97.6662 | 118.9142 | 133.7271 | 0 | 250.9025 | 6061717.6912 | 457097.0815 | 6809580.9749 | 6860637.6071 | 0 | 346561.8306 | 0 | 8008882.1222 | 20837468.4345 | 14222000.3737 | 63603946.1157 | 961560.8286 | 9883032.0773 | 9883032.0773 | 1478867.319 | 4834933.9008 | 0 | 74448539.0215 | 90645372.3186 | 1333521.4322 | 15.54 | 4790.7648 | 5833.0313 | 97.6662 | 118.9142
1 | 3100 | 707 | 0.04 | 15 | 15 | 7 | 1.7783e-09 | 5spot_SharedNeighbor | Water | Porous | Wet | R600a | MinimizeLCOE_Brownfield | IgnoreSilica | 155.3024 | 42.8438 | 3.9068 | 4 | 4776.2023 | 5812.6427 | 97.3693 | 118.4986 | 133.7027 | 0 | 263.4405 | 6078860.2083 | 458296.3351 | 6832344.2591 | 6889869.9689 | 0 | 337868.5606 | 0 | 8032923.3395 | 20900018.7502 | 14264692.2495 | 63794873.6713 | 961560.8286 | 9883032.0773 | 9883032.0773 | 1478867.319 | 4834933.9008 | 0 | 74639466.5772 | 90836299.8742 | 1778279.41 | 15.6274 | 4776.2023 | 5812.6427 | 97.3693 | 118.4986
1 | 3100 | 707 | 0.04 | 15 | 15 | 7 | 2.3714e-09 | 5spot_SharedNeighbor | Water | Porous | Wet | R600a | MinimizeLCOE_Brownfield | IgnoreSilica | 155.8165 | 42.9746 | 3.9231 | 4 | 4765.2506 | 5797.3853 | 97.1461 | 118.1875 | 133.6846 | 0 | 255.7484 | 6091478.2433 | 459178.4034 | 6849114.3048 | 6911427.7549 | 0 | 331081.3401 | 0 | 8050489.2181 | 20945721.5631 | 14295885.3583 | 63934376.1859 | 961560.8286 | 9883032.0773 | 9883032.0773 | 1478867.319 | 4834933.9008 | 0 | 74778969.0918 | 90975802.3888 | 2371373.7057 | 15.6926 | 4765.2506 | 5797.3853 | 97.1461 | 118.1875
1 | 3100 | 707 | 0.04 | 15 | 15 | 7 | 3.1623e-09 | 5spot_SharedNeighbor | Water | Porous | Wet | R600a | MinimizeLCOE_Brownfield | IgnoreSilica | 156.2038 | 43.0731 | 3.9354 | 4 | 4757.0196 | 5785.931 | 96.9783 | 117.954 | 133.6709 | 0 | 269.2904 | 6100965.0975 | 459841.2198 | 6861731.0227 | 6927658.6536 | 0 | 325886.2298 | 0 | 8063672.0671 | 20980020.6321 | 14319295.1777 | 64039070.1003 | 961560.8286 | 9883032.0773 | 9883032.0773 | 1478867.319 | 4834933.9008 | 0 | 74883663.0062 | 91080496.3032 | 3162277.6602 | 15.7417 | 4757.0196 | 5785.931 | 96.9783 | 117.954
1 | 3100 | 707 | 0.04 | 15 | 15 | 7 | 4.217e-09 | 5spot_SharedNeighbor | Water | Porous | Wet | R600a | MinimizeLCOE_Brownfield | IgnoreSilica | 156.4887 | 43.1455 | 3.9446 | 4 | 4750.8367 | 5777.3639 | 96.8522 | 117.7794 | 133.6609 | 0 | 238.8147 | 6107933.8572 | 460327.8977 | 6871003.4714 | 6939594.0167 | 0 | 321878.5549 | 0 | 8073287.7413 | 21005038.6437 | 14336370.4847 | 64115434.6679 | 961560.8286 | 9883032.0773 | 9883032.0773 | 1478867.319 | 4834933.9008 | 0 | 74960027.5737 | 91156860.8708 | 4216965.0343 | 15.7783 | 4750.8367 | 5777.3639 | 96.8522 | 117.7794
1 | 3100 | 707 | 0.04 | 15 | 15 | 7 | 5.6234e-09 | 5spot_SharedNeighbor | Water | Porous | Wet | R600a | MinimizeLCOE_Brownfield | IgnoreSilica | 156.7056 | 43.2005 | 3.9515 | 4 | 4746.194 | 5770.9226 | 96.7576 | 117.6481 | 133.6532 | 0 | 242.3321 | 6113233.7634 | 460697.9165 | 6878057.8959 | 6948678.1367 | 0 | 318858.8492 | 0 | 8080615.359 | 21024103.6021 | 14349382.7106 | 64173628.2334 | 961560.8286 | 9883032.0773 | 9883032.0773 | 1478867.319 | 4834933.9008 | 0 | 75018221.1393 | 91215054.4363 | 5623413.2519 | 15.806 | 4746.194 | 5770.9226 | 96.7576 | 117.6481
1 | 3100 | 707 | 0.04 | 15 | 15 | 7 | 7.4989e-09 | 5spot_SharedNeighbor | Water | Porous | Wet | R600a | MinimizeLCOE_Brownfield | IgnoreSilica | 156.8714 | 43.2426 | 3.9567 | 4 | 4742.709 | 5766.0768 | 96.6865 | 117.5493 | 133.6473 | 0 | 234.6785 | 6117281.5723 | 460980.455 | 6883447.1635 | 6955620.1843 | 0 | 316596.0719 | 0 | 8086230.9243 | 21038714.1511 | 14359354.7104 | 64218225.2328 | 961560.8286 | 9883032.0773 | 9883032.0773 | 1478867.319 | 4834933.9008 | 0 | 75062818.1387 | 91259651.4358 | 7498942.0933 | 15.827 | 4742.709 | 5766.0768 | 96.6865 | 117.5493
1 | 3100 | 707 | 0.04 | 15 | 15 | 7 | 1e-08 | 5spot_SharedNeighbor | Water | Porous | Wet | R600a | MinimizeLCOE_Brownfield | IgnoreSilica | 156.9808 | 43.2704 | 3.9604 | 4 | 4740.0937 | 5762.5102 | 96.6332 | 117.4766 | 133.6434 | 0 | 257.7352 | 6119952.3484 | 461166.8294 | 6887003.976 | 6960202.9783 | 0 | 314770.6816 | 0 | 8089807.7573 | 21048020.3368 | 14365706.3735 | 64246631.2813 | 961560.8286 | 9883032.0773 | 9883032.0773 | 1478867.319 | 4834933.9008 | 0 | 75091224.1871 | 91288057.4842 | 10000000 | 15.8417 | 4740.0937 | 5762.5102 | 96.6332 | 117.4766
1 | 3200 | 707 | 0.04 | 15 | 15 | 7 | 1e-13 | 5spot_SharedNeighbor | Water | Porous | Wet | R600a | MinimizeLCOE_Brownfield | IgnoreSilica | 0 | 0 | 0 | 0 | [6 empty] | 21.899 | [19 empty] | 100 | 0
1 | 3200 | 707 | 0.04 | 15 | 15 | 7 | 1.3335e-13 | 5spot_SharedNeighbor | Water | Porous | Wet | R600a | MinimizeLCOE_Brownfield | IgnoreSilica | 0 | 0 | 0 | 0 | [6 empty] | 22.4304 | [19 empty] | 133.3521 | 0
1 | 3200 | 707 | 0.04 | 15 | 15 | 7 | 1.7783e-13 | 5spot_SharedNeighbor | Water | Porous | Wet | R600a | MinimizeLCOE_Brownfield | IgnoreSilica | 0.88403 | 0.1484 | 0.0014884 | 4 | 2038436.3964 | 4850130.0251 | 41556.2831 | 98876.4608 | 101.8791 | 0 | 57.3951 | 95424.6515 | 5983.2466 | 75151.2185 | 54216.5819 | 0 | 60992.8094 | 0 | 113789.7181 | 296057.505 | 202065.3306 | 903681.0616 | 961560.8286 | 10270819.4043 | 10270819.4043 | 1478867.319 | 4990048.8316 | 0 | 12136061.2946 | 28875796.8494 | 177.8279 | 0.0059536 | 2038436.3964 | 4850130.0251 | 41556.2831 | 98876.4608
1 | 3200 | 707 | 0.04 | 15 | 15 | 7 | 2.3714e-13 | 5spot_SharedNeighbor | Water | Porous | Wet | R600a | MinimizeLCOE_Brownfield | IgnoreSilica | 1.1424 | 0.21655 | 0.0054034 | 4 | 573198.1851 | 1347702.3256 | 11685.4203 | 27474.7348 | 108.966 | 0 | 48.6655 | 129776.6857 | 8501.2811 | 101161.1099 | 65335.9972 | 0 | 68598.1536 | 0 | 145615.5587 | 378861.8139 | 258580.9728 | 1156431.5728 | 961560.8286 | 10270819.4043 | 10270819.4043 | 1478867.319 | 4990048.8316 | 0 | 12388811.8057 | 29128547.3606 | 237.1374 | 0.021613 | 573198.1851 | 1347702.3256 | 11685.4203 | 27474.7348
1 | 3200 | 707 | 0.04 | 15 | 15 | 7 | 3.1623e-13 | 5spot_SharedNeighbor | Water | Porous | Wet | R600a | MinimizeLCOE_Brownfield | IgnoreSilica | 1.5102 | 0.31826 | 0.011554 | 4 | 275636.1367 | 637855.1046 | 5619.2155 | 13003.5391 | 115.4998 | 0 | 59.2808 | 176233.4868 | 12024.4572 | 137014.58 | 81624.0844 | 0 | 79334.4646 | 0 | 189630.1185 | 493378.6697 | 336741.08 | 1505980.9412 | 961560.8286 | 10270819.4043 | 10270819.4043 | 1478867.319 | 4990048.8316 | 0 | 12738361.1741 | 29478096.729 | 316.2278 | 0.046214 | 275636.1367 | 637855.1046 | 5619.2155 | 13003.5391
1 | 3200 | 707 | 0.04 | 15 | 15 | 7 | 4.217e-13 | 5spot_SharedNeighbor | Water | Porous | Wet | R600a | MinimizeLCOE_Brownfield | IgnoreSilica | 1.982 | 0.45291 | 0.020456 | 4 | 160867.0101 | 365445.8489 | 3279.4916 | 7450.1079 | 120.736 | 0 | 349.9827 | 231887.6582 | 16353.5962 | 181032.9948 | 102883.5512 | 0 | 91174.9302 | 0 | 243099.765 | 632495.7218 | 431691.3266 | 1930619.5442 | 961560.8286 | 10270819.4043 | 10270819.4043 | 1478867.319 | 4990048.8316 | 0 | 13162999.7771 | 29902735.332 | 421.6965 | 0.081825 | 160867.0101 | 365445.8489 | 3279.4916 | 7450.1079
1 | 3200 | 707 | 0.04 | 15 | 15 | 7 | 5.6234e-13 | 5spot_SharedNeighbor | Water | Porous | Wet | R600a | MinimizeLCOE_Brownfield | IgnoreSilica | 2.6044 | 0.63403 | 0.032966 | 4 | 103832.2042 | 230779.4774 | 2116.7599 | 4704.7518 | 124.9928 | 0 | 472.8912 | 299758.7549 | 21720.1788 | 236244.8751 | 131079.8718 | 0 | 105227.8699 | 0 | 309672.3047 | 805703.8144 | 549909.4089 | 2459317.0787 | 961560.8286 | 10270819.4043 | 10270819.4043 | 1478867.319 | 4990048.8316 | 0 | 13691697.3116 | 30431432.8665 | 562.3413 | 0.13186 | 103832.2042 | 230779.4774 | 2116.7599 | 4704.7518
1 | 3200 | 707 | 0.04 | 15 | 15 | 7 | 7.4989e-13 | 5spot_SharedNeighbor | Water | Porous | Wet | R600a | MinimizeLCOE_Brownfield | IgnoreSilica | 3.4601 | 0.88692 | 0.050662 | 4 | 70972.0194 | 153576.845 | 1446.8606 | 3130.8717 | 128.508 | 0 | 632.3647 | 385849.4408 | 28612.1989 | 308258.3943 | 170731.6108 | 0 | 123573.8219 | 0 | 396639.932 | 1031975.7409 | 704344.6482 | 3149985.7876 | 961560.8286 | 10270819.4043 | 10270819.4043 | 1478867.319 | 4990048.8316 | 0 | 14382366.0205 | 31122101.5754 | 749.8942 | 0.20265 | 70972.0194 | 153576.845 | 1446.8606 | 3130.8717
1 | 3200 | 707 | 0.04 | 15 | 15 | 7 | 1e-12 | 5spot_SharedNeighbor | Water | Porous | Wet | R600a | MinimizeLCOE_Brownfield | IgnoreSilica | 4.5842 | 1.2217 | 0.074622 | 4 | 51034.7573 | 107116.7418 | 1040.4126 | 2183.7197 | 131.2277 | 0 | 90.5419 | 489270.8716 | 36937.7263 | 397513.8053 | 222882.7116 | 0 | 145127.7657 | 0 | 503775.8234 | 1310721.3539 | 894594.2566 | 4000824.3144 | 961560.8286 | 10270819.4043 | 10270819.4043 | 1478867.319 | 4990048.8316 | 0 | 15233204.5473 | 31972940.1022 | 1000 | 0.29849 | 51034.7573 | 107116.7418 | 1040.4126 | 2183.7197
1 | 3200 | 707 | 0.04 | 15 | 15 | 7 | 1.3335e-12 | 5spot_SharedNeighbor | Water | Porous | Wet | R600a | MinimizeLCOE_Brownfield | IgnoreSilica | 6.0728 | 1.6662 | 0.10675 | 4 | 38146.395 | 77348.5956 | 777.6659 | 1576.8557 | 133.319 | 0 | 71.627 | 614171.3849 | 46999.1949 | 508820.011 | 291585.9923 | 0 | 171003.8607 | 0 | 636706.3731 | 1656579.3764 | 1130649.4637 | 5056515.657 | 961560.8286 | 10270819.4043 | 10270819.4043 | 1478867.319 | 4990048.8316 | 0 | 16288895.8899 | 33028631.4448 | 1333.5214 | 0.42701 | 38146.395 | 77348.5956 | 777.6659 | 1576.8557
1 | 3200 | 707 | 0.04 | 15 | 15 | 7 | 1.7783e-12 | 5spot_SharedNeighbor | Water | Porous | Wet | R600a | MinimizeLCOE_Brownfield | IgnoreSilica | 8.0756 | 2.2628 | 0.1496 | 4 | 29450.4204 | 57425.4803 | 600.3867 | 1170.6961 | 134.8177 | 0 | 68.3274 | 766726.9551 | 59251.588 | 649292.6115 | 384552.2349 | 0 | 203353.6448 | 0 | 804639.0434 | 2093505.7367 | 1428860.6825 | 6390182.4969 | 961560.8286 | 10270819.4043 | 10270819.4043 | 1478867.319 | 4990048.8316 | 0 | 17622562.7298 | 34362298.2847 | 1778.2794 | 0.59838 | 29450.4204 | 57425.4803 | 600.3867 | 1170.6961
1 | 3200 | 707 | 0.04 | 15 | 15 | 7 | 2.3714e-12 | 5spot_SharedNeighbor | Water | Porous | Wet | R600a | MinimizeLCOE_Brownfield | IgnoreSilica | 10.7326 | 3.0671 | 0.20884 | 4 | 23118.8541 | 43157.5828 | 471.3091 | 879.8257 | 136.2397 | 0 | 107.6212 | 955843.8084 | 74542.2371 | 827324.8914 | 509167.8091 | 0 | 242012.2095 | 0 | 1017467.4726 | 2647241.6525 | 1806796.8232 | 8080396.9037 | 961560.8286 | 10270819.4043 | 10270819.4043 | 1478867.319 | 4990048.8316 | 0 | 19312777.1366 | 36052512.6915 | 2371.3737 | 0.83537 | 23118.8541 | 43157.5828 | 471.3091 | 879.8257
1 | 3200 | 707 | 0.04 | 15 | 15 | 7 | 3.1623e-12 | 5spot_SharedNeighbor | Water | Porous | Wet | R600a | MinimizeLCOE_Brownfield | IgnoreSilica | 14.2675 | 4.13 | 0.28655 | 4 | 18684.2619 | 33288.5866 | 380.904 | 678.6329 | 137.1965 | 0 | 95.6622 | 1183591.5572 | 92822.5401 | 1048994.7053 | 673426.5934 | 0 | 289190.957 | 0 | 1282330.2777 | 3336360.3403 | 2277134.4876 | 10183851.4586 | 961560.8286 | 10270819.4043 | 10270819.4043 | 1478867.319 | 4990048.8316 | 0 | 21416231.6915 | 38155967.2464 | 3162.2777 | 1.1462 | 18684.2619 | 33288.5866 | 380.904 | 678.6329
1 | 3200 | 707 | 0.04 | 15 | 15 | 7 | 4.217e-12 | 5spot_SharedNeighbor | Water | Porous | Wet | R600a | MinimizeLCOE_Brownfield | IgnoreSilica | 18.9622 | 5.5384 | 0.38935 | 4 | 15435.648 | 26184.0448 | 314.6766 | 533.7972 | 137.9228 | 0 | 85.183 | 1459690.701 | 114863.908 | 1325925.7815 | 888225.4299 | 0 | 346363.9942 | 0 | 1612677.2277 | 4195855.3408 | 2863757.4863 | 12807359.8693 | 961560.8286 | 10270819.4043 | 10270819.4043 | 1478867.319 | 4990048.8316 | 0 | 24039740.1022 | 40779475.6571 | 4216.965 | 1.5574 | 15435.648 | 26184.0448 | 314.6766 | 533.7972
1 | 3200 | 707 | 0.04 | 15 | 15 | 7 | 5.6234e-12 | 5spot_SharedNeighbor | Water | Porous | Wet | R600a | MinimizeLCOE_Brownfield | IgnoreSilica | 25.2032 | 7.4141 | 0.52633 | 4 | 12992.1752 | 20943.3962 | 264.8631 | 426.9595 | 138.4742 | 0 | 98.4905 | 1797280.5132 | 141733.0046 | 1673802.3966 | 1175633.1741 | 0 | 416192.5734 | 0 | 2029810.2481 | 5281149.8943 | 3604493.3197 | 16120095.1241 | 961560.8286 | 10270819.4043 | 10270819.4043 | 1478867.319 | 4990048.8316 | 0 | 27352475.357 | 44092210.9119 | 5623.4133 | 2.1053 | 12992.1752 | 20943.3962 | 264.8631 | 426.9595
1 | 3200 | 707 | 0.04 | 15 | 15 | 7 | 7.4989e-12 | 5spot_SharedNeighbor | Water | Porous | Wet | R600a | MinimizeLCOE_Brownfield | IgnoreSilica | 33.4394 | 9.8908 | 0.70732 | 4 | 11134.1868 | 17050.8298 | 226.9855 | 347.6042 | 138.8909 | 0 | 110.4796 | 2206856.8612 | 174211.0265 | 2107305.6104 | 1555327.1007 | 0 | 500534.5364 | 0 | 2552251.7028 | 6640435.3918 | 4532233.6022 | 20269155.8321 | 961560.8286 | 10270819.4043 | 10270819.4043 | 1478867.319 | 4990048.8316 | 0 | 31501536.065 | 48241271.6199 | 7498.9421 | 2.8293 | 11134.1868 | 17050.8298 | 226.9855 | 347.6042
1 | 3200 | 707 | 0.04 | 15 | 15 | 7 | 1e-11 | 5spot_SharedNeighbor | Water | Porous | Wet | R600a | MinimizeLCOE_Brownfield | IgnoreSilica | 42.7593 | 12.6957 | 0.92637 | 4 | 9698.9026 | 14216.4447 | 197.7252 | 289.8215 | 139.169 | 0 | 116.0445 | 2636264.6348 | 208169.3922 | 2572674.7577 | 1987155.7621 | 0 | 572759.888 | 0 | 3111039.5296 | 8094286.694 | 5524516.9896 | 24706867.648 | 961560.8286 | 10270819.4043 | 10270819.4043 | 1478867.319 | 4990048.8316 | 0 | 35939247.8809 | 52678983.4358 | 10000 | 3.7055 | 9698.9026 | 14216.4447 | 197.7252 | 289.8215
1 | 3200 | 707 | 0.04 | 15 | 15 | 7 | 1.3335e-11 | 5spot_SharedNeighbor | Water | Porous | Wet | R600a | MinimizeLCOE_Brownfield | IgnoreSilica | 52.6427 | 15.6688 | 1.1791 | 4 | 8564.9542 | 12114.1812 | 174.6082 | 246.964 | 139.3438 | 0 | 119.3899 | 3062139.4212 | 241732.9256 | 3043908.3448 | 2445910.2789 | 0 | 622315.0609 | 0 | 3672242.3522 | 9554421.32 | 6521088.8746 | 29163758.5782 | 961560.8286 | 10270819.4043 | 10270819.4043 | 1478867.319 | 4990048.8316 | 0 | 40396138.8111 | 57135874.366 | 13335.2143 | 4.7164 | 8564.9542 | 12114.1812 | 174.6082 | 246.964
1 | 3200 | 707 | 0.04 | 15 | 15 | 7 | 1.7783e-11 | 5spot_SharedNeighbor | Water | Porous | Wet | R600a | MinimizeLCOE_Brownfield | IgnoreSilica | 63.7091 | 18.9872 | 1.473 | 4 | 7666.0413 | 10507.189 | 156.2826 | 214.2033 | 139.4352 | 0 | 141.5002 | 3509944.2412 | 276841.2871 | 3549287.1903 | 2958202.6038 | 0 | 662240.0982 | 0 | 4273041.014 | 11117576.1972 | 7587974.198 | 33935106.8298 | 961560.8286 | 10270819.4043 | 10270819.4043 | 1478867.319 | 4990048.8316 | 0 | 45167487.0627 | 61907222.6176 | 17782.7941 | 5.8919 | 7666.0413 | 10507.189 | 156.2826 | 214.2033
1 | 3200 | 707 | 0.04 | 15 | 15 | 7 | 2.3714e-11 | 5spot_SharedNeighbor | Water | Porous | Wet | R600a | MinimizeLCOE_Brownfield | IgnoreSilica | 75.4749 | 22.4914 | 1.7974 | 4 | 6955.8373 | 9284.1506 | 141.8042 | 189.27 | 139.4279 | 0 | 155.0239 | 3957382.74 | 311659.3977 | 4064323.9609 | 3499773.5257 | 0 | 686852.1768 | 0 | 4882796.8024 | 12704035.6806 | 8670765.3938 | 38777589.6779 | 961560.8286 | 10270819.4043 | 10270819.4043 | 1478867.319 | 4990048.8316 | 0 | 50009969.9108 | 66749705.4657 | 23713.7371 | 7.1896 | 6955.8373 | 9284.1506 | 141.8042 | 189.27
1 | 3200 | 707 | 0.04 | 15 | 15 | 7 | 3.1623e-11 | 5spot_SharedNeighbor | Water | Porous | Wet | R600a | MinimizeLCOE_Brownfield | IgnoreSilica | 87.365 | 25.9955 | 2.1365 | 4 | 6397.924 | 8356.7066 | 130.4303 | 170.3628 | 139.3214 | 0 | 199.7826 | 4382857.3484 | 344442.2919 | 4563813.2041 | 4042240.0543 | 0 | 693334.7957 | 0 | 5470408.2008 | 14232880.0035 | 9714233.0589 | 43444208.9577 | 961560.8286 | 10270819.4043 | 10270819.4043 | 1478867.319 | 4990048.8316 | 0 | 54676589.1906 | 71416324.7455 | 31622.7766 | 8.546 | 6397.924 | 8356.7066 | 130.4303 | 170.3628
1 | 3200 | 707 | 0.04 | 15 | 15 | 7 | 4.217e-11 | 5spot_SharedNeighbor | Water | Porous | Wet | R600a | MinimizeLCOE_Brownfield | IgnoreSilica | 98.7922 | 29.3184 | 2.472 | 4 | 5962.246 | 7655.2062 | 121.5484 | 156.0617 | 139.1344 | 0 | 186.8441 | 4768682.5265 | 373822.3131 | 5025521.5461 | 4557783.3422 | 0 | 681844.1434 | 0 | 6008985.0098 | 15634146.3832 | 10670626.1561 | 47721411.4205 | 961560.8286 | 10270819.4043 | 10270819.4043 | 1478867.319 | 4990048.8316 | 0 | 58953791.6534 | 75693527.2083 | 42169.6503 | 9.8878 | 5962.246 | 7655.2062 | 121.5484 | 156.0617
1 | 3200 | 707 | 0.04 | 15 | 15 | 7 | 5.6234e-11 | 5spot_SharedNeighbor | Water | Porous | Wet | R600a | MinimizeLCOE_Brownfield | IgnoreSilica | 109.3398 | 32.343 | 2.7891 | 4 | 5623.8324 | 7124.3185 | 114.6494 | 145.2389 | 138.8959 | 0 | 192.2456 | 5106835.399 | 399285.6179 | 5437074.574 | 5031083.9698 | 0 | 656023.0337 | 0 | 6485818.0118 | 16874768.0426 | 11517375.9309 | 51508264.5797 | 961560.8286 | 10270819.4043 | 10270819.4043 | 1478867.319 | 4990048.8316 | 0 | 62740644.8126 | 79480380.3675 | 56234.1325 | 11.1562 | 5623.8324 | 7124.3185 | 114.6494 | 145.2389
1 | 3200 | 707 | 0.04 | 15 | 15 | 7 | 7.4989e-11 | 5spot_SharedNeighbor | Water | Porous | Wet | R600a | MinimizeLCOE_Brownfield | IgnoreSilica | 118.5823 | 34.9591 | 3.0744 | 4 | 5362.284 | 6723.5191 | 109.3174 | 137.068 | 138.6395 | 0 | 213.176 | 5390491.7712 | 420447.0231 | 5787108.8703 | 5446921.1267 | 0 | 619097.9141 | 0 | 6888986.0151 | 17923728.486 | 12233312.9875 | 54710094.1941 | 961560.8286 | 10270819.4043 | 10270819.4043 | 1478867.319 | 4990048.8316 | 0 | 65942474.427 | 82682209.9819 | 74989.4209 | 12.2975 | 5362.284 | 6723.5191 | 109.3174 | 137.068
1 | 3200 | 707 | 0.04 | 15 | 15 | 7 | 1e-10 | 5spot_SharedNeighbor | Water | Porous | Wet | R600a | MinimizeLCOE_Brownfield | IgnoreSilica | 126.424 | 37.1494 | 3.3211 | 4 | 5161.2146 | 6421.337 | 105.2183 | 130.9076 | 138.3901 | 0 | 231.6031 | 5621783.7273 | 437519.3207 | 6076371.9344 | 5797961.1162 | 0 | 576407.521 | 0 | 7218917.0116 | 18782141.2608 | 12819197.3449 | 57330299.2368 | 961560.8286 | 10270819.4043 | 10270819.4043 | 1478867.319 | 4990048.8316 | 0 | 68562679.4697 | 85302415.0246 | 100000 | 13.2842 | 5161.2146 | 6421.337 | 105.2183 | 130.9076
1 | 3200 | 707 | 0.04 | 15 | 15 | 7 | 1.3335e-10 | 5spot_SharedNeighbor | Water | Porous | Wet | R600a | MinimizeLCOE_Brownfield | IgnoreSilica | 135.013 | 39.521 | 3.5672 | 4 | 5006.9363 | 6180.1074 | 102.0732 | 125.9898 | 138.096 | 0 | 223.2927 | 5866464.3998 | 455414.5816 | 6385982.1858 | 6180853.2351 | 0 | 551267.9027 | 0 | 7581593.099 | 19725750.045 | 13463229.7293 | 60210555.1783 | 961560.8286 | 10270819.4043 | 10270819.4043 | 1478867.319 | 4990048.8316 | 0 | 71442935.4112 | 88182670.9661 | 133352.1432 | 14.2688 | 5006.9363 | 6180.1074 | 102.0732 | 125.9898
1 | 3200 | 707 | 0.04 | 15 | 15 | 7 | 1.7783e-10 | 5spot_SharedNeighbor | Water | Porous | Wet | R600a | MinimizeLCOE_Brownfield | IgnoreSilica | 140.5696 | 41.0528 | 3.7457 | 4 | 4887.0911 | 6004.3693 | 99.63 | 122.4072 | 137.915 | 0 | 254.0519 | 6022193.3113 | 466789.2439 | 6584006.3205 | 6430043.9436 | 0 | 511139.9996 | 0 | 7805527.3994 | 20308381.1593 | 13860887.4367 | 61988968.8143 | 961560.8286 | 10270819.4043 | 10270819.4043 | 1478867.319 | 4990048.8316 | 0 | 73221349.0472 | 89961084.6021 | 177827.941 | 14.9826 | 4887.0911 | 6004.3693 | 99.63 | 122.4072
1 | 3200 | 707 | 0.04 | 15 | 15 | 7 | 2.3714e-10 | 5spot_SharedNeighbor | Water | Porous | Wet | R600a | MinimizeLCOE_Brownfield | IgnoreSilica | 145.0083 | 42.2706 | 3.8899 | 4 | 4795.7917 | 5871.6479 | 97.7687 | 119.7015 | 137.7645 | 0 | 236.2313 | 6144485.4292 | 475684.0199 | 6740418.5273 | 6630443.1147 | 0 | 474687.2782 | 0 | 7981630.164 | 20766564.4293 | 14173606.9333 | 63387519.896 | 961560.8286 | 10270819.4043 | 10270819.4043 | 1478867.319 | 4990048.8316 | 0 | 74619900.1289 | 91359635.6838 | 237137.3706 | 15.5595 | 4795.7917 | 5871.6479 | 97.7687 | 119.7015
1 | 3200 | 707 | 0.04 | 15 | 15 | 7 | 3.1623e-10 | 5spot_SharedNeighbor | Water | Porous | Wet | R600a | MinimizeLCOE_Brownfield | IgnoreSilica | 148.4501 | 43.2098 | 4.0032 | 4 | 4726.4147 | 5771.8113 | 96.3544 | 117.6662 | 137.6444 | 0 | 266.4707 | 6237860.0934 | 482445.9175 | 6860478.9101 | 6785743.3674 | 0 | 442484.4633 | 0 | 8115514.9731 | 21114905.2391 | 14411356.6936 | 64450789.6575 | 961560.8286 | 10270819.4043 | 10270819.4043 | 1478867.319 | 4990048.8316 | 0 | 75683169.8905 | 92422905.4453 | 316227.766 | 16.0128 | 4726.4147 | 5771.8113 | 96.3544 | 117.6662
1 | 3200 | 707 | 0.04 | 15 | 15 | 7 | 4.217e-10 | 5spot_SharedNeighbor | Water | Porous | Wet | R600a | MinimizeLCOE_Brownfield | IgnoreSilica | 151.0714 | 43.9221 | 4.0908 | 4 | 4673.8193 | 5696.8362 | 95.2821 | 116.1377 | 137.5508 | 0 | 227.4217 | 6308135.532 | 487517.5626 | 6951209.0246 | 6903967.8373 | 0 | 414873.9545 | 0 | 8215624.5253 | 21375369.7584 | 14589129.08 | 65245827.2746 | 961560.8286 | 10270819.4043 | 10270819.4043 | 1478867.319 | 4990048.8316 | 0 | 76478207.5075 | 93217943.0624 | 421696.5034 | 16.3631 | 4673.8193 | 5696.8362 | 95.2821 | 116.1377
1 | 3200 | 707 | 0.04 | 15 | 15 | 7 | 5.6234e-10 | 5spot_SharedNeighbor | Water | Porous | Wet | R600a | MinimizeLCOE_Brownfield | IgnoreSilica | 150 | 43.6308 | 4.0992 | 4 | 4632.9136 | 5653.8208 | 94.4482 | 115.2608 | 137.5884 | 0 | 217.3479 | 6279427.9201 | 485444.8111 | 6914144.2604 | 6855641.3428 | 0 | 365517.2117 | 0 | 8151068.463 | 21207408.1266 | 14474491.8151 | 64733143.9508 | 961560.8286 | 10270819.4043 | 10270819.4043 | 1478867.319 | 4990048.8316 | 0 | 75965524.1837 | 92705259.7386 | 562341.3252 | 16.3969 | 4632.9136 | 5653.8208 | 94.4482 | 115.2608
1 | 3200 | 707 | 0.04 | 15 | 15 | 7 | 7.4989e-10 | 5spot_SharedNeighbor | Water | Porous | Wet | R600a | MinimizeLCOE_Brownfield | IgnoreSilica | 154.9151 | 44.9619 | 4.2172 | 4 | 4602.4081 | 5594.7638 | 93.8263 | 114.0568 | 137.4107 | 0 | 262.2023 | 6409909.4778 | 494835.5373 | 7083174.8175 | 7077257.4909 | 0 | 374522.3345 | 0 | 8361482.8666 | 21754863.2429 | 14848141.181 | 66404186.9485 | 961560.8286 | 10270819.4043 | 10270819.4043 | 1478867.319 | 4990048.8316 | 0 | 77636567.1814 | 94376302.7363 | 749894.2093 | 16.8687 | 4602.4081 | 5594.7638 | 93.8263 | 114.0568
1 | 3200 | 707 | 0.04 | 15 | 15 | 7 | 1e-09 | 5spot_SharedNeighbor | Water | Porous | Wet | R600a | MinimizeLCOE_Brownfield | IgnoreSilica | 156.0212 | 45.2601 | 4.2554 | 4 | 4579.9974 | 5563.448 | 93.3694 | 113.4184 | 137.3696 | 0 | 258.9686 | 6438909.6198 | 496914.4567 | 7120908.2309 | 7127108.5157 | 0 | 359672.462 | 0 | 8401970.1812 | 21860202.9304 | 14920037.6823 | 66725724.079 | 961560.8286 | 10270819.4043 | 10270819.4043 | 1478867.319 | 4990048.8316 | 0 | 77958104.3119 | 94697839.8668 | 1000000 | 17.0214 | 4579.9974 | 5563.448 | 93.3694 | 113.4184
1 | 3200 | 707 | 0.04 | 15 | 15 | 7 | 1.3335e-09 | 5spot_SharedNeighbor | Water | Porous | Wet | R600a | MinimizeLCOE_Brownfield | IgnoreSilica | 156.8519 | 45.4837 | 4.2842 | 4 | 4563.1148 | 5539.9411 | 93.0253 | 112.9392 | 137.3386 | 0 | 232.7793 | 6460609.4703 | 498468.3416 | 7149179.0198 | 7164543.3082 | 0 | 347992.5773 | 0 | 8432109.1597 | 21938618.3701 | 14973557.8311 | 66965078.0779 | 961560.8286 | 10270819.4043 | 10270819.4043 | 1478867.319 | 4990048.8316 | 0 | 78197458.3109 | 94937193.8657 | 1333521.4322 | 17.1369 | 4563.1148 | 5539.9411 | 93.0253 | 112.9392
1 | 3200 | 707 | 0.04 | 15 | 15 | 7 | 1.7783e-09 | 5spot_SharedNeighbor | Water | Porous | Wet | R600a | MinimizeLCOE_Brownfield | IgnoreSilica | 157.4755 | 45.6514 | 4.306 | 4 | 4550.4098 | 5522.2981 | 92.7663 | 112.5795 | 137.3153 | 0 | 249.1831 | 6476860.0056 | 499631.2597 | 7170367.9294 | 7192644.0493 | 0 | 338912.92 | 0 | 8454582.3039 | 21997088.8815 | 15013465.1566 | 67143552.506 | 961560.8286 | 10270819.4043 | 10270819.4043 | 1478867.319 | 4990048.8316 | 0 | 78375932.7389 | 95115668.2938 | 1778279.41 | 17.2239 | 4550.4098 | 5522.2981 | 92.7663 | 112.5795
1 | 3200 | 707 | 0.04 | 15 | 15 | 7 | 2.3714e-09 | 5spot_SharedNeighbor | Water | Porous | Wet | R600a | MinimizeLCOE_Brownfield | IgnoreSilica | 157.9313 | 45.774 | 4.3221 | 4 | 4540.8555 | 5509.1114 | 92.5715 | 112.3107 | 137.2982 | 0 | 254.3742 | 6488712.6573 | 500478.8956 | 7185834.0548 | 7213182.1442 | 0 | 331812.7556 | 0 | 8470807.998 | 22039304.8091 | 15042278.3946 | 67272411.7092 | 961560.8286 | 10270819.4043 | 10270819.4043 | 1478867.319 | 4990048.8316 | 0 | 78504791.9421 | 95244527.497 | 2371373.7057 | 17.2885 | 4540.8555 | 5509.1114 | 92.5715 | 112.3107
1 | 3200 | 707 | 0.04 | 15 | 15 | 7 | 3.1623e-09 | 5spot_SharedNeighbor | Water | Porous | Wet | R600a | MinimizeLCOE_Brownfield | IgnoreSilica | 158.2797 | 45.8675 | 4.3344 | 4 | 4533.6753 | 5499.1882 | 92.4251 | 112.1084 | 137.2851 | 0 | 259.1309 | 6497757.9052 | 501125.4575 | 7197643.2685 | 7228879.0531 | 0 | 326426.483 | 0 | 8483214.5453 | 22071584.1002 | 15064309.6741 | 67370940.4868 | 961560.8286 | 10270819.4043 | 10270819.4043 | 1478867.319 | 4990048.8316 | 0 | 78603320.7197 | 95343056.2746 | 3162277.6602 | 17.3377 | 4533.6753 | 5499.1882 | 92.4251 | 112.1084
1 | 3200 | 707 | 0.04 | 15 | 15 | 7 | 4.217e-09 | 5spot_SharedNeighbor | Water | Porous | Wet | R600a | MinimizeLCOE_Brownfield | IgnoreSilica | 158.5427 | 45.9382 | 4.3437 | 4 | 4528.2818 | 5491.7359 | 92.3151 | 111.9565 | 137.2752 | 0 | 243.5353 | 6504578.4328 | 501612.8174 | 7206551.6438 | 7240728.7917 | 0 | 322334.911 | 0 | 8492564.5727 | 22095910.9537 | 15080913.2514 | 67445195.3745 | 961560.8286 | 10270819.4043 | 10270819.4043 | 1478867.319 | 4990048.8316 | 0 | 78677575.6074 | 95417311.1623 | 4216965.0343 | 17.3747 | 4528.2818 | 5491.7359 | 92.3151 | 111.9565
1 | 3200 | 707 | 0.04 | 15 | 15 | 7 | 5.6234e-09 | 5spot_SharedNeighbor | Water | Porous | Wet | R600a | MinimizeLCOE_Brownfield | IgnoreSilica | 158.7324 | 45.9891 | 4.3505 | 4 | 4524.232 | 5486.1783 | 92.2326 | 111.8432 | 137.268 | 0 | 241.8904 | 6509492.6229 | 501963.8552 | 7212972.2378 | 7249274.1797 | 0 | 319167.4376 | 0 | 8499219.43 | 22113225.5272 | 15092730.8036 | 67498046.094 | 961560.8286 | 10270819.4043 | 10270819.4043 | 1478867.319 | 4990048.8316 | 0 | 78730426.3269 | 95470161.8818 | 5623413.2519 | 17.4019 | 4524.232 | 5486.1783 | 92.2326 | 111.8432
1 | 3200 | 707 | 0.04 | 15 | 15 | 7 | 7.4989e-09 | 5spot_SharedNeighbor | Water | Porous | Wet | R600a | MinimizeLCOE_Brownfield | IgnoreSilica | 158.8787 | 46.0283 | 4.3557 | 4 | 4521.1921 | 5481.9917 | 92.1706 | 111.7578 | 137.2625 | 0 | 227.9666 | 6513281.2769 | 502234.4424 | 7217923.3404 | 7255866.3177 | 0 | 316803.1081 | 0 | 8504382.3093 | 22126658.2802 | 15101898.9336 | 67539048.0087 | 961560.8286 | 10270819.4043 | 10270819.4043 | 1478867.319 | 4990048.8316 | 0 | 78771428.2416 | 95511163.7965 | 7498942.0933 | 17.4227 | 4521.1921 | 5481.9917 | 92.1706 | 111.7578
1 | 3200 | 707 | 0.04 | 15 | 15 | 7 | 1e-08 | 5spot_SharedNeighbor | Water | Porous | Wet | R600a | MinimizeLCOE_Brownfield | IgnoreSilica | 158.9862 | 46.0571 | 4.3595 | 4 | 4518.9108 | 5478.8615 | 92.1241 | 111.694 | 137.2584 | 0 | 226.4198 | 6516061.3767 | 502432.9649 | 7221557.1096 | 7260706.031 | 0 | 314999.0321 | 0 | 8508145.0406 | 22136448.1351 | 15108580.7107 | 67568930.4007 | 961560.8286 | 10270819.4043 | 10270819.4043 | 1478867.319 | 4990048.8316 | 0 | 78801310.6336 | 95541046.1885 | 10000000 | 17.4381 | 4518.9108 | 5478.8615 | 92.1241 | 111.694
1 | 3300 | 707 | 0.04 | 15 | 15 | 7 | 1e-13 | 5spot_SharedNeighbor | Water | Porous | Wet | R600a | MinimizeLCOE_Brownfield | IgnoreSilica | 0 | 0 | 0 | 0 | [6 empty] | 21.6842 | [19 empty] | 100 | 0
1 | 3300 | 707 | 0.04 | 15 | 15 | 7 | 1.3335e-13 | 5spot_SharedNeighbor | Water | Porous | Wet | R600a | MinimizeLCOE_Brownfield | IgnoreSilica | 0 | 0 | 0 | 0 | [6 empty] | 23.1609 | [19 empty] | 133.3521 | 0
1 | 3300 | 707 | 0.04 | 15 | 15 | 7 | 1.7783e-13 | 5spot_SharedNeighbor | Water | Porous | Wet | R600a | MinimizeLCOE_Brownfield | IgnoreSilica | 0.90348 | 0.15826 | 0.0024832 | 4 | 1265075.1111 | 3005845.84 | 25790.2673 | 61278.2332 | 104.3003 | 0 | 60.5607 | 101410.7139 | 6450.3957 | 78980.133 | 55517.6348 | 0 | 61069.1609 | 0 | 118336.9349 | 307888.4304 | 210140.1802 | 939793.5837 | 961560.8286 | 10664466.8222 | 10664466.8222 | 1478867.319 | 5147507.7987 | 0 | 12565821.2345 | 29856663.1745 | 177.8279 | 0.0099329 | 1265075.1111 | 3005845.84 | 25790.2673 | 61278.2332
1 | 3300 | 707 | 0.04 | 15 | 15 | 7 | 2.3714e-13 | 5spot_SharedNeighbor | Water | Porous | Wet | R600a | MinimizeLCOE_Brownfield | IgnoreSilica | 1.1813 | 0.23524 | 0.0071106 | 4 | 451735.0753 | 1059664.0514 | 9209.2305 | 21602.685 | 111.9482 | 0 | 55.0549 | 139985.3295 | 9335.2041 | 107853.5439 | 67844.6317 | 0 | 69626.0792 | 0 | 153911.4675 | 400446.0668 | 273312.6689 | 1222314.9917 | 961560.8286 | 10664466.8222 | 10664466.8222 | 1478867.319 | 5147507.7987 | 0 | 12848342.6425 | 30139184.5824 | 237.1374 | 0.028442 | 451735.0753 | 1059664.0514 | 9209.2305 | 21602.685
1 | 3300 | 707 | 0.04 | 15 | 15 | 7 | 3.1623e-13 | 5spot_SharedNeighbor | Water | Porous | Wet | R600a | MinimizeLCOE_Brownfield | IgnoreSilica | 1.5491 | 0.34201 | 0.014181 | 4 | 232841.9619 | 537665.1053 | 4746.7983 | 10961.0304 | 118.4898 | 0 | 66.2352 | 188457.5673 | 13091.8179 | 144831.6864 | 84542.7894 | 0 | 79767.6143 | 0 | 199169.6754 | 518198.6401 | 353681.2198 | 1581741.0107 | 961560.8286 | 10664466.8222 | 10664466.8222 | 1478867.319 | 5147507.7987 | 0 | 13207768.6615 | 30498610.6015 | 316.2278 | 0.056724 | 232841.9619 | 537665.1053 | 4746.7983 | 10961.0304
1 | 3300 | 707 | 0.04 | 15 | 15 | 7 | 4.217e-13 | 5spot_SharedNeighbor | Water | Porous | Wet | R600a | MinimizeLCOE_Brownfield | IgnoreSilica | 2.0404 | 0.48921 | 0.024508 | 4 | 139388.1326 | 315764.1976 | 2841.6156 | 6437.2803 | 123.9674 | 0 | 356.0077 | 248947.6936 | 17903.835 | 192124.4138 | 107187.3451 | 0 | 92078.3421 | 0 | 256714.2355 | 667917.7816 | 455867.6103 | 2038741.257 | 961560.8286 | 10664466.8222 | 10664466.8222 | 1478867.319 | 5147507.7987 | 0 | 13664768.9078 | 30955610.8477 | 421.6965 | 0.098034 | 139388.1326 | 315764.1976 | 2841.6156 | 6437.2803
1 | 3300 | 707 | 0.04 | 15 | 15 | 7 | 5.6234e-13 | 5spot_SharedNeighbor | Water | Porous | Wet | R600a | MinimizeLCOE_Brownfield | IgnoreSilica | 2.6822 | 0.68606 | 0.039039 | 4 | 91139.0145 | 201868.1969 | 1857.9921 | 4115.3562 | 128.3622 | 0 | 481.5931 | 322414.9687 | 23865.3135 | 251040.6073 | 137621.253 | 0 | 106359.5279 | 0 | 328107.6515 | 853668.8051 | 582646.5006 | 2605724.6278 | 961560.8286 | 10664466.8222 | 10664466.8222 | 1478867.319 | 5147507.7987 | 0 | 14231752.2786 | 31522594.2186 | 562.3413 | 0.15615 | 91139.0145 | 201868.1969 | 1857.9921 | 4115.3562
1 | 3300 | 707 | 0.04 | 15 | 15 | 7 | 7.4989e-13 | 5spot_SharedNeighbor | Water | Porous | Wet | R600a | MinimizeLCOE_Brownfield | IgnoreSilica | 3.5379 | 0.95191 | 0.059112 | 4 | 63203.3323 | 136331.1197 | 1288.4854 | 2779.2943 | 131.9034 | 0 | 640.6815 | 412494.2903 | 31258.5399 | 325436.2323 | 178370.8977 | 0 | 123778.5938 | 0 | 417822.036 | 1087087.2307 | 741959.3723 | 3318207.1929 | 961560.8286 | 10664466.8222 | 10664466.8222 | 1478867.319 | 5147507.7987 | 0 | 14944234.8437 | 32235076.7837 | 749.8942 | 0.23645 | 63203.3323 | 136331.1197 | 1288.4854 | 2779.2943
1 | 3300 | 707 | 0.04 | 15 | 15 | 7 | 1e-12 | 5spot_SharedNeighbor | Water | Porous | Wet | R600a | MinimizeLCOE_Brownfield | IgnoreSilica | 4.689 | 1.3122 | 0.086598 | 4 | 45745.2636 | 95662.1233 | 932.5791 | 1950.2018 | 134.7268 | 0 | 86.0066 | 523438.7505 | 40420.0205 | 419910.5087 | 233224.4125 | 0 | 145440.2137 | 0 | 531349.2233 | 1382461.6842 | 943558.5062 | 4219803.3195 | 961560.8286 | 10664466.8222 | 10664466.8222 | 1478867.319 | 5147507.7987 | 0 | 15845830.9703 | 33136672.9103 | 1000 | 0.34639 | 45745.2636 | 95662.1233 | 932.5791 | 1950.2018
1 | 3300 | 707 | 0.04 | 15 | 15 | 7 | 1.3335e-12 | 5spot_SharedNeighbor | Water | Porous | Wet | R600a | MinimizeLCOE_Brownfield | IgnoreSilica | 6.2238 | 1.7949 | 0.12377 | 4 | 34293.9337 | 69220.0287 | 699.1282 | 1411.1439 | 136.9038 | 0 | 81.0255 | 658777.4842 | 51631.7151 | 538668.201 | 307005.1376 | 0 | 171851.7181 | 0 | 673894.3598 | 1753334.8895 | 1196687.0895 | 5351850.5948 | 961560.8286 | 10664466.8222 | 10664466.8222 | 1478867.319 | 5147507.7987 | 0 | 16977878.2456 | 34268720.1855 | 1333.5214 | 0.49507 | 34293.9337 | 69220.0287 | 699.1282 | 1411.1439
1 | 3300 | 707 | 0.04 | 15 | 15 | 7 | 1.7783e-12 | 5spot_SharedNeighbor | Water | Porous | Wet | R600a | MinimizeLCOE_Brownfield | IgnoreSilica | 8.2506 | 2.4253 | 0.17197 | 4 | 26684.496 | 51820.6032 | 543.9995 | 1056.4331 | 138.4179 | 0 | 85.493 | 819016.5393 | 64788.6324 | 684679.4837 | 400942.8317 | 0 | 203443.756 | 0 | 847419.7848 | 2204812.4503 | 1504829.8017 | 6729933.2797 | 961560.8286 | 10664466.8222 | 10664466.8222 | 1478867.319 | 5147507.7987 | 0 | 18355960.9305 | 35646802.8705 | 1778.2794 | 0.68789 | 26684.496 | 51820.6032 | 543.9995 | 1056.4331
1 | 3300 | 707 | 0.04 | 15 | 15 | 7 | 2.3714e-12 | 5spot_SharedNeighbor | Water | Porous | Wet | R600a | MinimizeLCOE_Brownfield | IgnoreSilica | 10.9689 | 3.2916 | 0.24001 | 4 | 20987.6641 | 38998.4573 | 427.8619 | 795.0363 | 139.9205 | 0 | 110.2719 | 1022346.3633 | 81683.2338 | 873256.3626 | 532189.3771 | 0 | 242217.2806 | 0 | 1073160.1208 | 2792142.4989 | 1905694.6283 | 8522689.8653 | 961560.8286 | 10664466.8222 | 10664466.8222 | 1478867.319 | 5147507.7987 | 0 | 20148717.5161 | 37439559.456 | 2371.3737 | 0.96003 | 20987.6641 | 38998.4573 | 427.8619 | 795.0363
1 | 3300 | 707 | 0.04 | 15 | 15 | 7 | 3.1623e-12 | 5spot_SharedNeighbor | Water | Porous | Wet | R600a | MinimizeLCOE_Brownfield | IgnoreSilica | 14.5842 | 4.433 | 0.3289 | 4 | 17004.0556 | 30147.1089 | 346.6507 | 614.5896 | 140.9139 | 0 | 96.7531 | 1266317.3692 | 101786.1272 | 1107349.1499 | 704025.9057 | 0 | 289498.6884 | 0 | 1352901.1237 | 3519971.2058 | 2402452.6761 | 10744302.2459 | 961560.8286 | 10664466.8222 | 10664466.8222 | 1478867.319 | 5147507.7987 | 0 | 22370329.8967 | 39661171.8367 | 3162.2777 | 1.3156 | 17004.0556 | 30147.1089 | 346.6507 | 614.5896
1 | 3300 | 707 | 0.04 | 15 | 15 | 7 | 4.217e-12 | 5spot_SharedNeighbor | Water | Porous | Wet | R600a | MinimizeLCOE_Brownfield | IgnoreSilica | 19.3689 | 5.9477 | 0.44731 | 4 | 14061.5038 | 23725.2424 | 286.6628 | 483.6712 | 141.6659 | 0 | 102.0655 | 1563176.3788 | 126183.1529 | 1400150.5467 | 933475.1611 | 0 | 346535.7407 | 0 | 1704113.1823 | 4433752.9387 | 3026127.4852 | 13533514.5864 | 961560.8286 | 10664466.8222 | 10664466.8222 | 1478867.319 | 5147507.7987 | 0 | 25159542.2372 | 42450384.1771 | 4216.965 | 1.7892 | 14061.5038 | 23725.2424 | 286.6628 | 483.6712
1 | 3300 | 707 | 0.04 | 15 | 15 | 7 | 5.6234e-12 | 5spot_SharedNeighbor | Water | Porous | Wet | R600a | MinimizeLCOE_Brownfield | IgnoreSilica | 25.7368 | 7.9648 | 0.60494 | 4 | 11851.7392 | 18997.4624 | 241.6137 | 387.289 | 142.2381 | 0 | 98.5377 | 1926014.4731 | 155903.0446 | 1767896.6028 | 1239393.9436 | 0 | 416373.5064 | 0 | 2147176.8125 | 5586513.6195 | 3812910.3367 | 17052182.3392 | 961560.8286 | 10664466.8222 | 10664466.8222 | 1478867.319 | 5147507.7987 | 0 | 28678209.99 | 45969051.9299 | 5623.4133 | 2.4197 | 11851.7392 | 18997.4624 | 241.6137 | 387.289
1 | 3300 | 707 | 0.04 | 15 | 15 | 7 | 7.4989e-12 | 5spot_SharedNeighbor | Water | Porous | Wet | R600a | MinimizeLCOE_Brownfield | IgnoreSilica | 34.1534 | 10.6313 | 0.81334 | 4 | 10171.3086 | 15486.0591 | 207.3559 | 315.7043 | 142.6711 | 0 | 79.288 | 2366777.5841 | 191877.6143 | 2226628.9516 | 1643994.5092 | 0 | 501050.6502 | 0 | 2702828.4307 | 7032205.1504 | 4799624.5125 | 21464987.4031 | 961560.8286 | 10664466.8222 | 10664466.8222 | 1478867.319 | 5147507.7987 | 0 | 33091015.0539 | 50381856.9939 | 7498.9421 | 3.2534 | 10171.3086 | 15486.0591 | 207.3559 | 315.7043
1 | 3300 | 707 | 0.04 | 15 | 15 | 7 | 1e-11 | 5spot_SharedNeighbor | Water | Porous | Wet | R600a | MinimizeLCOE_Brownfield | IgnoreSilica | 45.1689 | 14.1216 | 1.0861 | 4 | 8880.0234 | 12859.8801 | 181.0313 | 262.1661 | 142.993 | 0 | 118.5169 | 2897578.3695 | 235016.9781 | 2793724.3438 | 2173627.1146 | 0 | 602610.0222 | 0 | 3393997.163 | 8830484.4135 | 6026987.0605 | 26954025.4651 | 961560.8286 | 10664466.8222 | 10664466.8222 | 1478867.319 | 5147507.7987 | 0 | 38580053.1159 | 55870895.0559 | 10000 | 4.3446 | 8880.0234 | 12859.8801 | 181.0313 | 262.1661
1 | 3300 | 707 | 0.04 | 15 | 15 | 7 | 1.3335e-11 | 5spot_SharedNeighbor | Water | Porous | Wet | R600a | MinimizeLCOE_Brownfield | IgnoreSilica | 56.6575 | 17.7543 | 1.3949 | 4 | 7878.6226 | 10977.665 | 160.6164 | 223.7945 | 143.1713 | 0 | 119.1272 | 3410201.2395 | 276451.4221 | 3354791.0831 | 2723808.6292 | 0 | 673696.8177 | 0 | 4071190.1847 | 10592401.7447 | 7229531.8429 | 32332072.9639 | 961560.8286 | 10664466.8222 | 10664466.8222 | 1478867.319 | 5147507.7987 | 0 | 43958100.6147 | 61248942.5547 | 13335.2143 | 5.5794 | 7878.6226 | 10977.665 | 160.6164 | 223.7945
1 | 3300 | 707 | 0.04 | 15 | 15 | 7 | 1.7783e-11 | 5spot_SharedNeighbor | Water | Porous | Wet | R600a | MinimizeLCOE_Brownfield | IgnoreSilica | 68.1481 | 21.3715 | 1.7303 | 4 | 7085.8385 | 9584.1332 | 144.4544 | 195.3855 | 143.2311 | 0 | 111.5805 | 3890128.411 | 314993.1605 | 3891106.5281 | 3272709.1795 | 0 | 711270.79 | 0 | 4711281.1469 | 12257787.1276 | 8366191.5869 | 37415467.9305 | 961560.8286 | 10664466.8222 | 10664466.8222 | 1478867.319 | 5147507.7987 | 0 | 49041495.5813 | 66332337.5212 | 17782.7941 | 6.9211 | 7085.8385 | 9584.1332 | 144.4544 | 195.3855
1 | 3300 | 707 | 0.04 | 15 | 15 | 7 | 2.3714e-11 | 5spot_SharedNeighbor | Water | Porous | Wet | R600a | MinimizeLCOE_Brownfield | IgnoreSilica | 80.1935 | 25.133 | 2.0948 | 4 | 6459.9763 | 8523.5352 | 131.6954 | 173.7638 | 143.1819 | 0 | 146.2148 | 4363039.5041 | 352641.1347 | 4430119.5992 | 3845586.8659 | 0 | 731414.1694 | 0 | 5351892.4966 | 13924526.452 | 9503775.4239 | 42502995.6459 | 961560.8286 | 10664466.8222 | 10664466.8222 | 1478867.319 | 5147507.7987 | 0 | 54129023.2967 | 71419865.2366 | 23713.7371 | 8.3791 | 6459.9763 | 8523.5352 | 131.6954 | 173.7638
1 | 3300 | 707 | 0.04 | 15 | 15 | 7 | 3.1623e-11 | 5spot_SharedNeighbor | Water | Porous | Wet | R600a | MinimizeLCOE_Brownfield | IgnoreSilica | 92.1366 | 28.8198 | 2.4687 | 4 | 5968.9164 | 7719.9361 | 121.6844 | 157.3813 | 143.0309 | 0 | 188.4935 | 4804585.5219 | 387402.4148 | 4943305.1485 | 4410048.08 | 0 | 731223.3477 | 0 | 5957860.16 | 15501130.0112 | 10579839.749 | 47315394.4331 | 961560.8286 | 10664466.8222 | 10664466.8222 | 1478867.319 | 5147507.7987 | 0 | 58941422.0839 | 76232264.0239 | 31622.7766 | 9.8747 | 5968.9164 | 7719.9361 | 121.6844 | 157.3813
1 | 3300 | 707 | 0.04 | 15 | 15 | 7 | 4.217e-11 | 5spot_SharedNeighbor | Water | Porous | Wet | R600a | MinimizeLCOE_Brownfield | IgnoreSilica | 103.4324 | 32.2546 | 2.8318 | 4 | 5585.9972 | 7112.465 | 113.8781 | 144.9972 | 142.8043 | 0 | 201.6142 | 5198473.8287 | 417982.8662 | 5410145.5353 | 4936695.9088 | 0 | 712296.8606 | 0 | 6503482.0499 | 16920726.2461 | 11548743.3491 | 51648546.6448 | 961560.8286 | 10664466.8222 | 10664466.8222 | 1478867.319 | 5147507.7987 | 0 | 63274574.2956 | 80565416.2355 | 42169.6503 | 11.3274 | 5585.9972 | 7112.465 | 113.8781 | 144.9972
1 | 3300 | 707 | 0.04 | 15 | 15 | 7 | 5.6234e-11 | 5spot_SharedNeighbor | Water | Porous | Wet | R600a | MinimizeLCOE_Brownfield | IgnoreSilica | 113.6908 | 35.325 | 3.1686 | 4 | 5288.9161 | 6653.1631 | 107.8217 | 135.6337 | 142.5351 | 0 | 188.2824 | 5537666.6891 | 443938.9244 | 5819517.0261 | 5408969.8482 | 0 | 679030.8262 | 0 | 6976758.0925 | 18152093.4267 | 12389176.7519 | 55407151.5851 | 961560.8286 | 10664466.8222 | 10664466.8222 | 1478867.319 | 5147507.7987 | 0 | 67033179.2359 | 84324021.1758 | 56234.1325 | 12.6743 | 5288.9161 | 6653.1631 | 107.8217 | 135.6337
1 | 3300 | 707 | 0.04 | 15 | 15 | 7 | 7.4989e-11 | 5spot_SharedNeighbor | Water | Porous | Wet | R600a | MinimizeLCOE_Brownfield | IgnoreSilica | 122.6501 | 37.9655 | 3.4677 | 4 | 5059.5076 | 6306.069 | 103.1449 | 128.5577 | 142.2552 | 0 | 239.1244 | 5820304.4438 | 465262.2938 | 6166260.7387 | 5816741.6973 | 0 | 636419.6526 | 0 | 7372945.6422 | 19182892.162 | 13092718.0696 | 58553544.7001 | 961560.8286 | 10664466.8222 | 10664466.8222 | 1478867.319 | 5147507.7987 | 0 | 70179572.3509 | 87470414.2909 | 74989.4209 | 13.8708 | 5059.5076 | 6306.069 | 103.1449 | 128.5577
1 | 3300 | 707 | 0.04 | 15 | 15 | 7 | 1e-10 | 5spot_SharedNeighbor | Water | Porous | Wet | R600a | MinimizeLCOE_Brownfield | IgnoreSilica | 130.2944 | 40.1862 | 3.7254 | 4 | 4883.0825 | 6043.4168 | 99.5482 | 123.2032 | 141.986 | 0 | 235.9751 | 6051845.0515 | 482500.8013 | 6454426.1519 | 6161035.4128 | 0 | 590175.5979 | 0 | 7698593.376 | 20030160.7656 | 13670996.3012 | 61139733.4581 | 961560.8286 | 10664466.8222 | 10664466.8222 | 1478867.319 | 5147507.7987 | 0 | 72765761.1089 | 90056603.0489 | 100000 | 14.9016 | 4883.0825 | 6043.4168 | 99.5482 | 123.2032
1 | 3300 | 707 | 0.04 | 15 | 15 | 7 | 1.3335e-10 | 5spot_SharedNeighbor | Water | Porous | Wet | R600a | MinimizeLCOE_Brownfield | IgnoreSilica | 139.0445 | 42.7057 | 3.991 | 4 | 4745.9494 | 5829.0598 | 96.7526 | 118.8333 | 141.6805 | 0 | 214.2271 | 6309615.1954 | 501617.8644 | 6777637.6096 | 6553352.0217 | 0 | 565993.8074 | 0 | 8076204.4344 | 21012627.281 | 14341549.8856 | 64138598.0994 | 961560.8286 | 10664466.8222 | 10664466.8222 | 1478867.319 | 5147507.7987 | 0 | 75764625.7502 | 93055467.6902 | 133352.1432 | 15.9641 | 4745.9494 | 5829.0598 | 96.7526 | 118.8333
1 | 3300 | 707 | 0.04 | 15 | 15 | 7 | 1.7783e-10 | 5spot_SharedNeighbor | Water | Porous | Wet | R600a | MinimizeLCOE_Brownfield | IgnoreSilica | 144.4749 | 44.2579 | 4.1762 | 4 | 4640.3944 | 5675.4842 | 94.6007 | 115.7024 | 141.4896 | 0 | 220.1623 | 6465666.8955 | 513118.0033 | 6974938.5449 | 6795612.3431 | 0 | 524435.3311 | 0 | 8296770.736 | 21586495.5533 | 14733226.7733 | 65890264.1804 | 961560.8286 | 10664466.8222 | 10664466.8222 | 1478867.319 | 5147507.7987 | 0 | 77516291.8312 | 94807133.7711 | 177827.941 | 16.7047 | 4640.3944 | 5675.4842 | 94.6007 | 115.7024
1 | 3300 | 707 | 0.04 | 15 | 15 | 7 | 2.3714e-10 | 5spot_SharedNeighbor | Water | Porous | Wet | R600a | MinimizeLCOE_Brownfield | IgnoreSilica | 148.7324 | 45.4656 | 4.3233 | 4 | 4559.9153 | 5559.7828 | 92.96 | 113.3437 | 141.3344 | 0 | 249.1956 | 6585534.5495 | 521892.7134 | 7127583.6499 | 6984575.8004 | 0 | 486479.3673 | 0 | 8465365.7714 | 22025145.2519 | 15032614.2059 | 67229191.3098 | 961560.8286 | 10664466.8222 | 10664466.8222 | 1478867.319 | 5147507.7987 | 0 | 78855218.9606 | 96146060.9005 | 237137.3706 | 17.2931 | 4559.9153 | 5559.7828 | 92.96 | 113.3437
1 | 3300 | 707 | 0.04 | 15 | 15 | 7 | 3.1623e-10 | 5spot_SharedNeighbor | Water | Porous | Wet | R600a | MinimizeLCOE_Brownfield | IgnoreSilica | 152.0239 | 46.3936 | 4.4383 | 4 | 4498.7365 | 5472.6849 | 91.7128 | 111.5681 | 141.211 | 0 | 256.8885 | 6676716.8886 | 528530.8974 | 7244368.2099 | 7130057.5775 | 0 | 453262.5157 | 0 | 8592845.0748 | 22356820.2498 | 15258989.2072 | 68241590.6211 | 961560.8286 | 10664466.8222 | 10664466.8222 | 1478867.319 | 5147507.7987 | 0 | 79867618.2719 | 97158460.2118 | 316227.766 | 17.7533 | 4498.7365 | 5472.6849 | 91.7128 | 111.5681
1 | 3300 | 707 | 0.04 | 15 | 15 | 7 | 4.217e-10 | 5spot_SharedNeighbor | Water | Porous | Wet | R600a | MinimizeLCOE_Brownfield | IgnoreSilica | 154.5519 | 47.103 | 4.5275 | 4 | 4452.335 | 5407.111 | 90.7669 | 110.2313 | 141.1142 | 0 | 274.6874 | 6745886.5425 | 533545.0434 | 7333351.1157 | 7241435.8468 | 0 | 425212.2659 | 0 | 8688978.0176 | 22606938.4473 | 15429700.0164 | 69005047.2957 | 961560.8286 | 10664466.8222 | 10664466.8222 | 1478867.319 | 5147507.7987 | 0 | 80631074.9465 | 97921916.8865 | 421696.5034 | 18.1098 | 4452.335 | 5407.111 | 90.7669 | 110.2313
1 | 3300 | 707 | 0.04 | 15 | 15 | 7 | 5.6234e-10 | 5spot_SharedNeighbor | Water | Porous | Wet | R600a | MinimizeLCOE_Brownfield | IgnoreSilica | 156.4692 | 47.6391 | 4.5957 | 4 | 4417.2133 | 5357.8133 | 90.0509 | 109.2263 | 141.0398 | 0 | 244.2495 | 6797856.5539 | 537299.8902 | 7400434.5072 | 7325706.489 | 0 | 402032.3458 | 0 | 8760698.6166 | 22793540.734 | 15557059.9114 | 69574629.0481 | 961560.8286 | 10664466.8222 | 10664466.8222 | 1478867.319 | 5147507.7987 | 0 | 81200656.6989 | 98491498.6389 | 562341.3252 | 18.3828 | 4417.2133 | 5357.8133 | 90.0509 | 109.2263
1 | 3300 | 707 | 0.04 | 15 | 15 | 7 | 7.4989e-10 | 5spot_SharedNeighbor | Water | Porous | Wet | R600a | MinimizeLCOE_Brownfield | IgnoreSilica | 158.0091 | 48.0692 | 4.6509 | 4 | 4389.149 | 5318.5779 | 89.4787 | 108.4264 | 140.9794 | 0 | 252.6539 | 6839406.9705 | 540299.2355 | 7454147.4193 | 7393793.3216 | 0 | 382224.5693 | 0 | 8817849.8913 | 22942236.6275 | 15658547.9141 | 70028505.949 | 961560.8286 | 10664466.8222 | 10664466.8222 | 1478867.319 | 5147507.7987 | 0 | 81654533.5998 | 98945375.5397 | 749894.2093 | 18.6037 | 4389.149 | 5318.5779 | 89.4787 | 108.4264
1 | 3300 | 707 | 0.04 | 15 | 15 | 7 | 1e-09 | 5spot_SharedNeighbor | Water | Porous | Wet | R600a | MinimizeLCOE_Brownfield | IgnoreSilica | 159.0614 | 48.3633 | 4.6895 | 4 | 4369.4004 | 5291.1765 | 89.0761 | 107.8678 | 140.9377 | 0 | 247.696 | 6867778.9394 | 542349.1674 | 7490824.9987 | 7440966.0823 | 0 | 367221.7711 | 0 | 8856564.974 | 23042965.331 | 15727297.324 | 70335968.588 | 961560.8286 | 10664466.8222 | 10664466.8222 | 1478867.319 | 5147507.7987 | 0 | 81961996.2388 | 99252838.1788 | 1000000 | 18.7582 | 4369.4004 | 5291.1765 | 89.0761 | 107.8678
1 | 3300 | 707 | 0.04 | 15 | 15 | 7 | 1.3335e-09 | 5spot_SharedNeighbor | Water | Porous | Wet | R600a | MinimizeLCOE_Brownfield | IgnoreSilica | 159.8534 | 48.5844 | 4.7187 | 4 | 4354.5218 | 5270.5949 | 88.7728 | 107.4482 | 140.9062 | 0 | 232.563 | 6889052.8894 | 543884.1944 | 7518364.3407 | 7476450.1211 | 0 | 355463.9172 | 0 | 8885454.0305 | 23118128.7302 | 15778597.8884 | 70565396.1119 | 961560.8286 | 10664466.8222 | 10664466.8222 | 1478867.319 | 5147507.7987 | 0 | 82191423.7627 | 99482265.7026 | 1333521.4322 | 18.875 | 4354.5218 | 5270.5949 | 88.7728 | 107.4482
1 | 3300 | 707 | 0.04 | 15 | 15 | 7 | 1.7783e-09 | 5spot_SharedNeighbor | Water | Porous | Wet | R600a | MinimizeLCOE_Brownfield | IgnoreSilica | 160.4381 | 48.7474 | 4.7405 | 4 | 4343.3233 | 5255.1829 | 88.5445 | 107.134 | 140.8828 | 0 | 243.0346 | 6904714.3199 | 545013.094 | 7538659.2069 | 7502635.4092 | 0 | 346252.2806 | 0 | 8906536.9811 | 23172982.243 | 15816036.538 | 70732830.0726 | 961560.8286 | 10664466.8222 | 10664466.8222 | 1478867.319 | 5147507.7987 | 0 | 82358857.7235 | 99649699.6634 | 1778279.41 | 18.9622 | 4343.3233 | 5255.1829 | 88.5445 | 107.134
1 | 3300 | 707 | 0.04 | 15 | 15 | 7 | 2.3714e-09 | 5spot_SharedNeighbor | Water | Porous | Wet | R600a | MinimizeLCOE_Brownfield | IgnoreSilica | 160.8667 | 48.8668 | 4.7567 | 4 | 4334.9013 | 5243.655 | 88.3728 | 106.899 | 140.8656 | 0 | 222.0125 | 6916169.9706 | 545838.2017 | 7553515.451 | 7521822.8765 | 0 | 339074.3877 | 0 | 8921804.1461 | 23212704.2746 | 15843147.6408 | 70854076.9491 | 961560.8286 | 10664466.8222 | 10664466.8222 | 1478867.319 | 5147507.7987 | 0 | 82480104.5999 | 99770946.5398 | 2371373.7057 | 19.027 | 4334.9013 | 5243.655 | 88.3728 | 106.899
1 | 3300 | 707 | 0.04 | 15 | 15 | 7 | 3.1623e-09 | 5spot_SharedNeighbor | Water | Porous | Wet | R600a | MinimizeLCOE_Brownfield | IgnoreSilica | 161.195 | 48.9582 | 4.7691 | 4 | 4328.5716 | 5234.9766 | 88.2438 | 106.7221 | 140.8524 | 0 | 279.2889 | 6924930.7617 | 546468.868 | 7564883.1518 | 7536515.5472 | 0 | 333639.1959 | 0 | 8933510.6346 | 23243162.1561 | 15863935.7708 | 70947046.086 | 961560.8286 | 10664466.8222 | 10664466.8222 | 1478867.319 | 5147507.7987 | 0 | 82573073.7368 | 99863915.6767 | 3162277.6602 | 19.0763 | 4328.5716 | 5234.9766 | 88.2438 | 106.7221
1 | 3300 | 707 | 0.04 | 15 | 15 | 7 | 4.217e-09 | 5spot_SharedNeighbor | Water | Porous | Wet | R600a | MinimizeLCOE_Brownfield | IgnoreSilica | 161.4339 | 49.0247 | 4.7782 | 4 | 4323.8168 | 5228.4937 | 88.1469 | 106.5899 | 140.8427 | 0 | 261.747 | 6931299.2916 | 546927.1166 | 7573150.3982 | 7547207.0068 | 0 | 329439.1743 | 0 | 8941928.9651 | 23265064.9254 | 15878884.8609 | 71013901.739 | 961560.8286 | 10664466.8222 | 10664466.8222 | 1478867.319 | 5147507.7987 | 0 | 82639929.3898 | 99930771.3298 | 4216965.0343 | 19.1127 | 4323.8168 | 5228.4937 | 88.1469 | 106.5899
1 | 3300 | 707 | 0.04 | 15 | 15 | 7 | 5.6234e-09 | 5spot_SharedNeighbor | Water | Porous | Wet | R600a | MinimizeLCOE_Brownfield | IgnoreSilica | 161.6165 | 49.0755 | 4.7851 | 4 | 4320.2465 | 5223.6163 | 88.0741 | 106.4905 | 140.8353 | 0 | 279.9172 | 6936162.6772 | 547276.9589 | 7579465.6737 | 7555377.435 | 0 | 326281.6483 | 0 | 8948380.1133 | 23281849.4896 | 15890340.6708 | 71065134.6668 | 961560.8286 | 10664466.8222 | 10664466.8222 | 1478867.319 | 5147507.7987 | 0 | 82691162.3176 | 99982004.2576 | 5623413.2519 | 19.1404 | 4320.2465 | 5223.6163 | 88.0741 | 106.4905
1 | 3300 | 707 | 0.04 | 15 | 15 | 7 | 7.4989e-09 | 5spot_SharedNeighbor | Water | Porous | Wet | R600a | MinimizeLCOE_Brownfield | IgnoreSilica | 161.748 | 49.112 | 4.7902 | 4 | 4317.5664 | 5219.9788 | 88.0194 | 106.4163 | 140.83 | 0 | 281.9106 | 6939662.3857 | 547528.6382 | 7584011.3544 | 7561260.3628 | 0 | 323847.362 | 0 | 8952960.9402 | 23293767.8616 | 15898475.2046 | 71101514.1095 | 961560.8286 | 10664466.8222 | 10664466.8222 | 1478867.319 | 5147507.7987 | 0 | 82727541.7603 | 100018383.7003 | 7498942.0933 | 19.1607 | 4317.5664 | 5219.9788 | 88.0194 | 106.4163
1 | 3300 | 707 | 0.04 | 15 | 15 | 7 | 1e-08 | 5spot_SharedNeighbor | Water | Porous | Wet | R600a | MinimizeLCOE_Brownfield | IgnoreSilica | 161.8601 | 49.1432 | 4.7943 | 4 | 4315.5551 | 5217.1975 | 87.9784 | 106.3596 | 140.8255 | 0 | 275.33 | 6942643.5831 | 547743.015 | 7587883.9579 | 7566273.1313 | 0 | 322122.3088 | 0 | 8956999.7385 | 23304275.9862 | 15905647.2156 | 71133588.9363 | 961560.8286 | 10664466.8222 | 10664466.8222 | 1478867.319 | 5147507.7987 | 0 | 82759616.5871 | 100050458.5271 | 10000000 | 19.1771 | 4315.5551 | 5217.1975 | 87.9784 | 106.3596
1 | 3400 | 707 | 0.04 | 15 | 15 | 7 | 1e-13 | 5spot_SharedNeighbor | Water | Porous | Wet | R600a | MinimizeLCOE_Brownfield | IgnoreSilica | 0 | 0 | 0 | 0 | [6 empty] | 21.6862 | [19 empty] | 100 | 0
1 | 3400 | 707 | 0.04 | 15 | 15 | 7 | 1.3335e-13 | 5spot_SharedNeighbor | Water | Porous | Wet | R600a | MinimizeLCOE_Brownfield | IgnoreSilica | 0 | 0 | 0 | 0 | [6 empty] | 22.2059 | [19 empty] | 133.3521 | 0
1 | 3400 | 707 | 0.04 | 15 | 15 | 7 | 1.7783e-13 | 5spot_SharedNeighbor | Water | Porous | Wet | R600a | MinimizeLCOE_Brownfield | IgnoreSilica | 0.92292 | 0.16849 | 0.0035514 | 4 | 915285.0568 | 2171835.2132 | 18659.3239 | 44275.7984 | 106.7185 | 0 | 64.7252 | 107582.7416 | 6941.4188 | 82894.3142 | 56822.0145 | 0 | 61107.8152 | 0 | 122985.8386 | 319983.9242 | 218395.6033 | 976713.6703 | 961560.8286 | 11063974.3309 | 11063974.3309 | 1478867.319 | 5307310.8022 | 0 | 13002248.8298 | 30852401.282 | 177.8279 | 0.014206 | 915285.0568 | 2171835.2132 | 18659.3239 | 44275.7984
1 | 3400 | 707 | 0.04 | 15 | 15 | 7 | 2.3714e-13 | 5spot_SharedNeighbor | Water | Porous | Wet | R600a | MinimizeLCOE_Brownfield | IgnoreSilica | 1.2202 | 0.25485 | 0.0089943 | 4 | 370113.2939 | 866263.7597 | 7545.2601 | 17659.9584 | 114.9295 | 0 | 62.2923 | 150612.0787 | 10224.8786 | 114747.0117 | 70376.077 | 0 | 70583.3656 | 0 | 162451.9305 | 422666.5998 | 288478.6393 | 1290140.5813 | 961560.8286 | 11063974.3309 | 11063974.3309 | 1478867.319 | 5307310.8022 | 0 | 13315675.7408 | 31165828.193 | 237.1374 | 0.035977 | 370113.2939 | 866263.7597 | 7545.2601 | 17659.9584
1 | 3400 | 707 | 0.04 | 15 | 15 | 7 | 3.1623e-13 | 5spot_SharedNeighbor | Water | Porous | Wet | R600a | MinimizeLCOE_Brownfield | IgnoreSilica | 1.5834 | 0.36555 | 0.016989 | 4 | 201322.1745 | 463996.2342 | 4104.2248 | 9459.1908 | 121.4117 | 0 | 51.6022 | 200605.5321 | 14185.8489 | 152440.5714 | 87393.4722 | 0 | 79853.8968 | 0 | 208446.9353 | 542336.1674 | 370155.5782 | 1655418.0023 | 961560.8286 | 11063974.3309 | 11063974.3309 | 1478867.319 | 5307310.8022 | 0 | 13680953.1619 | 31531105.6141 | 316.2278 | 0.067956 | 201322.1745 | 463996.2342 | 4104.2248 | 9459.1908
1 | 3400 | 707 | 0.04 | 15 | 15 | 7 | 4.217e-13 | 5spot_SharedNeighbor | Water | Porous | Wet | R600a | MinimizeLCOE_Brownfield | IgnoreSilica | 2.0793 | 0.5217 | 0.028746 | 4 | 123139.8683 | 278379.3227 | 2510.3728 | 5675.139 | 127.0249 | 0 | 358.8719 | 264647.3259 | 19403.8942 | 201830.3144 | 111165.9177 | 0 | 91839.6343 | 0 | 268665.9637 | 699013.7266 | 477091.2317 | 2133658.0086 | 961560.8286 | 11063974.3309 | 11063974.3309 | 1478867.319 | 5307310.8022 | 0 | 14159193.1681 | 32009345.6203 | 421.6965 | 0.11498 | 123139.8683 | 278379.3227 | 2510.3728 | 5675.139
1 | 3400 | 707 | 0.04 | 15 | 15 | 7 | 5.6234e-13 | 5spot_SharedNeighbor | Water | Porous | Wet | R600a | MinimizeLCOE_Brownfield | IgnoreSilica | 2.7405 | 0.73445 | 0.045356 | 4 | 81376.9378 | 179766.7118 | 1658.9789 | 3664.7876 | 131.6243 | 0 | 493.783 | 343807.428 | 25986.2958 | 264510.0432 | 143317.5668 | 0 | 106419.9992 | 0 | 344776.1198 | 897036.7405 | 612246.0077 | 2738100.2009 | 961560.8286 | 11063974.3309 | 11063974.3309 | 1478867.319 | 5307310.8022 | 0 | 14763635.3605 | 32613787.8127 | 562.3413 | 0.18142 | 81376.9378 | 179766.7118 | 1658.9789 | 3664.7876
1 | 3400 | 707 | 0.04 | 15 | 15 | 7 | 7.4989e-13 | 5spot_SharedNeighbor | Water | Porous | Wet | R600a | MinimizeLCOE_Brownfield | IgnoreSilica | 3.6351 | 1.0262 | 0.068527 | 4 | 56675.9462 | 121796.7933 | 1155.4158 | 2482.9924 | 135.3573 | 0 | 662.5074 | 442277.2771 | 34281.293 | 344789.312 | 187103.0234 | 0 | 124747.0484 | 0 | 441947.202 | 1149855.9638 | 784800.3225 | 3509801.4422 | 961560.8286 | 11063974.3309 | 11063974.3309 | 1478867.319 | 5307310.8022 | 0 | 15535336.6018 | 33385489.054 | 749.8942 | 0.27411 | 56675.9462 | 121796.7933 | 1155.4158 | 2482.9924
1 | 3400 | 707 | 0.04 | 15 | 15 | 7 | 1e-12 | 5spot_SharedNeighbor | Water | Porous | Wet | R600a | MinimizeLCOE_Brownfield | IgnoreSilica | 4.8011 | 1.4079 | 0.099458 | 4 | 41404.622 | 86273.1618 | 844.0892 | 1758.7951 | 138.235 | 0 | 89.8342 | 559222.4597 | 44187.3209 | 443191.124 | 243170.0054 | 0 | 145874.867 | 0 | 559901.8531 | 1456749.77 | 994261.6512 | 4446559.0514 | 961560.8286 | 11063974.3309 | 11063974.3309 | 1478867.319 | 5307310.8022 | 0 | 16472094.2109 | 34322246.6632 | 1000 | 0.39783 | 41404.622 | 86273.1618 | 844.0892 | 1758.7951
1 | 3400 | 707 | 0.04 | 15 | 15 | 7 | 1.3335e-12 | 5spot_SharedNeighbor | Water | Porous | Wet | R600a | MinimizeLCOE_Brownfield | IgnoreSilica | 6.3675 | 1.9246 | 0.14162 | 4 | 31182.3532 | 62692.3669 | 635.6944 | 1278.0687 | 140.4752 | 0 | 84.1239 | 703599.1584 | 56470.4636 | 568228.1274 | 320153.0391 | 0 | 172194.5619 | 0 | 710051.6867 | 1847408.8371 | 1260894.4918 | 5639000.366 | 961560.8286 | 11063974.3309 | 11063974.3309 | 1478867.319 | 5307310.8022 | 0 | 17664535.5255 | 35514687.9777 | 1333.5214 | 0.56649 | 31182.3532 | 62692.3669 | 635.6944 | 1278.0687
1 | 3400 | 707 | 0.04 | 15 | 15 | 7 | 1.7783e-12 | 5spot_SharedNeighbor | Water | Porous | Wet | R600a | MinimizeLCOE_Brownfield | IgnoreSilica | 8.446 | 2.6062 | 0.19705 | 4 | 24285.181 | 46932.0698 | 495.0863 | 956.7737 | 142.0207 | 0 | 76.0435 | 876755.8226 | 71127.3311 | 723419.5124 | 422028.3405 | 0 | 204159.2809 | 0 | 896021.2122 | 2331263.3949 | 1591135.1697 | 7115910.0644 | 961560.8286 | 11063974.3309 | 11063974.3309 | 1478867.319 | 5307310.8022 | 0 | 19141445.2239 | 36991597.6761 | 1778.2794 | 0.78819 | 24285.181 | 46932.0698 | 495.0863 | 956.7737
1 | 3400 | 707 | 0.04 | 15 | 15 | 7 | 2.3714e-12 | 5spot_SharedNeighbor | Water | Porous | Wet | R600a | MinimizeLCOE_Brownfield | IgnoreSilica | 11.2079 | 3.5315 | 0.27446 | 4 | 19155.4693 | 35415.0177 | 390.5102 | 721.983 | 143.5969 | 0 | 93.6022 | 1093730.9421 | 89719.0728 | 921440.246 | 559758.9048 | 0 | 242388.8949 | 0 | 1133744.8437 | 2949771.5201 | 2013279.6742 | 9003834.0987 | 961560.8286 | 11063974.3309 | 11063974.3309 | 1478867.319 | 5307310.8022 | 0 | 21029369.2582 | 38879521.7104 | 2371.3737 | 1.0978 | 19155.4693 | 35415.0177 | 390.5102 | 721.983
1 | 3400 | 707 | 0.04 | 15 | 15 | 7 | 3.1623e-12 | 5spot_SharedNeighbor | Water | Porous | Wet | R600a | MinimizeLCOE_Brownfield | IgnoreSilica | 14.8937 | 4.7578 | 0.37611 | 4 | 15546.7994 | 27411.8113 | 316.9425 | 558.8269 | 144.6245 | 0 | 92.3161 | 1355641.4795 | 111971.4123 | 1168687.7997 | 743063.0453 | 0 | 289574.2692 | 0 | 1430885.8224 | 3722871.3947 | 2540936.2243 | 11363631.4474 | 961560.8286 | 11063974.3309 | 11063974.3309 | 1478867.319 | 5307310.8022 | 0 | 23389166.607 | 41239319.0592 | 3162.2777 | 1.5044 | 15546.7994 | 27411.8113 | 316.9425 | 558.8269
1 | 3400 | 707 | 0.04 | 15 | 15 | 7 | 4.217e-12 | 5spot_SharedNeighbor | Water | Porous | Wet | R600a | MinimizeLCOE_Brownfield | IgnoreSilica | 19.7905 | 6.387 | 0.51124 | 4 | 12884.6489 | 21613.5181 | 262.671 | 440.6208 | 145.4053 | 0 | 99.8879 | 1674400.5269 | 138943.6473 | 1478344.27 | 985827.1457 | 0 | 346905.0925 | 0 | 1803524.0662 | 4692399.6665 | 3202659.1915 | 14323003.6066 | 961560.8286 | 11063974.3309 | 11063974.3309 | 1478867.319 | 5307310.8022 | 0 | 26348538.7662 | 44198691.2184 | 4216.965 | 2.045 | 12884.6489 | 21613.5181 | 262.671 | 440.6208
1 | 3400 | 707 | 0.04 | 15 | 15 | 7 | 5.6234e-12 | 5spot_SharedNeighbor | Water | Porous | Wet | R600a | MinimizeLCOE_Brownfield | IgnoreSilica | 26.2969 | 8.5508 | 0.69042 | 4 | 10885.8753 | 17349.373 | 221.9233 | 353.6904 | 145.9982 | 0 | 82.1468 | 2062564.9821 | 171624.0176 | 1866242.9593 | 1306561.9518 | 0 | 416822.6218 | 0 | 2271288.4477 | 5909426.6356 | 4033305.1054 | 18037836.7213 | 961560.8286 | 11063974.3309 | 11063974.3309 | 1478867.319 | 5307310.8022 | 0 | 30063371.8808 | 47913524.333 | 5623.4133 | 2.7617 | 10885.8753 | 17349.373 | 221.9233 | 353.6904
1 | 3400 | 707 | 0.04 | 15 | 15 | 7 | 7.4989e-12 | 5spot_SharedNeighbor | Water | Porous | Wet | R600a | MinimizeLCOE_Brownfield | IgnoreSilica | 34.8742 | 11.4073 | 0.9278 | 4 | 9357.9825 | 14167.7914 | 190.7751 | 288.8296 | 146.4459 | 0 | 96.9604 | 2534366.2131 | 211304.9697 | 2349404.6611 | 1733964.2136 | 0 | 501257.2199 | 0 | 2858815.9382 | 7438052.6474 | 5076623.7685 | 22703789.6315 | 961560.8286 | 11063974.3309 | 11063974.3309 | 1478867.319 | 5307310.8022 | 0 | 34729324.791 | 52579477.2433 | 7498.9421 | 3.7112 | 9357.9825 | 14167.7914 | 190.7751 | 288.8296
1 | 3400 | 707 | 0.04 | 15 | 15 | 7 | 1e-11 | 5spot_SharedNeighbor | Water | Porous | Wet | R600a | MinimizeLCOE_Brownfield | IgnoreSilica | 46.0922 | 15.1437 | 1.2382 | 4 | 8182.9331 | 11786.8706 | 166.8202 | 240.2913 | 146.7778 | 0 | 89.9512 | 3102225.8833 | 258849.3935 | 2946349.0035 | 2293087.3583 | 0 | 602542.1073 | 0 | 3589190.9609 | 9338338.636 | 6373608.0027 | 28504191.3456 | 961560.8286 | 11063974.3309 | 11063974.3309 | 1478867.319 | 5307310.8022 | 0 | 40529726.5051 | 58379878.9573 | 10000 | 4.953 | 8182.9331 | 11786.8706 | 166.8202 | 240.2913
1 | 3400 | 707 | 0.04 | 15 | 15 | 7 | 1.3335e-11 | 5spot_SharedNeighbor | Water | Porous | Wet | R600a | MinimizeLCOE_Brownfield | IgnoreSilica | 60.6011 | 19.9653 | 1.6372 | 4 | 7277.6633 | 10003.3468 | 148.365 | 203.9318 | 146.9818 | 0 | 116.0027 | 3777165.24 | 314997.405 | 3674933.2239 | 3014784.8685 | 0 | 723457.755 | 0 | 4487082.012 | 11674466.9682 | 7968063.5921 | 35634951.0646 | 961560.8286 | 11063974.3309 | 11063974.3309 | 1478867.319 | 5307310.8022 | 0 | 47660486.2242 | 65510638.6764 | 13335.2143 | 6.5489 | 7277.6633 | 10003.3468 | 148.365 | 203.9318
1 | 3400 | 707 | 0.04 | 15 | 15 | 7 | 1.7783e-11 | 5spot_SharedNeighbor | Water | Porous | Wet | R600a | MinimizeLCOE_Brownfield | IgnoreSilica | 72.6233 | 23.9335 | 2.0199 | 4 | 6575.847 | 8785.1038 | 134.0575 | 179.0962 | 147.0053 | 0 | 119.3171 | 4295764.3911 | 357732.4695 | 4248415.2058 | 3609057.1985 | 0 | 760593.7609 | 0 | 5175909.5801 | 13466655.0023 | 9191268.7512 | 41105396.3593 | 961560.8286 | 11063974.3309 | 11063974.3309 | 1478867.319 | 5307310.8022 | 0 | 53130931.5189 | 70981083.9711 | 17782.7941 | 8.0797 | 6575.847 | 8785.1038 | 134.0575 | 179.0962
1 | 3400 | 707 | 0.04 | 15 | 15 | 7 | 2.3714e-11 | 5spot_SharedNeighbor | Water | Porous | Wet | R600a | MinimizeLCOE_Brownfield | IgnoreSilica | 84.7903 | 27.908 | 2.4236 | 4 | 6022.8399 | 7864.0921 | 122.7837 | 160.3202 | 146.9112 | 0 | 162.7044 | 4788124.9372 | 397831.5796 | 4804367.5133 | 4204917.7015 | 0 | 773929.7852 | 0 | 5837976.8916 | 15189218.3382 | 10366953.623 | 46363320.3697 | 961560.8286 | 11063974.3309 | 11063974.3309 | 1478867.319 | 5307310.8022 | 0 | 58388855.5292 | 76239007.9814 | 23713.7371 | 9.6946 | 6022.8399 | 7864.0921 | 122.7837 | 160.3202
1 | 3400 | 707 | 0.04 | 15 | 15 | 7 | 3.1623e-11 | 5spot_SharedNeighbor | Water | Porous | Wet | R600a | MinimizeLCOE_Brownfield | IgnoreSilica | 96.7117 | 31.7485 | 2.8306 | 4 | 5589.6024 | 7166.1516 | 113.9516 | 146.0917 | 146.7157 | 0 | 185.982 | 5241624.6314 | 434226.5395 | 5327181.1363 | 4781366.7471 | 0 | 766257.5419 | 0 | 6454756.0725 | 16793951.2482 | 11462216.8081 | 51261580.7251 | 961560.8286 | 11063974.3309 | 11063974.3309 | 1478867.319 | 5307310.8022 | 0 | 63287115.8846 | 81137268.3368 | 31622.7766 | 11.3223 | 5589.6024 | 7166.1516 | 113.9516 | 146.0917
1 | 3400 | 707 | 0.04 | 15 | 15 | 7 | 4.217e-11 | 5spot_SharedNeighbor | Water | Porous | Wet | R600a | MinimizeLCOE_Brownfield | IgnoreSilica | 107.8512 | 35.2802 | 3.2198 | 4 | 5252.0081 | 6637.962 | 107.0693 | 135.3238 | 146.4506 | 0 | 205.1736 | 5641391.0335 | 465780.5532 | 5797412.809 | 5312331.3792 | 0 | 739892.8755 | 0 | 7003155.3737 | 18220773.7377 | 12436052.4755 | 55616790.2375 | 961560.8286 | 11063974.3309 | 11063974.3309 | 1478867.319 | 5307310.8022 | 0 | 67642325.3971 | 85492477.8493 | 42169.6503 | 12.8793 | 5252.0081 | 6637.962 | 107.0693 | 135.3238
1 | 3400 | 707 | 0.04 | 15 | 15 | 7 | 5.6234e-11 | 5spot_SharedNeighbor | Water | Porous | Wet | R600a | MinimizeLCOE_Brownfield | IgnoreSilica | 117.8512 | 38.3986 | 3.5756 | 4 | 4990.2353 | 6238.294 | 101.7327 | 127.1761 | 146.1515 | 0 | 211.2638 | 5981682.5525 | 492177.5361 | 6205310.7348 | 5782016.765 | 0 | 699811.4025 | 0 | 7472789.6065 | 19442665.6761 | 13270018.8308 | 59346473.1042 | 961560.8286 | 11063974.3309 | 11063974.3309 | 1478867.319 | 5307310.8022 | 0 | 71372008.2638 | 89222160.716 | 56234.1325 | 14.3023 | 4990.2353 | 6238.294 | 101.7327 | 127.1761
1 | 3400 | 707 | 0.04 | 15 | 15 | 7 | 7.4989e-11 | 5spot_SharedNeighbor | Water | Porous | Wet | R600a | MinimizeLCOE_Brownfield | IgnoreSilica | 126.5944 | 41.0847 | 3.8908 | 4 | 4788.1176 | 5935.0552 | 97.6123 | 120.9941 | 145.8467 | 0 | 214.4464 | 6266609.0556 | 514011.7738 | 6551665.691 | 6192325.91 | 0 | 652442.0065 | 0 | 7869051.2304 | 20473657.1371 | 13973691.6877 | 62493454.4921 | 961560.8286 | 11063974.3309 | 11063974.3309 | 1478867.319 | 5307310.8022 | 0 | 74518989.6516 | 92369142.1039 | 74989.4209 | 15.5633 | 4788.1176 | 5935.0552 | 97.6123 | 120.9941
1 | 3400 | 707 | 0.04 | 15 | 15 | 7 | 1e-10 | 5spot_SharedNeighbor | Water | Porous | Wet | R600a | MinimizeLCOE_Brownfield | IgnoreSilica | 136.1682 | 43.9914 | 4.2087 | 4 | 4632.1052 | 5692.4287 | 94.4317 | 116.0479 | 145.4873 | 0 | 212.9169 | 6567786.0663 | 536918.492 | 6921597.9453 | 6644581.4591 | 0 | 623543.4473 | 0 | 8304826.6899 | 21607455.4929 | 14747532.3627 | 65954241.9554 | 961560.8286 | 11063974.3309 | 11063974.3309 | 1478867.319 | 5307310.8022 | 0 | 77979777.115 | 95829929.5672 | 100000 | 16.8346 | 4632.1052 | 5692.4287 | 94.4317 | 116.0479
1 | 3400 | 707 | 0.04 | 15 | 15 | 7 | 1.3335e-10 | 5spot_SharedNeighbor | Water | Porous | Wet | R600a | MinimizeLCOE_Brownfield | IgnoreSilica | 142.6307 | 45.9433 | 4.4452 | 4 | 4510.5295 | 5514.4244 | 91.9532 | 112.419 | 145.2528 | 0 | 236.9477 | 6766355.7916 | 551950.8353 | 7167352.387 | 6949282.4333 | 0 | 576728.7884 | 0 | 8584551.3919 | 22335241.788 | 15244261.4637 | 68175724.8791 | 961560.8286 | 11063974.3309 | 11063974.3309 | 1478867.319 | 5307310.8022 | 0 | 80201260.0387 | 98051412.4909 | 133352.1432 | 17.7809 | 4510.5295 | 5514.4244 | 91.9532 | 112.419
1 | 3400 | 707 | 0.04 | 15 | 15 | 7 | 1.7783e-10 | 5spot_SharedNeighbor | Water | Porous | Wet | R600a | MinimizeLCOE_Brownfield | IgnoreSilica | 147.7534 | 47.4777 | 4.6357 | 4 | 4417.5579 | 5380.1939 | 90.0579 | 109.6825 | 145.0589 | 0 | 238.9167 | 6920060.3719 | 563493.1341 | 7359175.5411 | 7189992.5536 | 0 | 532176.7686 | 0 | 8800310.364 | 22896602.3754 | 15627401.5993 | 69889212.708 | 961560.8286 | 11063974.3309 | 11063974.3309 | 1478867.319 | 5307310.8022 | 0 | 81914747.8676 | 99764900.3198 | 177827.941 | 18.543 | 4417.5579 | 5380.1939 | 90.0579 | 109.6825
1 | 3400 | 707 | 0.04 | 15 | 15 | 7 | 2.3714e-10 | 5spot_SharedNeighbor | Water | Porous | Wet | R600a | MinimizeLCOE_Brownfield | IgnoreSilica | 152.0628 | 48.7531 | 4.7922 | 4 | 4346.6174 | 5277.8211 | 88.6117 | 107.5955 | 144.8904 | 0 | 256.0169 | 7045895.6086 | 572830.432 | 7517816.3822 | 7387210.8077 | 0 | 494818.1899 | 0 | 8977242.8539 | 23356944.4202 | 15941594.504 | 71294353.1986 | 961560.8286 | 11063974.3309 | 11063974.3309 | 1478867.319 | 5307310.8022 | 0 | 83319888.3582 | 101170040.8104 | 237137.3706 | 19.1689 | 4346.6174 | 5277.8211 | 88.6117 | 107.5955
1 | 3400 | 707 | 0.04 | 15 | 15 | 7 | 3.1623e-10 | 5spot_SharedNeighbor | Water | Porous | Wet | R600a | MinimizeLCOE_Brownfield | IgnoreSilica | 155.1929 | 49.6713 | 4.9095 | 4 | 4292.6445 | 5201.5992 | 87.5114 | 106.0416 | 144.7648 | 0 | 244.3236 | 7135443.2765 | 579415.2596 | 7631578.1395 | 7527955.0153 | 0 | 460438.5301 | 0 | 9100583.7862 | 23677852.2252 | 16160620.6749 | 72273886.9073 | 961560.8286 | 11063974.3309 | 11063974.3309 | 1478867.319 | 5307310.8022 | 0 | 84299422.0669 | 102149574.5191 | 316227.766 | 19.6381 | 4292.6445 | 5201.5992 | 87.5114 | 106.0416
1 | 3400 | 707 | 0.04 | 15 | 15 | 7 | 4.217e-10 | 5spot_SharedNeighbor | Water | Porous | Wet | R600a | MinimizeLCOE_Brownfield | IgnoreSilica | 157.5681 | 50.3647 | 4.9996 | 4 | 4251.7076 | 5144.2851 | 86.6768 | 104.8732 | 144.6678 | 0 | 255.6903 | 7202581.5024 | 584328.7782 | 7717248.6351 | 7634358.4582 | 0 | 431383.2201 | 0 | 9192261.2317 | 23916378.1328 | 16323419.5081 | 73001959.4666 | 961560.8286 | 11063974.3309 | 11063974.3309 | 1478867.319 | 5307310.8022 | 0 | 85027494.6261 | 102877647.0783 | 421696.5034 | 19.9984 | 4251.7076 | 5144.2851 | 86.6768 | 104.8732
1 | 3400 | 707 | 0.04 | 15 | 15 | 7 | 5.6234e-10 | 5spot_SharedNeighbor | Water | Porous | Wet | R600a | MinimizeLCOE_Brownfield | IgnoreSilica | 159.3586 | 50.8856 | 5.0682 | 4 | 4220.7215 | 5101.2117 | 86.0451 | 103.9951 | 144.5936 | 0 | 249.2979 | 7252731.6464 | 587985.5642 | 7781457.9835 | 7714339.8192 | 0 | 407433.3852 | 0 | 9260139.8755 | 24092984.4401 | 16443956.9417 | 73541029.6558 | 961560.8286 | 11063974.3309 | 11063974.3309 | 1478867.319 | 5307310.8022 | 0 | 85566564.8154 | 103416717.2676 | 562341.3252 | 20.273 | 4220.7215 | 5101.2117 | 86.0451 | 103.9951
1 | 3400 | 707 | 0.04 | 15 | 15 | 7 | 7.4989e-10 | 5spot_SharedNeighbor | Water | Porous | Wet | R600a | MinimizeLCOE_Brownfield | IgnoreSilica | 160.7035 | 51.2757 | 5.1203 | 4 | 4197.3079 | 5068.8521 | 85.5678 | 103.3354 | 144.5374 | 0 | 214.3834 | 7290141.4701 | 590705.721 | 7829477.9219 | 7774285.5417 | 0 | 388088.3216 | 0 | 9310352.6008 | 24223627.6512 | 16533123.6177 | 73939802.846 | 961560.8286 | 11063974.3309 | 11063974.3309 | 1478867.319 | 5307310.8022 | 0 | 85965338.0056 | 103815490.4578 | 749894.2093 | 20.4811 | 4197.3079 | 5068.8521 | 85.5678 | 103.3354
1 | 3400 | 707 | 0.04 | 15 | 15 | 7 | 1e-09 | 5spot_SharedNeighbor | Water | Porous | Wet | R600a | MinimizeLCOE_Brownfield | IgnoreSilica | 162.0723 | 51.672 | 5.1687 | 4 | 4178.3646 | 5041.7373 | 85.1816 | 102.7826 | 144.48 | 0 | 300.2415 | 7328015.5299 | 593454.1157 | 7878188.2638 | 7835204.6182 | 0 | 374074.3103 | 0 | 9363485.3668 | 24361868.2095 | 16627475.6393 | 74361766.0537 | 961560.8286 | 11063974.3309 | 11063974.3309 | 1478867.319 | 5307310.8022 | 0 | 86387301.2132 | 104237453.6654 | 1000000 | 20.6749 | 4178.3646 | 5041.7373 | 85.1816 | 102.7826
1 | 3400 | 707 | 0.04 | 15 | 15 | 7 | 1.3335e-09 | 5spot_SharedNeighbor | Water | Porous | Wet | R600a | MinimizeLCOE_Brownfield | IgnoreSilica | 162.8151 | 51.8866 | 5.1979 | 4 | 4165.2187 | 5023.7425 | 84.9136 | 102.4158 | 144.4484 | 0 | 267.3652 | 7348455.8596 | 594933.7898 | 7904530.8703 | 7868199.187 | 0 | 362104.0917 | 0 | 9390507.2814 | 24432173.6883 | 16675460.5732 | 74576365.3414 | 961560.8286 | 11063974.3309 | 11063974.3309 | 1478867.319 | 5307310.8022 | 0 | 86601900.501 | 104452052.9532 | 1333521.4322 | 20.7917 | 4165.2187 | 5023.7425 | 84.9136 | 102.4158
1 | 3400 | 707 | 0.04 | 15 | 15 | 7 | 1.7783e-09 | 5spot_SharedNeighbor | Water | Porous | Wet | R600a | MinimizeLCOE_Brownfield | IgnoreSilica | 163.3681 | 52.0461 | 5.2198 | 4 | 4155.3236 | 5010.2458 | 84.7119 | 102.1406 | 144.4249 | 0 | 263.0513 | 7363632.5389 | 596031.1061 | 7924110.9836 | 7892745.4375 | 0 | 352788.6796 | 0 | 9410430.4108 | 24484009.5842 | 16710839.6373 | 74734588.378 | 961560.8286 | 11063974.3309 | 11063974.3309 | 1478867.319 | 5307310.8022 | 0 | 86760123.5375 | 104610275.9897 | 1778279.41 | 20.8793 | 4155.3236 | 5010.2458 | 84.7119 | 102.1406
1 | 3400 | 707 | 0.04 | 15 | 15 | 7 | 2.3714e-09 | 5spot_SharedNeighbor | Water | Porous | Wet | R600a | MinimizeLCOE_Brownfield | IgnoreSilica | 163.7749 | 52.1634 | 5.2361 | 4 | 4147.8814 | 5000.1429 | 84.5602 | 101.9347 | 144.4075 | 0 | 278.6142 | 7374769.0906 | 596835.5357 | 7938490.8176 | 7910784.4199 | 0 | 345553.0574 | 0 | 9424908.8393 | 24521679.4851 | 16736550.1187 | 74849571.3642 | 961560.8286 | 11063974.3309 | 11063974.3309 | 1478867.319 | 5307310.8022 | 0 | 86875106.5238 | 104725258.976 | 2371373.7057 | 20.9445 | 4147.8814 | 5000.1429 | 84.5602 | 101.9347
1 | 3400 | 707 | 0.04 | 15 | 15 | 7 | 3.1623e-09 | 5spot_SharedNeighbor | Water | Porous | Wet | R600a | MinimizeLCOE_Brownfield | IgnoreSilica | 164.0844 | 52.2525 | 5.2485 | 4 | 4142.2876 | 4992.5443 | 84.4461 | 101.7798 | 144.3942 | 0 | 280.9042 | 7383228.2303 | 597446.0837 | 7949420.842 | 7924502.6151 | 0 | 340059.168 | 0 | 9435916.2062 | 24550318.3961 | 16756096.7639 | 74936988.3053 | 961560.8286 | 11063974.3309 | 11063974.3309 | 1478867.319 | 5307310.8022 | 0 | 86962523.4649 | 104812675.9171 | 3162277.6602 | 20.9938 | 4142.2876 | 4992.5443 | 84.4461 | 101.7798
1 | 3400 | 707 | 0.04 | 15 | 15 | 7 | 4.217e-09 | 5spot_SharedNeighbor | Water | Porous | Wet | R600a | MinimizeLCOE_Brownfield | IgnoreSilica | 164.3038 | 52.3157 | 5.2575 | 4 | 4138.0855 | 4986.887 | 84.3605 | 101.6644 | 144.3848 | 0 | 259.5523 | 7389219.5812 | 597878.2697 | 7957166.0152 | 7934227.1073 | 0 | 335768.9746 | 0 | 9443561.3797 | 24570209.5691 | 16769672.8982 | 74997703.7949 | 961560.8286 | 11063974.3309 | 11063974.3309 | 1478867.319 | 5307310.8022 | 0 | 87023238.9545 | 104873391.4067 | 4216965.0343 | 21.0298 | 4138.0855 | 4986.887 | 84.3605 | 101.6644
1 | 3400 | 707 | 0.04 | 15 | 15 | 7 | 5.6234e-09 | 5spot_SharedNeighbor | Water | Porous | Wet | R600a | MinimizeLCOE_Brownfield | IgnoreSilica | 164.4935 | 52.3703 | 5.2648 | 4 | 4134.93 | 4982.5532 | 84.2961 | 101.5761 | 144.3766 | 0 | 253.7393 | 7394393.8551 | 598251.4401 | 7963856.467 | 7942629.5402 | 0 | 332734.0014 | 0 | 9450427.4685 | 24588073.7237 | 16781865.5508 | 75052232.0468 | 961560.8286 | 11063974.3309 | 11063974.3309 | 1478867.319 | 5307310.8022 | 0 | 87077767.2064 | 104927919.6586 | 5623413.2519 | 21.0591 | 4134.93 | 4982.5532 | 84.2961 | 101.5761
1 | 3400 | 707 | 0.04 | 15 | 15 | 7 | 7.4989e-09 | 5spot_SharedNeighbor | Water | Porous | Wet | R600a | MinimizeLCOE_Brownfield | IgnoreSilica | 164.6056 | 52.4025 | 5.2696 | 4 | 4132.5613 | 4979.4089 | 84.2479 | 101.512 | 144.3718 | 0 | 258.0886 | 7397447.2968 | 598471.5221 | 7967806.4149 | 7947591.3896 | 0 | 330176.2048 | 0 | 9454182.203 | 24597842.7728 | 16788533.1275 | 75082050.9314 | 961560.8286 | 11063974.3309 | 11063974.3309 | 1478867.319 | 5307310.8022 | 0 | 87107586.091 | 104957738.5432 | 7498942.0933 | 21.0784 | 4132.5613 | 4979.4089 | 84.2479 | 101.512
1 | 3400 | 707 | 0.04 | 15 | 15 | 7 | 1e-08 | 5spot_SharedNeighbor | Water | Porous | Wet | R600a | MinimizeLCOE_Brownfield | IgnoreSilica | 164.7176 | 52.4348 | 5.2738 | 4 | 4130.7837 | 4976.9511 | 84.2116 | 101.4619 | 144.367 | 0 | 256.0768 | 7400500.8744 | 598691.651 | 7971756.3512 | 7952553.8038 | 0 | 328489.8027 | 0 | 9458277.0684 | 24608496.7726 | 16795804.7014 | 75114571.0255 | 961560.8286 | 11063974.3309 | 11063974.3309 | 1478867.319 | 5307310.8022 | 0 | 87140106.1851 | 104990258.6373 | 10000000 | 21.0953 | 4130.7837 | 4976.9511 | 84.2116 | 101.4619
1 | 3500 | 707 | 0.04 | 15 | 15 | 7 | 1e-13 | 5spot_SharedNeighbor | Water | Porous | Wet | R600a | MinimizeLCOE_Brownfield | IgnoreSilica | 0 | 0 | 0 | 0 | [6 empty] | 21.5656 | [19 empty] | 100 | 0
1 | 3500 | 707 | 0.04 | 15 | 15 | 7 | 1.3335e-13 | 5spot_SharedNeighbor | Water | Porous | Wet | R600a | MinimizeLCOE_Brownfield | IgnoreSilica | 0.74031 | 0.12183 | 0.00099866 | 4 | 3310753.7559 | 7921343.552 | 67494.1934 | 161487.3027 | 100.7606 | 0 | 44.6879 | 82665.537 | 5139.71 | 64231.9937 | 49103.8254 | 0 | 55338.2438 | 0 | 100026.9309 | 260249.5558 | 177625.6694 | 794381.466 | 961560.8286 | 11469341.9306 | 11469341.9306 | 1478867.319 | 5469457.8421 | 0 | 13225284.2252 | 31642951.3169 | 133.3521 | 0.0039946 | 3310753.7559 | 7921343.552 | 67494.1934 | 161487.3027
1 | 3500 | 707 | 0.04 | 15 | 15 | 7 | 1.7783e-13 | 5spot_SharedNeighbor | Water | Porous | Wet | R600a | MinimizeLCOE_Brownfield | IgnoreSilica | 0.95719 | 0.18351 | 0.0048096 | 4 | 699854.2763 | 1657201.9052 | 14267.476 | 33784.3024 | 109.6423 | 0 | 50.7323 | 116249.4709 | 7632.779 | 88566.3696 | 58851.3977 | 0 | 62237.352 | 0 | 130079.574 | 338440.3686 | 230992.5058 | 1033049.8176 | 961560.8286 | 11469341.9306 | 11469341.9306 | 1478867.319 | 5469457.8421 | 0 | 13463952.5768 | 31881619.6685 | 177.8279 | 0.019238 | 699854.2763 | 1657201.9052 | 14267.476 | 33784.3024
1 | 3500 | 707 | 0.04 | 15 | 15 | 7 | 2.3714e-13 | 5spot_SharedNeighbor | Water | Porous | Wet | R600a | MinimizeLCOE_Brownfield | IgnoreSilica | 1.2545 | 0.27406 | 0.011022 | 4 | 312685.3151 | 730427.5188 | 6374.5131 | 14890.7529 | 117.8076 | 0 | 49.6 | 161035.4248 | 11123.9056 | 121371.8411 | 72781.6482 | 0 | 71156.574 | 0 | 170613.0635 | 443900.1938 | 302971.0035 | 1354953.6545 | 961560.8286 | 11469341.9306 | 11469341.9306 | 1478867.319 | 5469457.8421 | 0 | 13785856.4137 | 32203523.5054 | 237.1374 | 0.044089 | 312685.3151 | 730427.5188 | 6374.5131 | 14890.7529
1 | 3500 | 707 | 0.04 | 15 | 15 | 7 | 3.1623e-13 | 5spot_SharedNeighbor | Water | Porous | Wet | R600a | MinimizeLCOE_Brownfield | IgnoreSilica | 1.632 | 0.39461 | 0.020187 | 4 | 175578.7877 | 403668.3344 | 3579.4111 | 8229.325 | 124.5362 | 0 | 274.6188 | 215105.6816 | 15504.0725 | 161714.3956 | 90869.9666 | 0 | 80741.0876 | 0 | 219934.7295 | 572225.0513 | 390555.3556 | 1746650.3402 | 961560.8286 | 11469341.9306 | 11469341.9306 | 1478867.319 | 5469457.8421 | 0 | 14177553.0994 | 32595220.1911 | 316.2278 | 0.080748 | 175578.7877 | 403668.3344 | 3579.4111 | 8229.325
1 | 3500 | 707 | 0.04 | 15 | 15 | 7 | 4.217e-13 | 5spot_SharedNeighbor | Water | Porous | Wet | R600a | MinimizeLCOE_Brownfield | IgnoreSilica | 2.1376 | 0.56182 | 0.033566 | 4 | 109351.9486 | 246526.3998 | 2229.2874 | 5025.7741 | 130.2523 | 0 | 375.0724 | 283337.3962 | 21205.5952 | 213680.2972 | 116024.664 | 0 | 92585.7528 | 0 | 283465.1451 | 737518.1609 | 503371.2993 | 2251188.3108 | 961560.8286 | 11469341.9306 | 11469341.9306 | 1478867.319 | 5469457.8421 | 0 | 14682091.07 | 33099758.1617 | 421.6965 | 0.13426 | 109351.9486 | 246526.3998 | 2229.2874 | 5025.7741
1 | 3500 | 707 | 0.04 | 15 | 15 | 7 | 5.6234e-13 | 5spot_SharedNeighbor | Water | Porous | Wet | R600a | MinimizeLCOE_Brownfield | IgnoreSilica | 2.8183 | 0.79157 | 0.052485 | 4 | 72996.8852 | 160724.6724 | 1488.1402 | 3276.5898 | 134.9885 | 0 | 498.0498 | 368358.349 | 28460.9288 | 280198.8973 | 150061.77 | 0 | 107342.3189 | 0 | 364424.6829 | 948158.2712 | 647137.5028 | 2894142.7209 | 961560.8286 | 11469341.9306 | 11469341.9306 | 1478867.319 | 5469457.8421 | 0 | 15325045.4801 | 33742712.5718 | 562.3413 | 0.20994 | 72996.8852 | 160724.6724 | 1488.1402 | 3276.5898
1 | 3500 | 707 | 0.04 | 15 | 15 | 7 | 7.4989e-13 | 5spot_SharedNeighbor | Water | Porous | Wet | R600a | MinimizeLCOE_Brownfield | IgnoreSilica | 3.717 | 1.0975 | 0.07824 | 4 | 51501.3629 | 110351.1455 | 1049.9249 | 2249.6574 | 138.7583 | 0 | 62.3781 | 471042.3511 | 37331.2186 | 363002.4264 | 194165.825 | 0 | 124866.9906 | 0 | 464259.4365 | 1207907.8212 | 824421.908 | 3686997.9774 | 961560.8286 | 11469341.9306 | 11469341.9306 | 1478867.319 | 5469457.8421 | 0 | 16117900.7365 | 34535567.8282 | 749.8942 | 0.31296 | 51501.3629 | 110351.1455 | 1049.9249 | 2249.6574
1 | 3500 | 707 | 0.04 | 15 | 15 | 7 | 1e-12 | 5spot_SharedNeighbor | Water | Porous | Wet | R600a | MinimizeLCOE_Brownfield | IgnoreSilica | 4.9131 | 1.5102 | 0.11364 | 4 | 37665.8183 | 78181.811 | 767.8687 | 1593.842 | 141.7388 | 0 | 89.8577 | 597447.6649 | 48380.1265 | 467629.8456 | 254922.1668 | 0 | 146232.5377 | 0 | 590698.8132 | 1536877.1429 | 1048950.2297 | 4691138.5274 | 961560.8286 | 11469341.9306 | 11469341.9306 | 1478867.319 | 5469457.8421 | 0 | 17122041.2866 | 35539708.3783 | 1000 | 0.45458 | 37665.8183 | 78181.811 | 767.8687 | 1593.842
1 | 3500 | 707 | 0.04 | 15 | 15 | 7 | 1.3335e-12 | 5spot_SharedNeighbor | Water | Porous | Wet | R600a | MinimizeLCOE_Brownfield | IgnoreSilica | 6.5138 | 2.0645 | 0.16148 | 4 | 28463.8176 | 56977.3172 | 580.2734 | 1161.5597 | 144.0434 | 0 | 73.2442 | 752055.3741 | 61944.73 | 599529.382 | 336473.5361 | 0 | 172562.6086 | 0 | 749800.596 | 1950827.3456 | 1331479.7488 | 5954673.3212 | 961560.8286 | 11469341.9306 | 11469341.9306 | 1478867.319 | 5469457.8421 | 0 | 18385576.0804 | 36803243.1721 | 1333.5214 | 0.64593 | 28463.8176 | 56977.3172 | 580.2734 | 1161.5597
1 | 3500 | 707 | 0.04 | 15 | 15 | 7 | 1.7783e-12 | 5spot_SharedNeighbor | Water | Porous | Wet | R600a | MinimizeLCOE_Brownfield | IgnoreSilica | 8.6332 | 2.7938 | 0.22423 | 4 | 22238.7464 | 42773.024 | 453.3669 | 871.9859 | 145.6208 | 0 | 76.8462 | 937010.3974 | 78086.4886 | 762837.3684 | 444158.2488 | 0 | 204425.5286 | 0 | 946342.0324 | 2462187.8469 | 1680493.7984 | 7515541.7096 | 961560.8286 | 11469341.9306 | 11469341.9306 | 1478867.319 | 5469457.8421 | 0 | 19946444.4688 | 38364111.5605 | 1778.2794 | 0.89692 | 22238.7464 | 42773.024 | 453.3669 | 871.9859
1 | 3500 | 707 | 0.04 | 15 | 15 | 7 | 2.3714e-12 | 5spot_SharedNeighbor | Water | Porous | Wet | R600a | MinimizeLCOE_Brownfield | IgnoreSilica | 11.4636 | 3.7911 | 0.31252 | 4 | 17566.893 | 32300.2241 | 358.1249 | 658.4838 | 147.2743 | 0 | 104.1859 | 1170882.0838 | 98831.1339 | 972635.3119 | 591310.3806 | 0 | 242908.5273 | 0 | 1199861.3006 | 3121792.9788 | 2130687.8545 | 9528909.5715 | 961560.8286 | 11469341.9306 | 11469341.9306 | 1478867.319 | 5469457.8421 | 0 | 21959812.3307 | 40377479.4223 | 2371.3737 | 1.2501 | 17566.893 | 32300.2241 | 358.1249 | 658.4838
1 | 3500 | 707 | 0.04 | 15 | 15 | 7 | 3.1623e-12 | 5spot_SharedNeighbor | Water | Porous | Wet | R600a | MinimizeLCOE_Brownfield | IgnoreSilica | 15.2226 | 5.1042 | 0.4277 | 4 | 14294.3845 | 25059.7901 | 291.4104 | 510.8777 | 148.3336 | 0 | 95.6211 | 1451001.5761 | 123413.135 | 1232946.8679 | 784934.5294 | 0 | 289920.8793 | 0 | 1514064.6252 | 3939285.5775 | 2688643.3509 | 12024210.5414 | 961560.8286 | 11469341.9306 | 11469341.9306 | 1478867.319 | 5469457.8421 | 0 | 24455113.3006 | 42872780.3922 | 3162.2777 | 1.7108 | 14294.3845 | 25059.7901 | 291.4104 | 510.8777
1 | 3500 | 707 | 0.04 | 15 | 15 | 7 | 4.217e-12 | 5spot_SharedNeighbor | Water | Porous | Wet | R600a | MinimizeLCOE_Brownfield | IgnoreSilica | 20.2332 | 6.8562 | 0.58158 | 4 | 11866.164 | 19783.2063 | 241.9078 | 403.3074 | 149.1416 | 0 | 93.0972 | 1793797.0705 | 153430.4438 | 1560275.4682 | 1044060.9051 | 0 | 347528.5145 | 0 | 1910646.0369 | 4971109.0605 | 3392884.0799 | 15173731.5795 | 961560.8286 | 11469341.9306 | 11469341.9306 | 1478867.319 | 5469457.8421 | 0 | 27604634.3387 | 46022301.4304 | 4216.965 | 2.3263 | 11866.164 | 19783.2063 | 241.9078 | 403.3074
1 | 3500 | 707 | 0.04 | 15 | 15 | 7 | 5.6234e-12 | 5spot_SharedNeighbor | Water | Porous | Wet | R600a | MinimizeLCOE_Brownfield | IgnoreSilica | 26.8622 | 9.1745 | 0.78535 | 4 | 10042.377 | 15905.249 | 204.7274 | 324.25 | 149.7528 | 0 | 89.7227 | 2209961.1485 | 189717.5776 | 1968783.7126 | 1386376.3748 | 0 | 417174.6323 | 0 | 2407085.2439 | 6262742.0434 | 4274450.1311 | 19116290.8642 | 961560.8286 | 11469341.9306 | 11469341.9306 | 1478867.319 | 5469457.8421 | 0 | 31547193.6234 | 49964860.7151 | 5623.4133 | 3.1414 | 10042.377 | 15905.249 | 204.7274 | 324.25
1 | 3500 | 707 | 0.04 | 15 | 15 | 7 | 7.4989e-12 | 5spot_SharedNeighbor | Water | Porous | Wet | R600a | MinimizeLCOE_Brownfield | IgnoreSilica | 35.6099 | 12.233 | 1.054 | 4 | 8652.0185 | 13020.7194 | 176.3831 | 265.445 | 150.2153 | 0 | 119.066 | 2714292.0264 | 233467.0473 | 2477497.6801 | 1836420.6467 | 0 | 501481.1847 | 0 | 3027631.8483 | 7877277.0166 | 5376403.4257 | 24044470.8759 | 961560.8286 | 11469341.9306 | 11469341.9306 | 1478867.319 | 5469457.8421 | 0 | 36475373.6351 | 54893040.7268 | 7498.9421 | 4.2158 | 8652.0185 | 13020.7194 | 176.3831 | 265.445
1 | 3500 | 707 | 0.04 | 15 | 15 | 7 | 1e-11 | 5spot_SharedNeighbor | Water | Porous | Wet | R600a | MinimizeLCOE_Brownfield | IgnoreSilica | 47.0428 | 16.2273 | 1.4044 | 4 | 7580.9318 | 10859.5117 | 154.5475 | 221.3858 | 150.5568 | 0 | 93.3022 | 3320303.0922 | 285756.3291 | 3105153.3027 | 2422437.0984 | 0 | 602571.2886 | 0 | 3797126.2333 | 9879343.5612 | 6742854.9808 | 30155545.8861 | 961560.8286 | 11469341.9306 | 11469341.9306 | 1478867.319 | 5469457.8421 | 0 | 42586448.6453 | 61004115.737 | 10000 | 5.6176 | 7580.9318 | 10859.5117 | 154.5475 | 221.3858
1 | 3500 | 707 | 0.04 | 15 | 15 | 7 | 1.3335e-11 | 5spot_SharedNeighbor | Water | Porous | Wet | R600a | MinimizeLCOE_Brownfield | IgnoreSilica | 61.7996 | 21.3704 | 1.8538 | 4 | 6754.3193 | 9238.0281 | 137.6959 | 188.3297 | 150.7599 | 0 | 107.5723 | 4039275.8184 | 347378.0203 | 3869680.7321 | 3178126.7426 | 0 | 723084.676 | 0 | 4741442.9359 | 12336261.9154 | 8419752.2421 | 37655003.0828 | 961560.8286 | 11469341.9306 | 11469341.9306 | 1478867.319 | 5469457.8421 | 0 | 50085905.842 | 68503572.9337 | 13335.2143 | 7.4154 | 6754.3193 | 9238.0281 | 137.6959 | 188.3297
1 | 3500 | 707 | 0.04 | 15 | 15 | 7 | 1.7783e-11 | 5spot_SharedNeighbor | Water | Porous | Wet | R600a | MinimizeLCOE_Brownfield | IgnoreSilica | 77.1003 | 26.6601 | 2.3426 | 4 | 6125.259 | 8090.7501 | 124.8717 | 164.9409 | 150.756 | 0 | 115.8859 | 4725322.1535 | 405523.5112 | 4618660.3859 | 3958941.498 | 0 | 809555.7393 | 0 | 5662021.2823 | 14731417.9362 | 10054495.4418 | 44965937.9481 | 961560.8286 | 11469341.9306 | 11469341.9306 | 1478867.319 | 5469457.8421 | 0 | 57396840.7073 | 75814507.7989 | 17782.7941 | 9.3705 | 6125.259 | 8090.7501 | 124.8717 | 164.9409
1 | 3500 | 707 | 0.04 | 15 | 15 | 7 | 2.3714e-11 | 5spot_SharedNeighbor | Water | Porous | Wet | R600a | MinimizeLCOE_Brownfield | IgnoreSilica | 89.3971 | 30.8586 | 2.7885 | 4 | 5634.8195 | 7286.0175 | 114.8734 | 148.5353 | 150.6134 | 0 | 157.7473 | 5238877.104 | 448430.7904 | 5192411.8776 | 4583103.7204 | 0 | 816299.4398 | 0 | 6348857.9436 | 16518426.0395 | 11274165.1916 | 50420572.1071 | 961560.8286 | 11469341.9306 | 11469341.9306 | 1478867.319 | 5469457.8421 | 0 | 62851474.8662 | 81269141.9579 | 23713.7371 | 11.1541 | 5634.8195 | 7286.0175 | 114.8734 | 148.5353
1 | 3500 | 707 | 0.04 | 15 | 15 | 7 | 3.1623e-11 | 5spot_SharedNeighbor | Water | Porous | Wet | R600a | MinimizeLCOE_Brownfield | IgnoreSilica | 101.2601 | 34.8514 | 3.2312 | 4 | 5251.1249 | 6676.1319 | 107.0513 | 136.102 | 150.3719 | 0 | 198.1038 | 5705484.9415 | 486816.0391 | 5724223.3005 | 5181692.2933 | 0 | 800823.0591 | 0 | 6980625.457 | 18162155.516 | 12396044.3347 | 55437864.9412 | 961560.8286 | 11469341.9306 | 11469341.9306 | 1478867.319 | 5469457.8421 | 0 | 67868767.7004 | 86286434.7921 | 31622.7766 | 12.9246 | 5251.1249 | 6676.1319 | 107.0513 | 136.102
1 | 3500 | 707 | 0.04 | 15 | 15 | 7 | 4.217e-11 | 5spot_SharedNeighbor | Water | Porous | Wet | R600a | MinimizeLCOE_Brownfield | IgnoreSilica | 112.2681 | 38.4983 | 3.6506 | 4 | 4952.5735 | 6213.8528 | 100.9649 | 126.6778 | 150.0665 | 0 | 206.9352 | 6114953.3902 | 519930.8594 | 6199898.7322 | 5733700.2708 | 0 | 767490.1688 | 0 | 7541029.6343 | 19620212.2306 | 13391198.0025 | 59888413.2888 | 961560.8286 | 11469341.9306 | 11469341.9306 | 1478867.319 | 5469457.8421 | 0 | 72319316.0479 | 90736983.1396 | 42169.6503 | 14.6024 | 4952.5735 | 6213.8528 | 100.9649 | 126.6778
1 | 3500 | 707 | 0.04 | 15 | 15 | 7 | 5.6234e-11 | 5spot_SharedNeighbor | Water | Porous | Wet | R600a | MinimizeLCOE_Brownfield | IgnoreSilica | 121.9682 | 41.6496 | 4.0262 | 4 | 4721.3415 | 5864.9428 | 96.2509 | 119.5648 | 149.7391 | 0 | 232.5118 | 6456182.3937 | 546947.2791 | 6604269.5546 | 6208771.8213 | 0 | 720143.6486 | 0 | 8009162.7319 | 20838198.5233 | 14222498.6743 | 63606174.6269 | 961560.8286 | 11469341.9306 | 11469341.9306 | 1478867.319 | 5469457.8421 | 0 | 76037077.3861 | 94454744.4778 | 56234.1325 | 16.105 | 4721.3415 | 5864.9428 | 96.2509 | 119.5648
1 | 3500 | 707 | 0.04 | 15 | 15 | 7 | 7.4989e-11 | 5spot_SharedNeighbor | Water | Porous | Wet | R600a | MinimizeLCOE_Brownfield | IgnoreSilica | 130.2944 | 44.3085 | 4.3522 | 4 | 4542.9861 | 5600.9372 | 92.6149 | 114.1827 | 149.418 | 0 | 239.8047 | 6735606.215 | 568648.2123 | 6941144.7955 | 6610040.1306 | 0 | 665908.9972 | 0 | 8393325.8567 | 21837712.1713 | 14904687.2771 | 66657073.6557 | 961560.8286 | 11469341.9306 | 11469341.9306 | 1478867.319 | 5469457.8421 | 0 | 79087976.4149 | 97505643.5066 | 74989.4209 | 17.4088 | 4542.9861 | 5600.9372 | 92.6149 | 114.1827
1 | 3500 | 707 | 0.04 | 15 | 15 | 7 | 1e-10 | 5spot_SharedNeighbor | Water | Porous | Wet | R600a | MinimizeLCOE_Brownfield | IgnoreSilica | 140 | 47.3814 | 4.6938 | 4 | 4403.8416 | 5384.7993 | 89.7783 | 109.7764 | 149.0441 | 0 | 249.9367 | 7051089.0648 | 592917.1256 | 7325726.9576 | 7075051.3401 | 0 | 637263.1598 | 0 | 8845998.5827 | 23015473.7483 | 15708533.7539 | 70252053.7327 | 961560.8286 | 11469341.9306 | 11469341.9306 | 1478867.319 | 5469457.8421 | 0 | 82682956.4919 | 101100623.5836 | 100000 | 18.7752 | 4403.8416 | 5384.7993 | 89.7783 | 109.7764
1 | 3500 | 707 | 0.04 | 15 | 15 | 7 | 1.3335e-10 | 5spot_SharedNeighbor | Water | Porous | Wet | R600a | MinimizeLCOE_Brownfield | IgnoreSilica | 146.2723 | 49.3454 | 4.9381 | 4 | 4296.2647 | 5228.6966 | 87.5852 | 106.5941 | 148.7989 | 0 | 273.354 | 7248616.5887 | 607958.3993 | 7569076.9058 | 7371692.2483 | 0 | 587945.2709 | 0 | 9120262.8711 | 23729053.1674 | 16195566.37 | 72430171.8216 | 961560.8286 | 11469341.9306 | 11469341.9306 | 1478867.319 | 5469457.8421 | 0 | 84861074.5807 | 103278741.6724 | 133352.1432 | 19.7523 | 4296.2647 | 5228.6966 | 87.5852 | 106.5941
1 | 3500 | 707 | 0.04 | 15 | 15 | 7 | 1.7783e-10 | 5spot_SharedNeighbor | Water | Porous | Wet | R600a | MinimizeLCOE_Brownfield | IgnoreSilica | 151.1808 | 50.8677 | 5.1324 | 4 | 4213.9776 | 5111.1005 | 85.9076 | 104.1967 | 148.5991 | 0 | 259.4726 | 7399350.2583 | 619316.8156 | 7756495.7351 | 7601862.8491 | 0 | 541199.8816 | 0 | 9328107.9605 | 24269823.4551 | 16564653.2031 | 74080810.1582 | 961560.8286 | 11469341.9306 | 11469341.9306 | 1478867.319 | 5469457.8421 | 0 | 86511712.9174 | 104929380.0091 | 177827.941 | 20.5297 | 4213.9776 | 5111.1005 | 85.9076 | 104.1967
1 | 3500 | 707 | 0.04 | 15 | 15 | 7 | 2.3714e-10 | 5spot_SharedNeighbor | Water | Porous | Wet | R600a | MinimizeLCOE_Brownfield | IgnoreSilica | 155.0077 | 52.046 | 5.2855 | 4 | 4151.247 | 5022.3805 | 84.6288 | 102.388 | 148.4385 | 0 | 259.3343 | 7514626.2445 | 627930.1875 | 7900873.9334 | 7780325.5643 | 0 | 499578.9685 | 0 | 9486100.6103 | 24680887.9212 | 16845213.1478 | 75335536.5775 | 961560.8286 | 11469341.9306 | 11469341.9306 | 1478867.319 | 5469457.8421 | 0 | 87766439.3367 | 106184106.4284 | 237137.3706 | 21.1422 | 4151.247 | 5022.3805 | 84.6288 | 102.388
1 | 3500 | 707 | 0.04 | 15 | 15 | 7 | 3.1623e-10 | 5spot_SharedNeighbor | Water | Porous | Wet | R600a | MinimizeLCOE_Brownfield | IgnoreSilica | 157.936 | 52.9426 | 5.4041 | 4 | 4103.555 | 4955.574 | 83.6565 | 101.0261 | 148.3129 | 0 | 273.1255 | 7601531.262 | 634380.2946 | 8010338.5398 | 7916300.4577 | 0 | 463647.8568 | 0 | 9604217.3803 | 24988203.5276 | 17054962.3638 | 76273581.6827 | 961560.8286 | 11469341.9306 | 11469341.9306 | 1478867.319 | 5469457.8421 | 0 | 88704484.4419 | 107122151.5335 | 316227.766 | 21.6165 | 4103.555 | 4955.574 | 83.6565 | 101.0261
1 | 3500 | 707 | 0.04 | 15 | 15 | 7 | 4.217e-10 | 5spot_SharedNeighbor | Water | Porous | Wet | R600a | MinimizeLCOE_Brownfield | IgnoreSilica | 160.148 | 53.6169 | 5.4948 | 4 | 4067.3815 | 4905.3363 | 82.9191 | 100.0019 | 148.2165 | 0 | 275.3138 | 7666440.6126 | 639172.8306 | 8092454.8911 | 8018682.7545 | 0 | 433435.8633 | 0 | 9691572.9113 | 25215484.7003 | 17210086.4343 | 76967330.998 | 961560.8286 | 11469341.9306 | 11469341.9306 | 1478867.319 | 5469457.8421 | 0 | 89398233.7572 | 107815900.8489 | 421696.5034 | 21.9793 | 4067.3815 | 4905.3363 | 82.9191 | 100.0019
1 | 3500 | 707 | 0.04 | 15 | 15 | 7 | 5.6234e-10 | 5spot_SharedNeighbor | Water | Porous | Wet | R600a | MinimizeLCOE_Brownfield | IgnoreSilica | 161.8166 | 54.1238 | 5.5639 | 4 | 4040.0001 | 4867.5541 | 82.3609 | 99.2317 | 148.143 | 0 | 295.2727 | 7714981.1848 | 642742.3307 | 8154068.6062 | 8095716.4068 | 0 | 408688.2145 | 0 | 9756316.7297 | 25383934.835 | 17325057.1126 | 77481505.4203 | 961560.8286 | 11469341.9306 | 11469341.9306 | 1478867.319 | 5469457.8421 | 0 | 89912408.1795 | 108330075.2712 | 562341.3252 | 22.2555 | 4040.0001 | 4867.5541 | 82.3609 | 99.2317
1 | 3500 | 707 | 0.04 | 15 | 15 | 7 | 7.4989e-10 | 5spot_SharedNeighbor | Water | Porous | Wet | R600a | MinimizeLCOE_Brownfield | IgnoreSilica | 163.0586 | 54.5002 | 5.6159 | 4 | 4019.309 | 4839.1947 | 81.9391 | 98.6535 | 148.0877 | 0 | 280.7371 | 7750881.6961 | 645374.177 | 8199753.4596 | 8152953.4433 | 0 | 388681.2513 | 0 | 9803681.1707 | 25507167.3946 | 17409165.8667 | 77857658.4593 | 961560.8286 | 11469341.9306 | 11469341.9306 | 1478867.319 | 5469457.8421 | 0 | 90288561.2185 | 108706228.3102 | 749894.2093 | 22.4637 | 4019.309 | 4839.1947 | 81.9391 | 98.6535
1 | 3500 | 707 | 0.04 | 15 | 15 | 7 | 1e-09 | 5spot_SharedNeighbor | Water | Porous | Wet | R600a | MinimizeLCOE_Brownfield | IgnoreSilica | 164.1453 | 54.829 | 5.6603 | 4 | 4002.4741 | 4815.9383 | 81.5958 | 98.1794 | 148.0392 | 0 | 275.8753 | 7782146.406 | 647661.5614 | 8239609.1866 | 8202967.7905 | 0 | 372312.802 | 0 | 9845432.1211 | 25615794.8034 | 17483306.3053 | 78189230.9763 | 961560.8286 | 11469341.9306 | 11469341.9306 | 1478867.319 | 5469457.8421 | 0 | 90620133.7355 | 109037800.8272 | 1000000 | 22.641 | 4002.4741 | 4815.9383 | 81.5958 | 98.1794
1 | 3500 | 707 | 0.04 | 15 | 15 | 7 | 1.3335e-09 | 5spot_SharedNeighbor | Water | Porous | Wet | R600a | MinimizeLCOE_Brownfield | IgnoreSilica | 165.1197 | 55.1232 | 5.6963 | 4 | 3990.8576 | 4799.1792 | 81.359 | 97.8378 | 147.9954 | 0 | 260.1412 | 7810059.2099 | 649701.0458 | 8275237.7539 | 8247801.6357 | 0 | 362582.4861 | 0 | 9884699.0312 | 25717959.2487 | 17553035.6384 | 78501076.0497 | 961560.8286 | 11469341.9306 | 11469341.9306 | 1478867.319 | 5469457.8421 | 0 | 90931978.8088 | 109349645.9005 | 1333521.4322 | 22.7851 | 3990.8576 | 4799.1792 | 81.359 | 97.8378
1 | 3500 | 707 | 0.04 | 15 | 15 | 7 | 1.7783e-09 | 5spot_SharedNeighbor | Water | Porous | Wet | R600a | MinimizeLCOE_Brownfield | IgnoreSilica | 165.6339 | 55.2779 | 5.7183 | 4 | 3982.1107 | 4787.3218 | 81.1807 | 97.596 | 147.9721 | 0 | 258.6522 | 7824767.4991 | 650782.6103 | 8293950.963 | 8271640.7007 | 0 | 353058.2128 | 0 | 9903737.9945 | 25767494.7256 | 17586844.6193 | 78652277.3253 | 961560.8286 | 11469341.9306 | 11469341.9306 | 1478867.319 | 5469457.8421 | 0 | 91083180.0845 | 109500847.1761 | 1778279.41 | 22.8731 | 3982.1107 | 4787.3218 | 81.1807 | 97.596
1 | 3500 | 707 | 0.04 | 15 | 15 | 7 | 2.3714e-09 | 5spot_SharedNeighbor | Water | Porous | Wet | R600a | MinimizeLCOE_Brownfield | IgnoreSilica | 166.0017 | 55.3885 | 5.7344 | 4 | 3975.5319 | 4778.4786 | 81.0466 | 97.4157 | 147.9554 | 0 | 264.1499 | 7835268.4221 | 651554.0473 | 8307321.545 | 8288686.306 | 0 | 345581.201 | 0 | 9917080.4933 | 25802209.1708 | 17610537.9414 | 78758239.1269 | 961560.8286 | 11469341.9306 | 11469341.9306 | 1478867.319 | 5469457.8421 | 0 | 91189141.8861 | 109606808.9778 | 2371373.7057 | 22.9376 | 3975.5319 | 4778.4786 | 81.0466 | 97.4157
1 | 3500 | 707 | 0.04 | 15 | 15 | 7 | 3.1623e-09 | 5spot_SharedNeighbor | Water | Porous | Wet | R600a | MinimizeLCOE_Brownfield | IgnoreSilica | 166.277 | 55.4712 | 5.7465 | 4 | 3970.587 | 4771.8424 | 80.9458 | 97.2805 | 147.9428 | 0 | 278.9401 | 7843114.3042 | 652130.0586 | 8317316.9018 | 8301435.7161 | 0 | 339865.3565 | 0 | 9927006.3115 | 25828034.1135 | 17628163.9955 | 78837066.7577 | 961560.8286 | 11469341.9306 | 11469341.9306 | 1478867.319 | 5469457.8421 | 0 | 91267969.5169 | 109685636.6085 | 3162277.6602 | 22.986 | 3970.587 | 4771.8424 | 80.9458 | 97.2805
1 | 3500 | 707 | 0.04 | 15 | 15 | 7 | 4.217e-09 | 5spot_SharedNeighbor | Water | Porous | Wet | R600a | MinimizeLCOE_Brownfield | IgnoreSilica | 166.4887 | 55.5348 | 5.7557 | 4 | 3966.8722 | 4766.8441 | 80.8701 | 97.1786 | 147.9332 | 0 | 247.2348 | 7849143.7565 | 652572.5151 | 8325001.1385 | 8311241.0523 | 0 | 335566.887 | 0 | 9934674.8863 | 25847986.172 | 17641781.6854 | 78897968.0931 | 961560.8286 | 11469341.9306 | 11469341.9306 | 1478867.319 | 5469457.8421 | 0 | 91328870.8523 | 109746537.944 | 4216965.0343 | 23.0229 | 3966.8722 | 4766.8441 | 80.8701 | 97.1786
1 | 3500 | 707 | 0.04 | 15 | 15 | 7 | 5.6234e-09 | 5spot_SharedNeighbor | Water | Porous | Wet | R600a | MinimizeLCOE_Brownfield | IgnoreSilica | 166.6519 | 55.5838 | 5.7628 | 4 | 3964.0827 | 4763.0792 | 80.8132 | 97.1018 | 147.9257 | 0 | 254.0353 | 7853786.8455 | 652913.1218 | 8330920.2319 | 8318796.2655 | 0 | 332348.4391 | 0 | 9940618.3125 | 25863449.7479 | 17652335.8937 | 78945168.8578 | 961560.8286 | 11469341.9306 | 11469341.9306 | 1478867.319 | 5469457.8421 | 0 | 91376071.617 | 109793738.7087 | 5623413.2519 | 23.051 | 3964.0827 | 4763.0792 | 80.8132 | 97.1018
1 | 3500 | 707 | 0.04 | 15 | 15 | 7 | 7.4989e-09 | 5spot_SharedNeighbor | Water | Porous | Wet | R600a | MinimizeLCOE_Brownfield | IgnoreSilica | 166.7593 | 55.616 | 5.7677 | 4 | 3961.9887 | 4760.3039 | 80.7705 | 97.0452 | 147.9208 | 0 | 233.5933 | 7856841.0431 | 653137.0611 | 8334815.1367 | 8323769.0996 | 0 | 329781.1318 | 0 | 9944353.9542 | 25873169.1214 | 17658969.5658 | 78974836.1137 | 961560.8286 | 11469341.9306 | 11469341.9306 | 1478867.319 | 5469457.8421 | 0 | 91405738.8729 | 109823405.9646 | 7498942.0933 | 23.0707 | 3961.9887 | 4760.3039 | 80.7705 | 97.0452
1 | 3500 | 707 | 0.04 | 15 | 15 | 7 | 1e-08 | 5spot_SharedNeighbor | Water | Porous | Wet | R600a | MinimizeLCOE_Brownfield | IgnoreSilica | 166.8519 | 55.6438 | 5.7716 | 4 | 3960.4171 | 4758.1821 | 80.7385 | 97.002 | 147.9166 | 0 | 234.698 | 7859473.608 | 653330.0907 | 8338172.4705 | 8328056.0893 | 0 | 327952.8151 | 0 | 9947724.1787 | 25881937.7541 | 17664954.3378 | 79001601.3441 | 961560.8286 | 11469341.9306 | 11469341.9306 | 1478867.319 | 5469457.8421 | 0 | 91432504.1033 | 109850171.195 | 10000000 | 23.0866 | 3960.4171 | 4758.1821 | 80.7385 | 97.002
1 | 3600 | 707 | 0.04 | 15 | 15 | 7 | 1e-13 | 5spot_SharedNeighbor | Water | Porous | Wet | R600a | MinimizeLCOE_Brownfield | IgnoreSilica | 0 | 0 | 0 | 0 | [6 empty] | 22.496 | [19 empty] | 100 | 0
1 | 3600 | 707 | 0.04 | 15 | 15 | 7 | 1.3335e-13 | 5spot_SharedNeighbor | Water | Porous | Wet | R600a | MinimizeLCOE_Brownfield | IgnoreSilica | 0.75975 | 0.13036 | 0.0017598 | 4 | 1941979.1253 | 4640259.6809 | 39589.8712 | 94597.97 | 103.1179 | 0 | 48.725 | 88022.0479 | 5549.8583 | 67686.4468 | 50254.9823 | 0 | 55690.0535 | 0 | 104209.3217 | 271131.2787 | 185052.6689 | 827596.6582 | 961560.8286 | 11880569.6211 | 11880569.6211 | 1478867.319 | 5633948.9183 | 0 | 13669727.1079 | 32663112.9662 | 133.3521 | 0.0070391 | 1941979.1253 | 4640259.6809 | 39589.8712 | 94597.97
1 | 3600 | 707 | 0.04 | 15 | 15 | 7 | 1.7783e-13 | 5spot_SharedNeighbor | Water | Porous | Wet | R600a | MinimizeLCOE_Brownfield | IgnoreSilica | 0.97664 | 0.19484 | 0.0060806 | 4 | 572107.1018 | 1353007.003 | 11663.1771 | 27582.8778 | 112.0612 | 0 | 54.0127 | 122980.5523 | 8192.4478 | 92753.7725 | 60293.2091 | 0 | 62185.7649 | 0 | 135098.2411 | 351497.911 | 239904.5468 | 1072906.4454 | 961560.8286 | 11880569.6211 | 11880569.6211 | 1478867.319 | 5633948.9183 | 0 | 13915036.8951 | 32908422.7534 | 177.8279 | 0.024322 | 572107.1018 | 1353007.003 | 11663.1771 | 27582.8778
1 | 3600 | 707 | 0.04 | 15 | 15 | 7 | 2.3714e-13 | 5spot_SharedNeighbor | Water | Porous | Wet | R600a | MinimizeLCOE_Brownfield | IgnoreSilica | 1.2739 | 0.28942 | 0.013035 | 4 | 273222.4429 | 637488.6411 | 5570.0091 | 12996.0682 | 120.3537 | 0 | 52.3425 | 169636.0372 | 11900.3397 | 126556.0353 | 74570.9571 | 0 | 70672.9251 | 0 | 176801.1548 | 460000.3379 | 313959.6827 | 1404097.4699 | 961560.8286 | 11880569.6211 | 11880569.6211 | 1478867.319 | 5633948.9183 | 0 | 14246227.9195 | 33239613.7779 | 237.1374 | 0.052141 | 273222.4429 | 637488.6411 | 5570.0091 | 12996.0682
1 | 3600 | 707 | 0.04 | 15 | 15 | 7 | 3.1623e-13 | 5spot_SharedNeighbor | Water | Porous | Wet | R600a | MinimizeLCOE_Brownfield | IgnoreSilica | 1.6709 | 0.42223 | 0.023578 | 4 | 155592.1957 | 356978.8313 | 3171.9574 | 7277.4963 | 127.5214 | 0 | 285.2724 | 229081.8619 | 16828.3027 | 170350.6988 | 94331.6528 | 0 | 80977.5613 | 0 | 230712.3302 | 600266.1576 | 409693.9868 | 1832242.5522 | 961560.8286 | 11880569.6211 | 11880569.6211 | 1478867.319 | 5633948.9183 | 0 | 14674373.0018 | 33667758.8602 | 316.2278 | 0.094313 | 155592.1957 | 356978.8313 | 3171.9574 | 7277.4963
1 | 3600 | 707 | 0.04 | 15 | 15 | 7 | 4.217e-13 | 5spot_SharedNeighbor | Water | Porous | Wet | R600a | MinimizeLCOE_Brownfield | IgnoreSilica | 2.196 | 0.60388 | 0.038786 | 4 | 98066.7849 | 220489.6442 | 1999.2241 | 4494.9796 | 133.4779 | 0 | 381.6382 | 302790.1702 | 23139.1911 | 225884.7803 | 120953.8166 | 0 | 93237.7938 | 0 | 298742.2433 | 777266.0365 | 530500.0412 | 2372514.073 | 961560.8286 | 11880569.6211 | 11880569.6211 | 1478867.319 | 5633948.9183 | 0 | 15214644.5226 | 34208030.381 | 421.6965 | 0.15515 | 98066.7849 | 220489.6442 | 1999.2241 | 4494.9796
1 | 3600 | 707 | 0.04 | 15 | 15 | 7 | 5.6234e-13 | 5spot_SharedNeighbor | Water | Porous | Wet | R600a | MinimizeLCOE_Brownfield | IgnoreSilica | 2.8961 | 0.85056 | 0.060098 | 4 | 66114.9654 | 145124.6284 | 1347.843 | 2958.5618 | 138.3501 | 0 | 505.5478 | 393569.69 | 31091.0465 | 296114.7018 | 156316.3077 | 0 | 108122.2978 | 0 | 384233.4771 | 999696.6903 | 682313.5328 | 3051457.744 | 961560.8286 | 11880569.6211 | 11880569.6211 | 1478867.319 | 5633948.9183 | 0 | 15893588.1937 | 34886974.0521 | 562.3413 | 0.24039 | 66114.9654 | 145124.6284 | 1347.843 | 2958.5618
1 | 3600 | 707 | 0.04 | 15 | 15 | 7 | 7.4989e-13 | 5spot_SharedNeighbor | Water | Porous | Wet | R600a | MinimizeLCOE_Brownfield | IgnoreSilica | 3.807 | 1.1773 | 0.089252 | 4 | 46868.315 | 100069.6656 | 955.474 | 2040.0555 | 142.1818 | 0 | 78.0427 | 503110.0179 | 40863.6104 | 383034.1724 | 203745.9635 | 0 | 125295.0519 | 0 | 489859.0383 | 1274512.7337 | 869881.1294 | 3890301.7175 | 961560.8286 | 11880569.6211 | 11880569.6211 | 1478867.319 | 5633948.9183 | 0 | 16732432.1672 | 35725818.0255 | 749.8942 | 0.35701 | 46868.315 | 100069.6656 | 955.474 | 2040.0555
1 | 3600 | 707 | 0.04 | 15 | 15 | 7 | 1e-12 | 5spot_SharedNeighbor | Water | Porous | Wet | R600a | MinimizeLCOE_Brownfield | IgnoreSilica | 5.04 | 1.6237 | 0.12951 | 4 | 34372.4427 | 71035.4358 | 700.7287 | 1448.1534 | 145.2666 | 0 | 74.7279 | 639555.3879 | 53183.544 | 494299.6192 | 268806.7383 | 0 | 147067.7329 | 0 | 625136.0787 | 1626475.8437 | 1110103.1841 | 4964628.1288 | 961560.8286 | 11880569.6211 | 11880569.6211 | 1478867.319 | 5633948.9183 | 0 | 17806758.5785 | 36800144.4368 | 1000 | 0.51805 | 34372.4427 | 71035.4358 | 700.7287 | 1448.1534
1 | 3600 | 707 | 0.04 | 15 | 15 | 7 | 1.3335e-12 | 5spot_SharedNeighbor | Water | Porous | Wet | R600a | MinimizeLCOE_Brownfield | IgnoreSilica | 6.6648 | 2.2137 | 0.18333 | 4 | 26095.458 | 51996.0167 | 531.9912 | 1060.0091 | 147.6104 | 0 | 84.3677 | 803935.146 | 68112.0341 | 632317.2213 | 354849.436 | 0 | 172966.8044 | 0 | 792550.4503 | 2062053.6972 | 1407394.0193 | 6294178.8085 | 961560.8286 | 11880569.6211 | 11880569.6211 | 1478867.319 | 5633948.9183 | 0 | 19136309.2582 | 38129695.1165 | 1333.5214 | 0.73332 | 26095.458 | 51996.0167 | 531.9912 | 1060.0091
1 | 3600 | 707 | 0.04 | 15 | 15 | 7 | 1.7783e-12 | 5spot_SharedNeighbor | Water | Porous | Wet | R600a | MinimizeLCOE_Brownfield | IgnoreSilica | 8.8185 | 2.9922 | 0.25425 | 4 | 20438.4657 | 39114.695 | 416.6658 | 797.406 | 149.2454 | 0 | 73.1699 | 1001461.4731 | 85993.5482 | 803695.0125 | 469073.6387 | 0 | 204441.304 | 0 | 1000219.3408 | 2602365.5517 | 1776167.9623 | 7943417.8313 | 961560.8286 | 11880569.6211 | 11880569.6211 | 1478867.319 | 5633948.9183 | 0 | 20785548.281 | 39778934.1393 | 1778.2794 | 1.017 | 20438.4657 | 39114.695 | 416.6658 | 797.406
1 | 3600 | 707 | 0.04 | 15 | 15 | 7 | 2.3714e-12 | 5spot_SharedNeighbor | Water | Porous | Wet | R600a | MinimizeLCOE_Brownfield | IgnoreSilica | 11.7265 | 4.0644 | 0.35369 | 4 | 16199.1589 | 29624.2042 | 330.2418 | 603.9295 | 150.949 | 0 | 91.3021 | 1252132.757 | 108959.451 | 1025573.9084 | 623163.015 | 0 | 243374.0771 | 0 | 1268749.2513 | 3301025.2957 | 2253017.5936 | 10075995.3492 | 961560.8286 | 11880569.6211 | 11880569.6211 | 1478867.319 | 5633948.9183 | 0 | 22918125.7989 | 41911511.6573 | 2371.3737 | 1.4148 | 16199.1589 | 29624.2042 | 330.2418 | 603.9295
1 | 3600 | 707 | 0.04 | 15 | 15 | 7 | 3.1623e-12 | 5spot_SharedNeighbor | Water | Porous | Wet | R600a | MinimizeLCOE_Brownfield | IgnoreSilica | 15.571 | 5.4743 | 0.48482 | 4 | 13192.2519 | 22986.3843 | 268.9419 | 468.6085 | 152.0413 | 0 | 100.6527 | 1554103.8782 | 136644.5983 | 1300217.5368 | 832186.9748 | 0 | 290523.2322 | 0 | 1604333.7259 | 4174147.2608 | 2848941.2756 | 12741098.4827 | 961560.8286 | 11880569.6211 | 11880569.6211 | 1478867.319 | 5633948.9183 | 0 | 25583228.9324 | 44576614.7908 | 3162.2777 | 1.9393 | 13192.2519 | 22986.3843 | 268.9419 | 468.6085
1 | 3600 | 707 | 0.04 | 15 | 15 | 7 | 4.217e-12 | 5spot_SharedNeighbor | Water | Porous | Wet | R600a | MinimizeLCOE_Brownfield | IgnoreSilica | 20.6742 | 7.3414 | 0.65733 | 4 | 10986.7347 | 18210.3954 | 223.9794 | 371.2435 | 152.8719 | 0 | 97.7223 | 1918576.8098 | 169628.3971 | 1643319.4194 | 1101415.2085 | 0 | 347655.6634 | 0 | 2020432.2443 | 5256750.252 | 3587840.0624 | 16045618.0568 | 961560.8286 | 11880569.6211 | 11880569.6211 | 1478867.319 | 5633948.9183 | 0 | 28887748.5065 | 47881134.3648 | 4216.965 | 2.6293 | 10986.7347 | 18210.3954 | 223.9794 | 371.2435
1 | 3600 | 707 | 0.04 | 15 | 15 | 7 | 5.6234e-12 | 5spot_SharedNeighbor | Water | Porous | Wet | R600a | MinimizeLCOE_Brownfield | IgnoreSilica | 27.4347 | 9.8166 | 0.88658 | 4 | 9317.5219 | 14673.3535 | 189.9503 | 299.1362 | 153.5021 | 0 | 99.434 | 2362814.4721 | 209767.6938 | 2072345.8423 | 1460131.1703 | 0 | 417040.8594 | 0 | 2543619.0148 | 6617974.9084 | 4516903.8608 | 20200597.8218 | 961560.8286 | 11880569.6211 | 11880569.6211 | 1478867.319 | 5633948.9183 | 0 | 33042728.2715 | 52036114.1299 | 5623.4133 | 3.5463 | 9317.5219 | 14673.3535 | 189.9503 | 299.1362
1 | 3600 | 707 | 0.04 | 15 | 15 | 7 | 7.4989e-12 | 5spot_SharedNeighbor | Water | Porous | Wet | R600a | MinimizeLCOE_Brownfield | IgnoreSilica | 36.348 | 13.0824 | 1.1891 | 4 | 8040.4616 | 12033.5714 | 163.9157 | 245.3206 | 153.9789 | 0 | 95.6574 | 2901741.462 | 258267.9271 | 2606674.2253 | 1933962.1054 | 0 | 501022.056 | 0 | 3198650.4325 | 8322232.292 | 5680094.5441 | 25402645.0443 | 961560.8286 | 11880569.6211 | 11880569.6211 | 1478867.319 | 5633948.9183 | 0 | 38244775.494 | 57238161.3524 | 7498.9421 | 4.7565 | 8040.4616 | 12033.5714 | 163.9157 | 245.3206
1 | 3600 | 707 | 0.04 | 15 | 15 | 7 | 1e-11 | 5spot_SharedNeighbor | Water | Porous | Wet | R600a | MinimizeLCOE_Brownfield | IgnoreSilica | 48.007 | 17.3498 | 1.5843 | 4 | 7054.5275 | 10051.6195 | 143.8161 | 204.9159 | 154.3298 | 0 | 95.4825 | 3550298.2862 | 316396.1693 | 3266266.785 | 2552899.2769 | 0 | 602068.9173 | 0 | 4012292.4796 | 10439161.9975 | 7124942.5666 | 31864326.4784 | 961560.8286 | 11880569.6211 | 11880569.6211 | 1478867.319 | 5633948.9183 | 0 | 44706456.9281 | 63699842.7864 | 10000 | 6.3373 | 7054.5275 | 10051.6195 | 143.8161 | 204.9159
1 | 3600 | 707 | 0.04 | 15 | 15 | 7 | 1.3335e-11 | 5spot_SharedNeighbor | Water | Porous | Wet | R600a | MinimizeLCOE_Brownfield | IgnoreSilica | 62.9984 | 22.8217 | 2.0891 | 4 | 6294.7011 | 8567.6313 | 128.326 | 174.6628 | 154.5304 | 0 | 119.8685 | 4316363.4848 | 384507.467 | 4066528.8929 | 3347449.652 | 0 | 721863.2493 | 0 | 5006317.9709 | 13025412.4234 | 8890111.6244 | 39758554.7647 | 961560.8286 | 11880569.6211 | 11880569.6211 | 1478867.319 | 5633948.9183 | 0 | 52600685.2143 | 71594071.0727 | 13335.2143 | 8.3563 | 6294.7011 | 8567.6313 | 128.326 | 174.6628
1 | 3600 | 707 | 0.04 | 15 | 15 | 7 | 1.7783e-11 | 5spot_SharedNeighbor | Water | Porous | Wet | R600a | MinimizeLCOE_Brownfield | IgnoreSilica | 81.5561 | 29.5274 | 2.7023 | 4 | 5721.4267 | 7478.5977 | 116.639 | 152.4613 | 154.4818 | 0 | 113.6781 | 5180964.1145 | 460145.1453 | 4997380.2976 | 4324888.3708 | 0 | 857468.4411 | 0 | 6170130.084 | 16053412.8109 | 10956784.1081 | 49001173.3723 | 961560.8286 | 11880569.6211 | 11880569.6211 | 1478867.319 | 5633948.9183 | 0 | 61843303.822 | 80836689.6804 | 17782.7941 | 10.8091 | 5721.4267 | 7478.5977 | 116.639 | 152.4613
1 | 3600 | 707 | 0.04 | 15 | 15 | 7 | 2.3714e-11 | 5spot_SharedNeighbor | Water | Porous | Wet | R600a | MinimizeLCOE_Brownfield | IgnoreSilica | 93.8406 | 33.8985 | 3.1879 | 4 | 5286.3144 | 6775.8218 | 107.7687 | 138.1343 | 154.2904 | 0 | 160.669 | 5709015.642 | 505345.1554 | 5581790.9491 | 4965833.116 | 0 | 855580.6415 | 0 | 6870850.5465 | 17876543.7169 | 12201108.413 | 54566068.1804 | 961560.8286 | 11880569.6211 | 11880569.6211 | 1478867.319 | 5633948.9183 | 0 | 67408198.6301 | 86401584.4885 | 23713.7371 | 12.7515 | 5286.3144 | 6775.8218 | 107.7687 | 138.1343
1 | 3600 | 707 | 0.04 | 15 | 15 | 7 | 3.1623e-11 | 5spot_SharedNeighbor | Water | Porous | Wet | R600a | MinimizeLCOE_Brownfield | IgnoreSilica | 105.5861 | 38.0147 | 3.663 | 4 | 4946.3994 | 6242.7025 | 100.839 | 127.2659 | 154.0048 | 0 | 183.8711 | 6184072.2505 | 545155.6148 | 6119122.0105 | 5573179.2782 | 0 | 831765.4756 | 0 | 7508784.9056 | 19536318.0608 | 13333938.5077 | 59632336.1037 | 961560.8286 | 11880569.6211 | 11880569.6211 | 1478867.319 | 5633948.9183 | 0 | 72474466.5534 | 91467852.4117 | 31622.7766 | 14.652 | 4946.3994 | 6242.7025 | 100.839 | 127.2659
1 | 3600 | 707 | 0.04 | 15 | 15 | 7 | 4.217e-11 | 5spot_SharedNeighbor | Water | Porous | Wet | R600a | MinimizeLCOE_Brownfield | IgnoreSilica | 116.3313 | 41.7082 | 4.1052 | 4 | 4681.9545 | 5838.6132 | 95.448 | 119.028 | 153.6651 | 0 | 240.5923 | 6594139.7942 | 578836.5149 | 6592010.935 | 6121187.8323 | 0 | 790148.4536 | 0 | 8063766.1767 | 20980265.4859 | 14319462.2955 | 64039817.4881 | 961560.8286 | 11880569.6211 | 11880569.6211 | 1478867.319 | 5633948.9183 | 0 | 76881947.9378 | 95875333.7961 | 42169.6503 | 16.4209 | 4681.9545 | 5838.6132 | 95.448 | 119.028
1 | 3600 | 707 | 0.04 | 15 | 15 | 7 | 5.6234e-11 | 5spot_SharedNeighbor | Water | Porous | Wet | R600a | MinimizeLCOE_Brownfield | IgnoreSilica | 125.7124 | 44.8785 | 4.4981 | 4 | 4477.3068 | 5532.9444 | 91.276 | 112.7966 | 153.3129 | 0 | 218.9907 | 6934337.8609 | 606167.176 | 6991790.2341 | 6594811.003 | 0 | 735835.5224 | 0 | 8526547.3006 | 22184327.0408 | 15141259.0477 | 67715075.1854 | 961560.8286 | 11880569.6211 | 11880569.6211 | 1478867.319 | 5633948.9183 | 0 | 80557205.6351 | 99550591.4935 | 56234.1325 | 17.9923 | 4477.3068 | 5532.9444 | 91.276 | 112.7966
1 | 3600 | 707 | 0.04 | 15 | 15 | 7 | 7.4989e-11 | 5spot_SharedNeighbor | Water | Porous | Wet | R600a | MinimizeLCOE_Brownfield | IgnoreSilica | 136.2971 | 48.4015 | 4.9021 | 4 | 4319.0356 | 5287.6744 | 88.0494 | 107.7964 | 152.8767 | 0 | 237.3018 | 7301449.0417 | 635159.5414 | 7429954.064 | 7126713.8309 | 0 | 703703.3839 | 0 | 9046822.1461 | 23537975.4658 | 16065151.9125 | 71846929.3863 | 961560.8286 | 11880569.6211 | 11880569.6211 | 1478867.319 | 5633948.9183 | 0 | 84689059.836 | 103682445.6943 | 74989.4209 | 19.6083 | 4319.0356 | 5287.6744 | 88.0494 | 107.7964
1 | 3600 | 707 | 0.04 | 15 | 15 | 7 | 1e-10 | 5spot_SharedNeighbor | Water | Porous | Wet | R600a | MinimizeLCOE_Brownfield | IgnoreSilica | 143.5197 | 50.7885 | 5.2071 | 4 | 4194.9132 | 5106.8198 | 85.519 | 104.1094 | 152.5879 | 0 | 233.3579 | 7545869.2833 | 654465.8192 | 7723215.6932 | 7492094.0109 | 0 | 647743.4711 | 0 | 9384721.4283 | 24417120.0854 | 16665186.1799 | 74530415.9712 | 961560.8286 | 11880569.6211 | 11880569.6211 | 1478867.319 | 5633948.9183 | 0 | 87372546.4209 | 106365932.2792 | 100000 | 20.8282 | 4194.9132 | 5106.8198 | 85.519 | 104.1094
1 | 3600 | 707 | 0.04 | 15 | 15 | 7 | 1.3335e-10 | 5spot_SharedNeighbor | Water | Porous | Wet | R600a | MinimizeLCOE_Brownfield | IgnoreSilica | 149.3346 | 52.6913 | 5.4559 | 4 | 4099.7336 | 4970.0556 | 83.5786 | 101.3213 | 152.3434 | 0 | 251.8146 | 7737246.4026 | 669400.8799 | 7955183.7394 | 7785344.7296 | 0 | 593454.5205 | 0 | 9648845.8061 | 25104317.537 | 17134212.5612 | 76628006.1763 | 961560.8286 | 11880569.6211 | 11880569.6211 | 1478867.319 | 5633948.9183 | 0 | 89470136.626 | 108463522.4843 | 133352.1432 | 21.8234 | 4099.7336 | 4970.0556 | 83.5786 | 101.3213
1 | 3600 | 707 | 0.04 | 15 | 15 | 7 | 1.7783e-10 | 5spot_SharedNeighbor | Water | Porous | Wet | R600a | MinimizeLCOE_Brownfield | IgnoreSilica | 153.9944 | 54.2044 | 5.6564 | 4 | 4026.9637 | 4866.4243 | 82.0951 | 99.2086 | 152.141 | 0 | 272.977 | 7887326.4996 | 681001.4153 | 8138558.1874 | 8019827.5692 | 0 | 544301.2088 | 0 | 9855695.8033 | 25642498.7991 | 17501532.331 | 78270741.8137 | 961560.8286 | 11880569.6211 | 11880569.6211 | 1478867.319 | 5633948.9183 | 0 | 91112872.2634 | 110106258.1218 | 177827.941 | 22.6257 | 4026.9637 | 4866.4243 | 82.0951 | 99.2086
1 | 3600 | 707 | 0.04 | 15 | 15 | 7 | 2.3714e-10 | 5spot_SharedNeighbor | Water | Porous | Wet | R600a | MinimizeLCOE_Brownfield | IgnoreSilica | 158.1406 | 55.5379 | 5.8265 | 4 | 3971.4978 | 4786.4607 | 80.9644 | 97.5785 | 151.9559 | 0 | 273.6282 | 8017582.4514 | 690904.8797 | 8299489.7531 | 8224075.774 | 0 | 505884.4929 | 0 | 10037795.567 | 26116285.0302 | 17824901.1691 | 79716919.1174 | 961560.8286 | 11880569.6211 | 11880569.6211 | 1478867.319 | 5633948.9183 | 0 | 92559049.5671 | 111552435.4255 | 237137.3706 | 23.3058 | 3971.4978 | 4786.4607 | 80.9644 | 97.5785
1 | 3600 | 707 | 0.04 | 15 | 15 | 7 | 3.1623e-10 | 5spot_SharedNeighbor | Water | Porous | Wet | R600a | MinimizeLCOE_Brownfield | IgnoreSilica | 160.9197 | 56.4184 | 5.9457 | 4 | 3929.1902 | 4727.806 | 80.1019 | 96.3827 | 151.8289 | 0 | 278.0424 | 8101684.0649 | 697072.2497 | 8405540.4293 | 8351673.2983 | 0 | 468808.0492 | 0 | 10149663.4556 | 26407342.3293 | 18023553.7564 | 80605337.6326 | 961560.8286 | 11880569.6211 | 11880569.6211 | 1478867.319 | 5633948.9183 | 0 | 93447468.0823 | 112440853.9407 | 316227.766 | 23.7829 | 3929.1902 | 4727.806 | 80.1019 | 96.3827
1 | 3600 | 707 | 0.04 | 15 | 15 | 7 | 4.217e-10 | 5spot_SharedNeighbor | Water | Porous | Wet | R600a | MinimizeLCOE_Brownfield | IgnoreSilica | 163.0003 | 57.0747 | 6.0363 | 4 | 3897.0907 | 4683.7187 | 79.4475 | 95.4839 | 151.7324 | 0 | 264.7467 | 8163924.1912 | 701604.8203 | 8484410.5396 | 8446735.8094 | 0 | 437657.353 | 0 | 10231389.7582 | 26619977.4043 | 18168681.5643 | 81254381.4403 | 961560.8286 | 11880569.6211 | 11880569.6211 | 1478867.319 | 5633948.9183 | 0 | 94096511.89 | 113089897.7484 | 421696.5034 | 24.1453 | 3897.0907 | 4683.7187 | 79.4475 | 95.4839
1 | 3600 | 707 | 0.04 | 15 | 15 | 7 | 5.6234e-10 | 5spot_SharedNeighbor | Water | Porous | Wet | R600a | MinimizeLCOE_Brownfield | IgnoreSilica | 164.5861 | 57.5734 | 6.1056 | 4 | 3872.7858 | 4650.4835 | 78.952 | 94.8064 | 151.6581 | 0 | 265.0737 | 8210954.7266 | 705011.6071 | 8544229.757 | 8518930.7833 | 0 | 412417.4623 | 0 | 10292702.2912 | 26779500.038 | 18277559.0397 | 81741305.7052 | 961560.8286 | 11880569.6211 | 11880569.6211 | 1478867.319 | 5633948.9183 | 0 | 94583436.1548 | 113576822.0132 | 562341.3252 | 24.4226 | 3872.7858 | 4650.4835 | 78.952 | 94.8064
1 | 3600 | 707 | 0.04 | 15 | 15 | 7 | 7.4989e-10 | 5spot_SharedNeighbor | Water | Porous | Wet | R600a | MinimizeLCOE_Brownfield | IgnoreSilica | 165.7434 | 57.9363 | 6.1573 | 4 | 3854.4151 | 4625.5947 | 78.5775 | 94.299 | 151.6033 | 0 | 291.7614 | 8245048.4069 | 707471.1019 | 8587718.3486 | 8571466.4768 | 0 | 391865.4682 | 0 | 10336392.223 | 26893172.2786 | 18355142.6796 | 82088276.9836 | 961560.8286 | 11880569.6211 | 11880569.6211 | 1478867.319 | 5633948.9183 | 0 | 94930407.4333 | 113923793.2917 | 749894.2093 | 24.629 | 3854.4151 | 4625.5947 | 78.5775 | 94.299
1 | 3600 | 707 | 0.04 | 15 | 15 | 7 | 1e-09 | 5spot_SharedNeighbor | Water | Porous | Wet | R600a | MinimizeLCOE_Brownfield | IgnoreSilica | 166.613 | 58.2086 | 6.1962 | 4 | 3840.5505 | 4606.8783 | 78.2948 | 93.9174 | 151.562 | 0 | 257.3394 | 8270544.8525 | 709304.8221 | 8620309.0127 | 8610864.7388 | 0 | 375649.0898 | 0 | 10368802.2812 | 26977496.6019 | 18412695.7629 | 82345667.162 | 961560.8286 | 11880569.6211 | 11880569.6211 | 1478867.319 | 5633948.9183 | 0 | 95187797.6117 | 114181183.4701 | 1000000 | 24.7849 | 3840.5505 | 4606.8783 | 78.2948 | 93.9174
1 | 3600 | 707 | 0.04 | 15 | 15 | 7 | 1.3335e-09 | 5spot_SharedNeighbor | Water | Porous | Wet | R600a | MinimizeLCOE_Brownfield | IgnoreSilica | 167.6413 | 58.5302 | 6.2363 | 4 | 3829.0602 | 4590.4651 | 78.0606 | 93.5828 | 151.5131 | 0 | 243.9046 | 8300597.3561 | 711462.8455 | 8658774.7761 | 8657405.0564 | 0 | 364595.0953 | 0 | 10410205.7004 | 27085219.8058 | 18486219.063 | 82674479.6986 | 961560.8286 | 11880569.6211 | 11880569.6211 | 1478867.319 | 5633948.9183 | 0 | 95516610.1483 | 114509996.0066 | 1333521.4322 | 24.9452 | 3829.0602 | 4590.4651 | 78.0606 | 93.5828
1 | 3600 | 707 | 0.04 | 15 | 15 | 7 | 1.7783e-09 | 5spot_SharedNeighbor | Water | Porous | Wet | R600a | MinimizeLCOE_Brownfield | IgnoreSilica | 168.1017 | 58.6739 | 6.2576 | 4 | 3821.2971 | 4580.1145 | 77.9023 | 93.3718 | 151.4909 | 0 | 246.806 | 8313985.3572 | 712420.5478 | 8675950.5488 | 8678191.7795 | 0 | 354707.4827 | 0 | 10426749.7292 | 27128263.975 | 18515597.593 | 82805867.0132 | 961560.8286 | 11880569.6211 | 11880569.6211 | 1478867.319 | 5633948.9183 | 0 | 95647997.4628 | 114641383.3212 | 1778279.41 | 25.0302 | 3821.2971 | 4580.1145 | 77.9023 | 93.3718
1 | 3600 | 707 | 0.04 | 15 | 15 | 7 | 2.3714e-09 | 5spot_SharedNeighbor | Water | Porous | Wet | R600a | MinimizeLCOE_Brownfield | IgnoreSilica | 168.4501 | 58.7826 | 6.2736 | 4 | 3815.4574 | 4572.3317 | 77.7833 | 93.2132 | 151.4741 | 0 | 253.573 | 8324095.7469 | 713142.9053 | 8688932.3024 | 8693907.0936 | 0 | 347148.9554 | 0 | 10439218.5314 | 27160705.2406 | 18537739.4234 | 82904890.199 | 961560.8286 | 11880569.6211 | 11880569.6211 | 1478867.319 | 5633948.9183 | 0 | 95747020.6487 | 114740406.5071 | 2371373.7057 | 25.0945 | 3815.4574 | 4572.3317 | 77.7833 | 93.2132
1 | 3600 | 707 | 0.04 | 15 | 15 | 7 | 3.1623e-09 | 5spot_SharedNeighbor | Water | Porous | Wet | R600a | MinimizeLCOE_Brownfield | IgnoreSilica | 168.713 | 58.8645 | 6.2857 | 4 | 3811.0678 | 4566.4838 | 77.6938 | 93.0939 | 151.4614 | 0 | 243.7744 | 8331712.3273 | 713686.5825 | 8698718.2346 | 8705756.1049 | 0 | 341394.5132 | 0 | 10448594.4274 | 27185099.3986 | 18554388.9375 | 82979350.526 | 961560.8286 | 11880569.6211 | 11880569.6211 | 1478867.319 | 5633948.9183 | 0 | 95821480.9757 | 114814866.834 | 3162277.6602 | 25.1429 | 3811.0678 | 4566.4838 | 77.6938 | 93.0939
1 | 3600 | 707 | 0.04 | 15 | 15 | 7 | 4.217e-09 | 5spot_SharedNeighbor | Water | Porous | Wet | R600a | MinimizeLCOE_Brownfield | IgnoreSilica | 168.9124 | 58.9266 | 6.2949 | 4 | 3807.7698 | 4562.0877 | 77.6265 | 93.0043 | 151.4518 | 0 | 278.4363 | 8337482.6729 | 714098.1085 | 8706136.3323 | 8714739.2459 | 0 | 337041.0801 | 0 | 10455704.0015 | 27203597.0521 | 18567013.9661 | 83035812.4593 | 961560.8286 | 11880569.6211 | 11880569.6211 | 1478867.319 | 5633948.9183 | 0 | 95877942.909 | 114871328.7673 | 4216965.0343 | 25.1796 | 3807.7698 | 4562.0877 | 77.6265 | 93.0043
1 | 3600 | 707 | 0.04 | 15 | 15 | 7 | 5.6234e-09 | 5spot_SharedNeighbor | Water | Porous | Wet | R600a | MinimizeLCOE_Brownfield | IgnoreSilica | 169.0561 | 58.9714 | 6.3016 | 4 | 3805.2932 | 4558.8061 | 77.576 | 92.9374 | 151.4448 | 0 | 288.9146 | 8341636.8762 | 714394.0833 | 8711479.9087 | 8721210.4835 | 0 | 333688.0269 | 0 | 10460739.6577 | 27216698.7966 | 18575956.1759 | 83075804.0088 | 961560.8286 | 11880569.6211 | 11880569.6211 | 1478867.319 | 5633948.9183 | 0 | 95917934.4585 | 114911320.3169 | 5623413.2519 | 25.2065 | 3805.2932 | 4558.8061 | 77.576 | 92.9374
1 | 3600 | 707 | 0.04 | 15 | 15 | 7 | 7.4989e-09 | 5spot_SharedNeighbor | Water | Porous | Wet | R600a | MinimizeLCOE_Brownfield | IgnoreSilica | 169.1681 | 59.0063 | 6.3068 | 4 | 3803.4339 | 4556.331 | 77.5381 | 92.887 | 151.4394 | 0 | 289.8624 | 8344874.2079 | 714624.667 | 8715645.0167 | 8726255.0734 | 0 | 331193.8891 | 0 | 10464711.2131 | 27227031.9691 | 18583008.7785 | 83107344.8148 | 961560.8286 | 11880569.6211 | 11880569.6211 | 1478867.319 | 5633948.9183 | 0 | 95949475.2645 | 114942861.1228 | 7498942.0933 | 25.2271 | 3803.4339 | 4556.331 | 77.5381 | 92.887
1 | 3600 | 707 | 0.04 | 15 | 15 | 7 | 1e-08 | 5spot_SharedNeighbor | Water | Porous | Wet | R600a | MinimizeLCOE_Brownfield | IgnoreSilica | 169.2413 | 59.029 | 6.3104 | 4 | 3802.0384 | 4554.5066 | 77.5097 | 92.8498 | 151.4358 | 0 | 287.5452 | 8346986.0342 | 714774.9787 | 8718363.1491 | 8729547.1457 | 0 | 329211.5806 | 0 | 10467164.3264 | 27233414.4668 | 18587364.9643 | 83126826.6458 | 961560.8286 | 11880569.6211 | 11880569.6211 | 1478867.319 | 5633948.9183 | 0 | 95968957.0955 | 114962342.9539 | 10000000 | 25.2414 | 3802.0384 | 4554.5066 | 77.5097 | 92.8498
1 | 3700 | 707 | 0.04 | 15 | 15 | 7 | 1e-13 | 5spot_SharedNeighbor | Water | Porous | Wet | R600a | MinimizeLCOE_Brownfield | IgnoreSilica | 0 | 0 | 0 | 0 | [6 empty] | 22.3643 | [19 empty] | 100 | 0
1 | 3700 | 707 | 0.04 | 15 | 15 | 7 | 1.3335e-13 | 5spot_SharedNeighbor | Water | Porous | Wet | R600a | MinimizeLCOE_Brownfield | IgnoreSilica | 0.78939 | 0.14232 | 0.0026595 | 4 | 1328684.0115 | 3168982.0569 | 27087.0208 | 64603.9856 | 105.9753 | 0 | 37.4347 | 95304.1932 | 6112.684 | 72459.3547 | 51928.6609 | 0 | 56858.362 | 0 | 110238.6694 | 286818.4047 | 195759.4547 | 875479.7835 | 961560.8286 | 12297657.4024 | 12297657.4024 | 1478867.319 | 5800784.0308 | 0 | 14134698.0146 | 33712006.7668 | 133.3521 | 0.010638 | 1328684.0115 | 3168982.0569 | 27087.0208 | 64603.9856
1 | 3700 | 707 | 0.04 | 15 | 15 | 7 | 1.7783e-13 | 5spot_SharedNeighbor | Water | Porous | Wet | R600a | MinimizeLCOE_Brownfield | IgnoreSilica | 1.0155 | 0.21281 | 0.0076635 | 4 | 469698.2574 | 1108354.692 | 9575.4343 | 22595.3096 | 115.1421 | 0 | 61.695 | 133129.4879 | 9035.0053 | 99322.5788 | 62672.5589 | 0 | 63541.5834 | 0 | 143403.4736 | 373106.4222 | 254652.7997 | 1138863.9098 | 961560.8286 | 12297657.4024 | 12297657.4024 | 1478867.319 | 5800784.0308 | 0 | 14398082.1408 | 33975390.8931 | 177.8279 | 0.030654 | 469698.2574 | 1108354.692 | 9575.4343 | 22595.3096
1 | 3700 | 707 | 0.04 | 15 | 15 | 7 | 2.3714e-13 | 5spot_SharedNeighbor | Water | Porous | Wet | R600a | MinimizeLCOE_Brownfield | IgnoreSilica | 1.325 | 0.316 | 0.015655 | 4 | 235587.9363 | 548220.4146 | 4802.7787 | 11176.2147 | 123.608 | 0 | 59.5224 | 183475.826 | 13129.9927 | 135469.462 | 77878.5133 | 0 | 72246.4698 | 0 | 188058.1028 | 489288.6076 | 333949.5286 | 1493496.5027 | 961560.8286 | 12297657.4024 | 12297657.4024 | 1478867.319 | 5800784.0308 | 0 | 14752714.7337 | 34330023.486 | 237.1374 | 0.062621 | 235587.9363 | 548220.4146 | 4802.7787 | 11176.2147
1 | 3700 | 707 | 0.04 | 15 | 15 | 7 | 3.1623e-13 | 5spot_SharedNeighbor | Water | Porous | Wet | R600a | MinimizeLCOE_Brownfield | IgnoreSilica | 1.7292 | 0.45793 | 0.027594 | 4 | 137735.969 | 315108.039 | 2807.934 | 6423.9036 | 130.7836 | 0 | 290.3104 | 246478.5547 | 18490.4933 | 181368.0747 | 98790.6739 | 0 | 82294.4133 | 0 | 244694.6619 | 636645.3164 | 434523.5102 | 1943285.6983 | 961560.8286 | 12297657.4024 | 12297657.4024 | 1478867.319 | 5800784.0308 | 0 | 15202503.9293 | 34779812.6816 | 316.2278 | 0.11037 | 137735.969 | 315108.039 | 2807.934 | 6423.9036
1 | 3700 | 707 | 0.04 | 15 | 15 | 7 | 4.217e-13 | 5spot_SharedNeighbor | Water | Porous | Wet | R600a | MinimizeLCOE_Brownfield | IgnoreSilica | 2.2543 | 0.64832 | 0.044507 | 4 | 88522.9078 | 198490.0349 | 1804.6592 | 4046.4878 | 136.7017 | 0 | 394.3659 | 323309.7888 | 25252.9082 | 238553.0585 | 126375.4613 | 0 | 93805.6922 | 0 | 314845.7945 | 819164.1735 | 559096.3805 | 2500403.2574 | 961560.8286 | 12297657.4024 | 12297657.4024 | 1478867.319 | 5800784.0308 | 0 | 15759621.4884 | 35336930.2407 | 421.6965 | 0.17803 | 88522.9078 | 198490.0349 | 1804.6592 | 4046.4878
1 | 3700 | 707 | 0.04 | 15 | 15 | 7 | 5.6234e-13 | 5spot_SharedNeighbor | Water | Porous | Wet | R600a | MinimizeLCOE_Brownfield | IgnoreSilica | 2.9544 | 0.90646 | 0.068076 | 4 | 60444.9959 | 132339.6168 | 1232.253 | 2697.9221 | 141.6033 | 0 | 517.6537 | 418000.1138 | 33788.4596 | 310878.9948 | 162706.294 | 0 | 107894.2464 | 0 | 402974.5623 | 1048457.1497 | 715593.5483 | 3200293.3688 | 961560.8286 | 12297657.4024 | 12297657.4024 | 1478867.319 | 5800784.0308 | 0 | 16459511.5998 | 36036820.3521 | 562.3413 | 0.27231 | 60444.9959 | 132339.6168 | 1232.253 | 2697.9221
1 | 3700 | 707 | 0.04 | 15 | 15 | 7 | 7.4989e-13 | 5spot_SharedNeighbor | Water | Porous | Wet | R600a | MinimizeLCOE_Brownfield | IgnoreSilica | 3.8996 | 1.2618 | 0.10123 | 4 | 42882.0388 | 91231.0508 | 874.2084 | 1859.8684 | 145.6104 | 0 | 75.9708 | 536998.8092 | 44758.78 | 403896.1537 | 213816.0751 | 0 | 125711.7344 | 0 | 516820.8054 | 1344661.7212 | 917759.2548 | 4104423.3338 | 961560.8286 | 12297657.4024 | 12297657.4024 | 1478867.319 | 5800784.0308 | 0 | 17363641.5648 | 36940950.3171 | 749.8942 | 0.40492 | 42882.0388 | 91231.0508 | 874.2084 | 1859.8684
1 | 3700 | 707 | 0.04 | 15 | 15 | 7 | 1e-12 | 5spot_SharedNeighbor | Water | Porous | Wet | R600a | MinimizeLCOE_Brownfield | IgnoreSilica | 5.1495 | 1.7362 | 0.14637 | 4 | 31589.0952 | 65027.8158 | 643.9864 | 1325.68 | 148.7567 | 0 | 94.5246 | 682048.8473 | 58354.226 | 520169.117 | 282629.1038 | 0 | 147068.3157 | 0 | 659205.1478 | 1715116.5731 | 1170602.3033 | 5235193.6341 | 961560.8286 | 12297657.4024 | 12297657.4024 | 1478867.319 | 5800784.0308 | 0 | 18494411.8651 | 38071720.6173 | 1000 | 0.58547 | 31589.0952 | 65027.8158 | 643.9864 | 1325.68
1 | 3700 | 707 | 0.04 | 15 | 15 | 7 | 1.3335e-12 | 5spot_SharedNeighbor | Water | Porous | Wet | R600a | MinimizeLCOE_Brownfield | IgnoreSilica | 6.8279 | 2.3737 | 0.20719 | 4 | 24029.7537 | 47652.2936 | 489.879 | 971.4565 | 151.184 | 0 | 93.2861 | 859399.9109 | 75055.7516 | 666836.899 | 373960.1331 | 0 | 173609.5186 | 0 | 838056.2632 | 2180450.4878 | 1488202.2617 | 6655571.2259 | 961560.8286 | 12297657.4024 | 12297657.4024 | 1478867.319 | 5800784.0308 | 0 | 19914789.4569 | 39492098.2092 | 1333.5214 | 0.82876 | 24029.7537 | 47652.2936 | 489.879 | 971.4565
1 | 3700 | 707 | 0.04 | 15 | 15 | 7 | 1.7783e-12 | 5spot_SharedNeighbor | Water | Porous | Wet | R600a | MinimizeLCOE_Brownfield | IgnoreSilica | 9.04 | 3.2152 | 0.28824 | 4 | 18802.9428 | 35783.1211 | 383.3234 | 729.4873 | 153.0032 | 0 | 94.9583 | 1073543.777 | 95332.9729 | 848843.8671 | 495479.3808 | 0 | 205223.8899 | 0 | 1060185.3162 | 2758384.7188 | 1882654.2497 | 8419648.1725 | 961560.8286 | 12297657.4024 | 12297657.4024 | 1478867.319 | 5800784.0308 | 0 | 21678866.4035 | 41256175.1558 | 1778.2794 | 1.153 | 18802.9428 | 35783.1211 | 383.3234 | 729.4873
1 | 3700 | 707 | 0.04 | 15 | 15 | 7 | 2.3714e-12 | 5spot_SharedNeighbor | Water | Porous | Wet | R600a | MinimizeLCOE_Brownfield | IgnoreSilica | 11.9849 | 4.3461 | 0.39857 | 4 | 14995.247 | 27275.0842 | 305.6984 | 556.0395 | 154.6167 | 0 | 81.9745 | 1337982.5072 | 120588.0456 | 1078929.5923 | 656724.2268 | 0 | 243392.8077 | 0 | 1340670.7 | 3488150.1521 | 2380734.1532 | 10647172.1849 | 961560.8286 | 12297657.4024 | 12297657.4024 | 1478867.319 | 5800784.0308 | 0 | 23906390.416 | 43483699.1682 | 2371.3737 | 1.5943 | 14995.247 | 27275.0842 | 305.6984 | 556.0395
1 | 3700 | 707 | 0.04 | 15 | 15 | 7 | 3.1623e-12 | 5spot_SharedNeighbor | Water | Porous | Wet | R600a | MinimizeLCOE_Brownfield | IgnoreSilica | 15.907 | 5.9075 | 0.54473 | 4 | 12279.6942 | 21264.5708 | 250.3382 | 433.507 | 155.7409 | 0 | 82.0342 | 1661085.0706 | 149564.1605 | 1379203.6927 | 876291.3025 | 0 | 291660.9819 | 0 | 1699544.0312 | 4421864.9447 | 3018013.685 | 13497227.8691 | 961560.8286 | 12297657.4024 | 12297657.4024 | 1478867.319 | 5800784.0308 | 0 | 26756446.1001 | 46333754.8523 | 3162.2777 | 2.1789 | 12279.6942 | 21264.5708 | 250.3382 | 433.507
1 | 3700 | 707 | 0.04 | 15 | 15 | 7 | 4.217e-12 | 5spot_SharedNeighbor | Water | Porous | Wet | R600a | MinimizeLCOE_Brownfield | IgnoreSilica | 21.1347 | 7.9796 | 0.73882 | 4 | 10260.7736 | 16885.2727 | 209.1797 | 344.2291 | 156.5991 | 0 | 104.0243 | 2054240.9027 | 184814.2207 | 1754134.1009 | 1165758.101 | 0 | 350557.0515 | 0 | 2148706.707 | 5590494.0913 | 3815627.0905 | 17064332.2658 | 961560.8286 | 12297657.4024 | 12297657.4024 | 1478867.319 | 5800784.0308 | 0 | 30323550.4968 | 49900859.249 | 4216.965 | 2.9553 | 10260.7736 | 16885.2727 | 209.1797 | 344.2291
1 | 3700 | 707 | 0.04 | 15 | 15 | 7 | 5.6234e-12 | 5spot_SharedNeighbor | Water | Porous | Wet | R600a | MinimizeLCOE_Brownfield | IgnoreSilica | 28.0265 | 10.6996 | 0.99456 | 4 | 8735.5326 | 13656.6161 | 178.0856 | 278.4086 | 157.247 | 0 | 89.2011 | 2528862.1778 | 227401.6222 | 2217825.9159 | 1544281.0045 | 0 | 420980.0569 | 0 | 2706346.8031 | 7041359.2337 | 4805872.3625 | 21492929.1766 | 961560.8286 | 12297657.4024 | 12297657.4024 | 1478867.319 | 5800784.0308 | 0 | 34752147.4076 | 54329456.1599 | 5623.4133 | 3.9783 | 8735.5326 | 13656.6161 | 178.0856 | 278.4086
1 | 3700 | 707 | 0.04 | 15 | 15 | 7 | 7.4989e-12 | 5spot_SharedNeighbor | Water | Porous | Wet | R600a | MinimizeLCOE_Brownfield | IgnoreSilica | 37.1252 | 14.2988 | 1.3315 | 4 | 7566.1296 | 11242.0148 | 154.2458 | 229.1837 | 157.7382 | 0 | 105.279 | 3104520.1961 | 278577.6189 | 2796876.9211 | 2042775.6452 | 0 | 506612.3393 | 0 | 3404451.461 | 8857684.3526 | 6045551.5778 | 27037050.112 | 961560.8286 | 12297657.4024 | 12297657.4024 | 1478867.319 | 5800784.0308 | 0 | 40296268.3431 | 59873577.0953 | 7498.9421 | 5.3259 | 7566.1296 | 11242.0148 | 154.2458 | 229.1837
1 | 3700 | 707 | 0.04 | 15 | 15 | 7 | 1e-11 | 5spot_SharedNeighbor | Water | Porous | Wet | R600a | MinimizeLCOE_Brownfield | IgnoreSilica | 49.0011 | 18.9938 | 1.7707 | 4 | 6659.6787 | 9423.7076 | 135.7666 | 192.115 | 158.0969 | 0 | 102.2107 | 3796034.3933 | 339832.3309 | 3510128.6808 | 2693346.2866 | 0 | 609243.3753 | 0 | 4269948.1761 | 11109529.2674 | 7582482.003 | 33910544.5133 | 961560.8286 | 12297657.4024 | 12297657.4024 | 1478867.319 | 5800784.0308 | 0 | 47169762.7444 | 66747071.4966 | 10000 | 7.0829 | 6659.6787 | 9423.7076 | 135.7666 | 192.115
1 | 3700 | 707 | 0.04 | 15 | 15 | 7 | 1.3335e-11 | 5spot_SharedNeighbor | Water | Porous | Wet | R600a | MinimizeLCOE_Brownfield | IgnoreSilica | 64.248 | 24.9896 | 2.3308 | 4 | 5957.5794 | 8057.4032 | 121.4533 | 164.2611 | 158.2915 | 0 | 106.3083 | 4611339.4148 | 411782.7365 | 4371608.4448 | 3527232.3823 | 0 | 730500.4759 | 0 | 5324460.7471 | 13853154.667 | 9455062.7141 | 42285141.5824 | 961560.8286 | 12297657.4024 | 12297657.4024 | 1478867.319 | 5800784.0308 | 0 | 55544359.8135 | 75121668.5657 | 13335.2143 | 9.3233 | 5957.5794 | 8057.4032 | 121.4533 | 164.2611
1 | 3700 | 707 | 0.04 | 15 | 15 | 7 | 1.7783e-11 | 5spot_SharedNeighbor | Water | Porous | Wet | R600a | MinimizeLCOE_Brownfield | IgnoreSilica | 83.3468 | 32.3705 | 3.0169 | 4 | 5423.4316 | 7045.7113 | 110.564 | 143.6364 | 158.2081 | 0 | 126.6385 | 5541527.0705 | 493561.0005 | 5377159.4385 | 4566744.2316 | 0 | 871273.5232 | 0 | 6571603.4531 | 17097964.1636 | 11669711.8697 | 52189544.7507 | 961560.8286 | 12297657.4024 | 12297657.4024 | 1478867.319 | 5800784.0308 | 0 | 65448762.9817 | 85026071.7339 | 17782.7941 | 12.0678 | 5423.4316 | 7045.7113 | 110.564 | 143.6364
1 | 3700 | 707 | 0.04 | 15 | 15 | 7 | 2.3714e-11 | 5spot_SharedNeighbor | Water | Porous | Wet | R600a | MinimizeLCOE_Brownfield | IgnoreSilica | 98.4692 | 38.048 | 3.6165 | 4 | 5022.8188 | 6376.1668 | 102.397 | 129.9868 | 157.9186 | 0 | 120.6293 | 6215991.046 | 552673.4788 | 6119260.7319 | 5383305.6783 | 0 | 907067.6417 | 0 | 7479536.4449 | 19460219.5658 | 13281999.7212 | 59400054.3086 | 961560.8286 | 12297657.4024 | 12297657.4024 | 1478867.319 | 5800784.0308 | 0 | 72659272.5397 | 92236581.2919 | 23713.7371 | 14.4658 | 5022.8188 | 6376.1668 | 102.397 | 129.9868
1 | 3700 | 707 | 0.04 | 15 | 15 | 7 | 3.1623e-11 | 5spot_SharedNeighbor | Water | Porous | Wet | R600a | MinimizeLCOE_Brownfield | IgnoreSilica | 110.7996 | 42.5367 | 4.1469 | 4 | 4709.8146 | 5890.0604 | 96.0159 | 120.0768 | 157.5576 | 0 | 177.5993 | 6729047.696 | 597545.4763 | 6690282.9827 | 6043362.0499 | 0 | 882430.338 | 0 | 8167640.7318 | 21250525.7706 | 14503920.493 | 64864755.5383 | 961560.8286 | 12297657.4024 | 12297657.4024 | 1478867.319 | 5800784.0308 | 0 | 78123973.7693 | 97701282.5216 | 31622.7766 | 16.5875 | 4709.8146 | 5890.0604 | 96.0159 | 120.0768
1 | 3700 | 707 | 0.04 | 15 | 15 | 7 | 4.217e-11 | 5spot_SharedNeighbor | Water | Porous | Wet | R600a | MinimizeLCOE_Brownfield | IgnoreSilica | 121.8218 | 46.4285 | 4.6323 | 4 | 4466.1139 | 5522.6728 | 91.0478 | 112.5872 | 157.1527 | 0 | 207.2237 | 7161512.7516 | 635309.7029 | 7175647.3686 | 6628820.9539 | 0 | 836264.4386 | 0 | 8750646.5341 | 22767387.2773 | 15539209.6398 | 69494798.6667 | 961560.8286 | 12297657.4024 | 12297657.4024 | 1478867.319 | 5800784.0308 | 0 | 82754016.8978 | 102331325.65 | 42169.6503 | 18.5293 | 4466.1139 | 5522.6728 | 91.0478 | 112.5872
1 | 3700 | 707 | 0.04 | 15 | 15 | 7 | 5.6234e-11 | 5spot_SharedNeighbor | Water | Porous | Wet | R600a | MinimizeLCOE_Brownfield | IgnoreSilica | 130.7398 | 49.5037 | 5.0415 | 4 | 4278.4745 | 5249.2747 | 87.2225 | 107.0136 | 156.7728 | 0 | 251.3298 | 7493007.3458 | 663713.6315 | 7553876.8993 | 7095341.4863 | 0 | 770164.0834 | 0 | 9194680.344 | 23922672.1669 | 16327715.3157 | 73021171.2728 | 961560.8286 | 12297657.4024 | 12297657.4024 | 1478867.319 | 5800784.0308 | 0 | 86280389.5039 | 105857698.2561 | 56234.1325 | 20.1662 | 4278.4745 | 5249.2747 | 87.2225 | 107.0136
1 | 3700 | 707 | 0.04 | 15 | 15 | 7 | 7.4989e-11 | 5spot_SharedNeighbor | Water | Porous | Wet | R600a | MinimizeLCOE_Brownfield | IgnoreSilica | 141.6218 | 53.2164 | 5.4834 | 4 | 4131.989 | 5024.5681 | 84.2362 | 102.4326 | 156.311 | 0 | 251.5237 | 7882505.3484 | 696537.5433 | 8004767.6241 | 7658852.4114 | 0 | 737346.1679 | 0 | 9742203.5471 | 25347215.2287 | 17299995.2268 | 77369423.0975 | 961560.8286 | 12297657.4024 | 12297657.4024 | 1478867.319 | 5800784.0308 | 0 | 90628641.3286 | 110205950.0808 | 74989.4209 | 21.9334 | 4131.989 | 5024.5681 | 84.2362 | 102.4326
1 | 3700 | 707 | 0.04 | 15 | 15 | 7 | 1e-10 | 5spot_SharedNeighbor | Water | Porous | Wet | R600a | MinimizeLCOE_Brownfield | IgnoreSilica | 153.442 | 57.08 | 5.9264 | 4 | 4016.8905 | 4842.7475 | 81.8897 | 98.726 | 155.8061 | 0 | 231.9986 | 8285432.57 | 731436.6873 | 8466481.4674 | 8253164.9561 | 0 | 726597.1425 | 0 | 10320614.0011 | 26852120.5819 | 18327124.0531 | 81962971.4595 | 961560.8286 | 12297657.4024 | 12297657.4024 | 1478867.319 | 5800784.0308 | 0 | 95222189.6905 | 114799498.4428 | 100000 | 23.7054 | 4016.8905 | 4842.7475 | 81.8897 | 98.726
1 | 3700 | 707 | 0.04 | 15 | 15 | 7 | 1.3335e-10 | 5spot_SharedNeighbor | Water | Porous | Wet | R600a | MinimizeLCOE_Brownfield | IgnoreSilica | 159.5755 | 58.9442 | 6.1942 | 4 | 3927.3041 | 4717.4546 | 80.0634 | 96.1717 | 155.5312 | 0 | 255.6467 | 8483155.5915 | 749578.5752 | 8686080.5492 | 8544882.5468 | 0 | 672071.2963 | 0 | 10582949.738 | 27534664.3567 | 18792974.2042 | 84046356.8579 | 961560.8286 | 12297657.4024 | 12297657.4024 | 1478867.319 | 5800784.0308 | 0 | 97305575.0889 | 116882883.8411 | 133352.1432 | 24.7767 | 3927.3041 | 4717.4546 | 80.0634 | 96.1717
1 | 3700 | 707 | 0.04 | 15 | 15 | 7 | 1.7783e-10 | 5spot_SharedNeighbor | Water | Porous | Wet | R600a | MinimizeLCOE_Brownfield | IgnoreSilica | 163.4077 | 60.0795 | 6.3806 | 4 | 3859.1962 | 4626.2627 | 78.6749 | 94.3126 | 155.3515 | 0 | 231.1917 | 8603118.127 | 760651.3934 | 8819075.5592 | 8724485.2251 | 0 | 612655.3481 | 0 | 10732794.4046 | 27924529.4418 | 19059065.1357 | 85236374.6348 | 961560.8286 | 12297657.4024 | 12297657.4024 | 1478867.319 | 5800784.0308 | 0 | 98495592.8658 | 118072901.6181 | 177827.941 | 25.5223 | 3859.1962 | 4626.2627 | 78.6749 | 94.3126
1 | 3700 | 707 | 0.04 | 15 | 15 | 7 | 2.3714e-10 | 5spot_SharedNeighbor | Water | Porous | Wet | R600a | MinimizeLCOE_Brownfield | IgnoreSilica | 167.166 | 61.1641 | 6.5449 | 4 | 3807.5214 | 4555.328 | 77.6215 | 92.8665 | 155.1656 | 0 | 270.0678 | 8717538.1077 | 771281.1945 | 8945585.2339 | 8898011.761 | 0 | 569829.4349 | 0 | 10881875.8354 | 28312408.7441 | 19323800.7297 | 86420331.0411 | 961560.8286 | 12297657.4024 | 12297657.4024 | 1478867.319 | 5800784.0308 | 0 | 99679549.2721 | 119256858.0243 | 237137.3706 | 26.1796 | 3807.5214 | 4555.328 | 77.6215 | 92.8665
1 | 3700 | 707 | 0.04 | 15 | 15 | 7 | 3.1623e-10 | 5spot_SharedNeighbor | Water | Porous | Wet | R600a | MinimizeLCOE_Brownfield | IgnoreSilica | 170.036 | 61.9782 | 6.6713 | 4 | 3768.2323 | 4501.8695 | 76.8205 | 91.7767 | 155.0209 | 0 | 274.7491 | 8803245.1192 | 779274.4732 | 9040229.152 | 9029241.7726 | 0 | 533331.6197 | 0 | 10992275.6333 | 28599646.3721 | 19519846.3129 | 87297090.455 | 961560.8286 | 12297657.4024 | 12297657.4024 | 1478867.319 | 5800784.0308 | 0 | 100556308.686 | 120133617.4383 | 316227.766 | 26.6853 | 3768.2323 | 4501.8695 | 76.8205 | 91.7767
1 | 3700 | 707 | 0.04 | 15 | 15 | 7 | 4.217e-10 | 5spot_SharedNeighbor | Water | Porous | Wet | R600a | MinimizeLCOE_Brownfield | IgnoreSilica | 170.4259 | 62.0862 | 6.7232 | 4 | 3738.5773 | 4466.5548 | 76.216 | 91.0568 | 155 | 0 | 261.2835 | 8814632.6779 | 780343.2167 | 9052760.4561 | 9046835.9558 | 0 | 485671.5008 | 0 | 10990295.0849 | 28594493.3913 | 19516329.2977 | 87281361.5812 | 961560.8286 | 12297657.4024 | 12297657.4024 | 1478867.319 | 5800784.0308 | 0 | 100540579.8122 | 120117888.5644 | 421696.5034 | 26.8927 | 3738.5773 | 4466.5548 | 76.216 | 91.0568
1 | 3700 | 707 | 0.04 | 15 | 15 | 7 | 5.6234e-10 | 5spot_SharedNeighbor | Water | Porous | Wet | R600a | MinimizeLCOE_Brownfield | IgnoreSilica | 170.4038 | 62.0785 | 6.7543 | 4 | 3716.3982 | 4441.0271 | 75.7638 | 90.5363 | 155.0002 | 0 | 283.1933 | 8813846.9542 | 780274.2833 | 9051859.0283 | 9045695.5289 | 0 | 445111.7015 | 0 | 10973347.1235 | 28550398.2724 | 19486233.4729 | 87146766.365 | 961560.8286 | 12297657.4024 | 12297657.4024 | 1478867.319 | 5800784.0308 | 0 | 100405984.596 | 119983293.3483 | 562341.3252 | 27.017 | 3716.3982 | 4441.0271 | 75.7638 | 90.5363
1 | 3700 | 707 | 0.04 | 15 | 15 | 7 | 7.4989e-10 | 5spot_SharedNeighbor | Water | Porous | Wet | R600a | MinimizeLCOE_Brownfield | IgnoreSilica | 170.4038 | 62.0778 | 6.778 | 4 | 3699.7807 | 4421.8745 | 75.425 | 90.1459 | 154.9995 | 0 | 283.0255 | 8813758.4552 | 780263.1937 | 9051782.9001 | 9045632.9299 | 0 | 413694.8172 | 0 | 10961001.5955 | 28518277.7409 | 19464310.5502 | 87048722.1826 | 961560.8286 | 12297657.4024 | 12297657.4024 | 1478867.319 | 5800784.0308 | 0 | 100307940.4136 | 119885249.1659 | 749894.2093 | 27.1119 | 3699.7807 | 4421.8745 | 75.425 | 90.1459
1 | 3700 | 707 | 0.04 | 15 | 15 | 7 | 1e-09 | 5spot_SharedNeighbor | Water | Porous | Wet | R600a | MinimizeLCOE_Brownfield | IgnoreSilica | 170.3861 | 62.0717 | 6.7953 | 4 | 3687.3112 | 4407.5668 | 75.1708 | 89.8542 | 154.9999 | 0 | 282.0019 | 8813152.4714 | 780213.4373 | 9051061.6525 | 9044723.4254 | 0 | 389206.9778 | 0 | 10950559.6062 | 28491109.8266 | 19445767.8904 | 86965795.2877 | 961560.8286 | 12297657.4024 | 12297657.4024 | 1478867.319 | 5800784.0308 | 0 | 100225013.5187 | 119802322.2709 | 1000000 | 27.1811 | 3687.3112 | 4407.5668 | 75.1708 | 89.8542
1 | 3700 | 707 | 0.04 | 15 | 15 | 7 | 1.3335e-09 | 5spot_SharedNeighbor | Water | Porous | Wet | R600a | MinimizeLCOE_Brownfield | IgnoreSilica | 170.3861 | 62.0714 | 6.8086 | 4 | 3677.9536 | 4396.7998 | 74.9801 | 89.6347 | 154.9995 | 0 | 281.6821 | 8813104.7669 | 780206.1972 | 9051030.2595 | 9044695.8194 | 0 | 370485.8207 | 0 | 10943213.9168 | 28471997.8498 | 19432723.5735 | 86907458.2038 | 961560.8286 | 12297657.4024 | 12297657.4024 | 1478867.319 | 5800784.0308 | 0 | 100166676.4348 | 119743985.187 | 1333521.4322 | 27.2343 | 3677.9536 | 4396.7998 | 74.9801 | 89.6347
1 | 3700 | 707 | 0.04 | 15 | 15 | 7 | 1.7783e-09 | 5spot_SharedNeighbor | Water | Porous | Wet | R600a | MinimizeLCOE_Brownfield | IgnoreSilica | 170.3861 | 62.0712 | 6.8199 | 4 | 3670.0238 | 4387.6807 | 74.8184 | 89.4488 | 154.9993 | 0 | 273.6931 | 8813081.3338 | 780202.6408 | 9051014.8388 | 9044682.2593 | 0 | 354293.8627 | 0 | 10936877.2248 | 28455511.0769 | 19421471.0123 | 86857134.2494 | 961560.8286 | 12297657.4024 | 12297657.4024 | 1478867.319 | 5800784.0308 | 0 | 100116352.4804 | 119693661.2327 | 1778279.41 | 27.2795 | 3670.0238 | 4387.6807 | 74.8184 | 89.4488
1 | 3700 | 707 | 0.04 | 15 | 15 | 7 | 2.3714e-09 | 5spot_SharedNeighbor | Water | Porous | Wet | R600a | MinimizeLCOE_Brownfield | IgnoreSilica | 170.3667 | 62.0647 | 6.8267 | 4 | 3664.8308 | 4381.7691 | 74.7125 | 89.3283 | 155 | 0 | 270.3355 | 8812457.0965 | 780153.9735 | 9050252.1036 | 9043708.0005 | 0 | 343316.897 | 0 | 10931656.3478 | 28441927.4258 | 19412199.8913 | 86815671.7361 | 961560.8286 | 12297657.4024 | 12297657.4024 | 1478867.319 | 5800784.0308 | 0 | 100074889.9671 | 119652198.7193 | 2371373.7057 | 27.3068 | 3664.8308 | 4381.7691 | 74.7125 | 89.3283
1 | 3700 | 707 | 0.04 | 15 | 15 | 7 | 3.1623e-09 | 5spot_SharedNeighbor | Water | Porous | Wet | R600a | MinimizeLCOE_Brownfield | IgnoreSilica | 170.3667 | 62.0646 | 6.8322 | 4 | 3660.9325 | 4377.2913 | 74.6331 | 89.237 | 154.9999 | 0 | 272.0649 | 8812435.4929 | 780151.0683 | 9050235.0338 | 9043693.6834 | 0 | 335115.796 | 0 | 10928436.119 | 28433549.0512 | 19406481.4785 | 86790097.7231 | 961560.8286 | 12297657.4024 | 12297657.4024 | 1478867.319 | 5800784.0308 | 0 | 100049315.9541 | 119626624.7064 | 3162277.6602 | 27.3289 | 3660.9325 | 4377.2913 | 74.6331 | 89.237
1 | 3700 | 707 | 0.04 | 15 | 15 | 7 | 4.217e-09 | 5spot_SharedNeighbor | Water | Porous | Wet | R600a | MinimizeLCOE_Brownfield | IgnoreSilica | 170.3667 | 62.0645 | 6.8364 | 4 | 3658.0066 | 4373.9314 | 74.5734 | 89.1685 | 154.9997 | 0 | 268.4189 | 8812419.7415 | 780148.6777 | 9050224.6683 | 9043684.5684 | 0 | 328901.7565 | 0 | 10925997.9708 | 28427205.4897 | 19402151.8674 | 86770734.7404 | 961560.8286 | 12297657.4024 | 12297657.4024 | 1478867.319 | 5800784.0308 | 0 | 100029952.9714 | 119607261.7237 | 4216965.0343 | 27.3455 | 3658.0066 | 4373.9314 | 74.5734 | 89.1685
1 | 3700 | 707 | 0.04 | 15 | 15 | 7 | 5.6234e-09 | 5spot_SharedNeighbor | Water | Porous | Wet | R600a | MinimizeLCOE_Brownfield | IgnoreSilica | 170.3667 | 62.0644 | 6.8395 | 4 | 3655.8108 | 4371.4105 | 74.5286 | 89.1171 | 154.9996 | 0 | 268.8767 | 8812407.9273 | 780146.8846 | 9050216.8938 | 9043677.7319 | 0 | 324204.3864 | 0 | 10924154.9914 | 28422410.4352 | 19398879.1442 | 86756098.3948 | 961560.8286 | 12297657.4024 | 12297657.4024 | 1478867.319 | 5800784.0308 | 0 | 100015316.6258 | 119592625.378 | 5623413.2519 | 27.3579 | 3655.8108 | 4371.4105 | 74.5286 | 89.1171
1 | 3700 | 707 | 0.04 | 15 | 15 | 7 | 7.4989e-09 | 5spot_SharedNeighbor | Water | Porous | Wet | R600a | MinimizeLCOE_Brownfield | IgnoreSilica | 170.4445 | 62.0898 | 6.844 | 4 | 3654.1628 | 4369.2944 | 74.4951 | 89.074 | 154.9956 | 0 | 280.2021 | 8814786.0533 | 780322.0355 | 9053201.0376 | 9047513.3733 | 0 | 321404.677 | 0 | 10926718.5989 | 28429080.4161 | 19403431.5432 | 86776457.7349 | 961560.8286 | 12297657.4024 | 12297657.4024 | 1478867.319 | 5800784.0308 | 0 | 100035675.9659 | 119612984.7181 | 7498942.0933 | 27.3758 | 3654.1628 | 4369.2944 | 74.4951 | 89.074
1 | 3700 | 707 | 0.04 | 15 | 15 | 7 | 1e-08 | 5spot_SharedNeighbor | Water | Porous | Wet | R600a | MinimizeLCOE_Brownfield | IgnoreSilica | 170.5176 | 62.1136 | 6.8477 | 4 | 3652.9259 | 4367.6639 | 74.4698 | 89.0407 | 154.9919 | 0 | 275.5125 | 8817023.5409 | 780486.9222 | 9056008.1123 | 9051121.4637 | 0 | 319435.687 | 0 | 10929389.5332 | 28436029.6392 | 19408174.5308 | 86797669.4292 | 961560.8286 | 12297657.4024 | 12297657.4024 | 1478867.319 | 5800784.0308 | 0 | 100056887.6603 | 119634196.4125 | 10000000 | 27.3909 | 3652.9259 | 4367.6639 | 74.4698 | 89.0407
1 | 3800 | 707 | 0.04 | 15 | 15 | 7 | 1e-13 | 5spot_SharedNeighbor | Water | Porous | Wet | R600a | MinimizeLCOE_Brownfield | IgnoreSilica | 0 | 0 | 0 | 0 | [6 empty] | 23.3104 | [19 empty] | 100 | 0
1 | 3800 | 707 | 0.04 | 15 | 15 | 7 | 1.3335e-13 | 5spot_SharedNeighbor | Water | Porous | Wet | R600a | MinimizeLCOE_Brownfield | IgnoreSilica | 0.79402 | 0.14715 | 0.0034559 | 4 | 1054208.2001 | 2513263.3342 | 21491.4601 | 51236.2725 | 107.6043 | 0 | 41.5225 | 98552.1161 | 6381.8199 | 74333.4937 | 52457.9424 | 0 | 55889.4865 | 0 | 112169.7949 | 291842.797 | 199188.7057 | 890816.1562 | 961560.8286 | 12720605.2746 | 12720605.2746 | 1478867.319 | 5969963.1797 | 0 | 14572982.2594 | 34742418.0328 | 133.3521 | 0.013824 | 1054208.2001 | 2513263.3342 | 21491.4601 | 51236.2725
1 | 3800 | 707 | 0.04 | 15 | 15 | 7 | 1.7783e-13 | 5spot_SharedNeighbor | Water | Porous | Wet | R600a | MinimizeLCOE_Brownfield | IgnoreSilica | 1.0498 | 0.23025 | 0.0093662 | 4 | 397260.3275 | 935616.5081 | 8098.6891 | 19073.808 | 118.0625 | 0 | 48.8976 | 142962.6998 | 9876.0818 | 105566.184 | 64918.2356 | 0 | 64482.9883 | 0 | 151244.4139 | 393506.9405 | 268576.5726 | 1201134.1166 | 961560.8286 | 12720605.2746 | 12720605.2746 | 1478867.319 | 5969963.1797 | 0 | 14883300.2198 | 35052735.9931 | 177.8279 | 0.037465 | 397260.3275 | 935616.5081 | 8098.6891 | 19073.808
1 | 3800 | 707 | 0.04 | 15 | 15 | 7 | 2.3714e-13 | 5spot_SharedNeighbor | Water | Porous | Wet | R600a | MinimizeLCOE_Brownfield | IgnoreSilica | 1.3639 | 0.34002 | 0.018383 | 4 | 207455.7949 | 481748.0125 | 4229.267 | 9821.0848 | 126.5877 | 0 | 67.584 | 196168.1058 | 14307.5869 | 143347.9336 | 80984.2127 | 0 | 72935.4981 | 0 | 198019.9015 | 515207.1642 | 351639.476 | 1572609.8789 | 961560.8286 | 12720605.2746 | 12720605.2746 | 1478867.319 | 5969963.1797 | 0 | 15254775.9821 | 35424211.7555 | 237.1374 | 0.073533 | 207455.7949 | 481748.0125 | 4229.267 | 9821.0848
1 | 3800 | 707 | 0.04 | 15 | 15 | 7 | 3.1623e-13 | 5spot_SharedNeighbor | Water | Porous | Wet | R600a | MinimizeLCOE_Brownfield | IgnoreSilica | 1.7681 | 0.48822 | 0.031545 | 4 | 124554.6844 | 284401.339 | 2539.2157 | 5797.906 | 133.7675 | 0 | 297.249 | 261568.1132 | 20007.1816 | 190516.8654 | 102291.216 | 0 | 82370.1427 | 0 | 256133.8724 | 666407.7956 | 454837.0138 | 2034132.2007 | 961560.8286 | 12720605.2746 | 12720605.2746 | 1478867.319 | 5969963.1797 | 0 | 15716298.3039 | 35885734.0772 | 316.2278 | 0.12618 | 124554.6844 | 284401.339 | 2539.2157 | 5797.906
1 | 3800 | 707 | 0.04 | 15 | 15 | 7 | 4.217e-13 | 5spot_SharedNeighbor | Water | Porous | Wet | R600a | MinimizeLCOE_Brownfield | IgnoreSilica | 2.3126 | 0.69402 | 0.050548 | 4 | 80667.4974 | 180421.8016 | 1644.516 | 3678.1425 | 139.9238 | 0 | 394.7574 | 344215.2884 | 27474.3276 | 251369.9926 | 131209.8663 | 0 | 94252.127 | 0 | 330923.4247 | 860994.8694 | 587646.69 | 2628086.5859 | 961560.8286 | 12720605.2746 | 12720605.2746 | 1478867.319 | 5969963.1797 | 0 | 16310252.6891 | 36479688.4625 | 421.6965 | 0.20219 | 80667.4974 | 180421.8016 | 1644.516 | 3678.1425
1 | 3800 | 707 | 0.04 | 15 | 15 | 7 | 5.6234e-13 | 5spot_SharedNeighbor | Water | Porous | Wet | R600a | MinimizeLCOE_Brownfield | IgnoreSilica | 3.0322 | 0.97309 | 0.077301 | 4 | 55181.9064 | 120412.5081 | 1124.9578 | 2454.7718 | 144.9599 | 0 | 526.6524 | 446551.6928 | 37027.4791 | 328239.7159 | 171020.0499 | 0 | 108512.6041 | 0 | 425627.1013 | 1107394.4095 | 755819.4392 | 3380192.4919 | 961560.8286 | 12720605.2746 | 12720605.2746 | 1478867.319 | 5969963.1797 | 0 | 17062358.5951 | 37231794.3684 | 562.3413 | 0.3092 | 55181.9064 | 120412.5081 | 1124.9578 | 2454.7718
1 | 3800 | 707 | 0.04 | 15 | 15 | 7 | 7.4989e-13 | 5spot_SharedNeighbor | Water | Porous | Wet | R600a | MinimizeLCOE_Brownfield | IgnoreSilica | 3.9922 | 1.351 | 0.11438 | 4 | 39373.6498 | 83456.6759 | 802.6851 | 1701.3772 | 149.0356 | 0 | 73.7916 | 573066.3787 | 49144.2822 | 425488.215 | 225126.7215 | 0 | 126018.5135 | 0 | 545549.2033 | 1419407.1194 | 968774.5249 | 4332574.9584 | 961560.8286 | 12720605.2746 | 12720605.2746 | 1478867.319 | 5969963.1797 | 0 | 18014741.0617 | 38184176.835 | 749.8942 | 0.45753 | 39373.6498 | 83456.6759 | 802.6851 | 1701.3772
1 | 3800 | 707 | 0.04 | 15 | 15 | 7 | 1e-12 | 5spot_SharedNeighbor | Water | Porous | Wet | R600a | MinimizeLCOE_Brownfield | IgnoreSilica | 5.281 | 1.862 | 0.16532 | 4 | 29068.4984 | 59569.3067 | 592.6007 | 1214.4009 | 152.2848 | 0 | 99.8304 | 729439.3844 | 64436.3259 | 548615.7402 | 298464.9958 | 0 | 147763.1943 | 0 | 697600.6598 | 1815013.8194 | 1238784.2265 | 5540118.3463 | 961560.8286 | 12720605.2746 | 12720605.2746 | 1478867.319 | 5969963.1797 | 0 | 19222284.4496 | 39391720.2229 | 1000 | 0.66128 | 29068.4984 | 59569.3067 | 592.6007 | 1214.4009
1 | 3800 | 707 | 0.04 | 15 | 15 | 7 | 1.3335e-12 | 5spot_SharedNeighbor | Water | Porous | Wet | R600a | MinimizeLCOE_Brownfield | IgnoreSilica | 6.9742 | 2.5326 | 0.23258 | 4 | 22248.2539 | 43928.3672 | 453.5607 | 895.5392 | 154.7331 | 0 | 81.2874 | 916054.8512 | 82776.3672 | 700368.7519 | 392550.9973 | 0 | 173424.2139 | 0 | 883418.3207 | 2298473.2565 | 1568755.2265 | 7015821.9852 | 961560.8286 | 12720605.2746 | 12720605.2746 | 1478867.319 | 5969963.1797 | 0 | 20697988.0884 | 40867423.8617 | 1333.5214 | 0.93032 | 22248.2539 | 43928.3672 | 453.5607 | 895.5392
1 | 3800 | 707 | 0.04 | 15 | 15 | 7 | 1.7783e-12 | 5spot_SharedNeighbor | Water | Porous | Wet | R600a | MinimizeLCOE_Brownfield | IgnoreSilica | 9.24 | 3.4962 | 0.32406 | 4 | 17459.4745 | 33019.4049 | 355.935 | 673.1452 | 156.7294 | 0 | 72.6267 | 1149034.7324 | 103789.2228 | 906437.2409 | 523681.8101 | 0 | 206564.8907 | 0 | 1126908.0798 | 2931983.6631 | 2001139.0963 | 8949538.7362 | 961560.8286 | 12720605.2746 | 12720605.2746 | 1478867.319 | 5969963.1797 | 0 | 22631704.8394 | 42801140.6127 | 1778.2794 | 1.2962 | 17459.4745 | 33019.4049 | 355.935 | 673.1452
1 | 3800 | 707 | 0.04 | 15 | 15 | 7 | 2.3714e-12 | 5spot_SharedNeighbor | Water | Porous | Wet | R600a | MinimizeLCOE_Brownfield | IgnoreSilica | 12.2601 | 4.7681 | 0.44501 | 4 | 14054.9708 | 25385.8997 | 286.5296 | 517.5259 | 158.2855 | 0 | 92.4104 | 1429958.0373 | 129145.6091 | 1161746.9823 | 692544.666 | 0 | 246671.8248 | 0 | 1427426.1766 | 3713870.1062 | 2534792.6599 | 11336156.0623 | 961560.8286 | 12720605.2746 | 12720605.2746 | 1478867.319 | 5969963.1797 | 0 | 25018322.1655 | 45187757.9389 | 2371.3737 | 1.78 | 14054.9708 | 25385.8997 | 286.5296 | 517.5259
1 | 3800 | 707 | 0.04 | 15 | 15 | 7 | 3.1623e-12 | 5spot_SharedNeighbor | Water | Porous | Wet | R600a | MinimizeLCOE_Brownfield | IgnoreSilica | 16.2775 | 6.4595 | 0.60538 | 4 | 11564.5219 | 19893.7568 | 235.7584 | 405.5611 | 159.4423 | 0 | 74.5886 | 1770973.6867 | 159726.1311 | 1481129.6297 | 916599.154 | 0 | 295536.4874 | 0 | 1803346.3847 | 4691937.3757 | 3202343.6686 | 14321592.5178 | 961560.8286 | 12720605.2746 | 12720605.2746 | 1478867.319 | 5969963.1797 | 0 | 28003758.6211 | 48173194.3944 | 3162.2777 | 2.4215 | 11564.5219 | 19893.7568 | 235.7584 | 405.5611
1 | 3800 | 707 | 0.04 | 15 | 15 | 7 | 4.217e-12 | 5spot_SharedNeighbor | Water | Porous | Wet | R600a | MinimizeLCOE_Brownfield | IgnoreSilica | 21.6022 | 8.7018 | 0.81806 | 4 | 9699.5093 | 15863.2805 | 197.7376 | 323.3944 | 160.3213 | 0 | 93.5495 | 2185337.2834 | 196772.2489 | 1879845.132 | 1213438.2509 | 0 | 354645.9786 | 0 | 2273715.1686 | 5915740.4655 | 4037614.424 | 18057108.952 | 961560.8286 | 12720605.2746 | 12720605.2746 | 1478867.319 | 5969963.1797 | 0 | 31739275.0552 | 51908710.8286 | 4216.965 | 3.2723 | 9699.5093 | 15863.2805 | 197.7376 | 323.3944
1 | 3800 | 707 | 0.04 | 15 | 15 | 7 | 5.6234e-12 | 5spot_SharedNeighbor | Water | Porous | Wet | R600a | MinimizeLCOE_Brownfield | IgnoreSilica | 28.6332 | 11.6634 | 1.0991 | 4 | 8280.9479 | 12868.6377 | 168.8183 | 262.3446 | 160.9871 | 0 | 85.6715 | 2687859.3236 | 241554.5764 | 2376266.3835 | 1605374.0831 | 0 | 425898.5909 | 0 | 2861411.6534 | 7444806.166 | 5081233.1837 | 22724403.9606 | 961560.8286 | 12720605.2746 | 12720605.2746 | 1478867.319 | 5969963.1797 | 0 | 36406570.0639 | 56576005.8372 | 5623.4133 | 4.3964 | 8280.9479 | 12868.6377 | 168.8183 | 262.3446
1 | 3800 | 707 | 0.04 | 15 | 15 | 7 | 7.4989e-12 | 5spot_SharedNeighbor | Water | Porous | Wet | R600a | MinimizeLCOE_Brownfield | IgnoreSilica | 37.917 | 15.5742 | 1.4699 | 4 | 7186.0301 | 10616.4985 | 146.4969 | 216.4317 | 161.4919 | 0 | 74.5389 | 3298082.5007 | 295746.4501 | 2994726.3767 | 2122649.637 | 0 | 512479.8838 | 0 | 3597237.0909 | 9359273.0156 | 6387896.147 | 28568091.1019 | 961560.8286 | 12720605.2746 | 12720605.2746 | 1478867.319 | 5969963.1797 | 0 | 42250257.2051 | 62419692.9785 | 7498.9421 | 5.8795 | 7186.0301 | 10616.4985 | 146.4969 | 216.4317
1 | 3800 | 707 | 0.04 | 15 | 15 | 7 | 1e-11 | 5spot_SharedNeighbor | Water | Porous | Wet | R600a | MinimizeLCOE_Brownfield | IgnoreSilica | 50 | 20.6604 | 1.9521 | 4 | 6335.9071 | 8918.9643 | 129.166 | 181.8252 | 161.8572 | 0 | 100.565 | 4029233.514 | 360440.2197 | 3754431.9718 | 2795857.1021 | 0 | 615714.9524 | 0 | 4506714.3264 | 11725546.223 | 8002926.2331 | 35790864.5425 | 961560.8286 | 12720605.2746 | 12720605.2746 | 1478867.319 | 5969963.1797 | 0 | 49473030.6458 | 69642466.4191 | 10000 | 7.8084 | 6335.9071 | 8918.9643 | 129.166 | 181.8252
1 | 3800 | 707 | 0.04 | 15 | 15 | 7 | 1.3335e-11 | 5spot_SharedNeighbor | Water | Porous | Wet | R600a | MinimizeLCOE_Brownfield | IgnoreSilica | 65.5199 | 27.156 | 2.5667 | 4 | 5676.0952 | 7640.6247 | 115.7149 | 155.7645 | 162.0444 | 0 | 115.4877 | 4891632.7453 | 436457.8375 | 4672249.3457 | 3659198.232 | 0 | 738114.4731 | 0 | 5615084.5271 | 14609298.1273 | 9971146.1629 | 44593181.4509 | 961560.8286 | 12720605.2746 | 12720605.2746 | 1478867.319 | 5969963.1797 | 0 | 58275347.5541 | 78444783.3274 | 13335.2143 | 10.2668 | 5676.0952 | 7640.6247 | 115.7149 | 155.7645
1 | 3800 | 707 | 0.04 | 15 | 15 | 7 | 1.7783e-11 | 5spot_SharedNeighbor | Water | Porous | Wet | R600a | MinimizeLCOE_Brownfield | IgnoreSilica | 84.8742 | 35.1103 | 3.3161 | 4 | 5174.0954 | 6694.6461 | 105.4809 | 136.4794 | 161.9264 | 0 | 119.8505 | 5870882.064 | 522445.0718 | 5738273.6854 | 4730581.428 | 0 | 879319.0354 | 0 | 6919185.5009 | 18002301.3533 | 12286940.584 | 54949928.7227 | 961560.8286 | 12720605.2746 | 12720605.2746 | 1478867.319 | 5969963.1797 | 0 | 68632094.8259 | 88801530.5993 | 17782.7941 | 13.2646 | 5174.0954 | 6694.6461 | 105.4809 | 136.4794
1 | 3800 | 707 | 0.04 | 15 | 15 | 7 | 2.3714e-11 | 5spot_SharedNeighbor | Water | Porous | Wet | R600a | MinimizeLCOE_Brownfield | IgnoreSilica | 102.124 | 41.9791 | 4.018 | 4 | 4801.8324 | 6056.78 | 97.8918 | 123.4757 | 161.5389 | 0 | 144.3188 | 6666185.3908 | 592051.7081 | 6620032.4292 | 5677437.5567 | 0 | 943927.6255 | 0 | 7994857.537 | 20800979.3406 | 14197095.8173 | 63492567.4054 | 961560.8286 | 12720605.2746 | 12720605.2746 | 1478867.319 | 5969963.1797 | 0 | 77174733.5086 | 97344169.2819 | 23713.7371 | 16.0719 | 4801.8324 | 6056.78 | 97.8918 | 123.4757
1 | 3800 | 707 | 0.04 | 15 | 15 | 7 | 3.1623e-11 | 5spot_SharedNeighbor | Water | Porous | Wet | R600a | MinimizeLCOE_Brownfield | IgnoreSilica | 114.4808 | 46.7361 | 4.5856 | 4 | 4513.2224 | 5612.8318 | 92.0081 | 114.4252 | 161.1212 | 0 | 159.1706 | 7195252.5208 | 638253.7722 | 7213662.7286 | 6350039.5195 | 0 | 913203.024 | 0 | 8701060.5104 | 22638374.6152 | 15451155.8469 | 69101002.5376 | 961560.8286 | 12720605.2746 | 12720605.2746 | 1478867.319 | 5969963.1797 | 0 | 82783168.6409 | 102952604.4142 | 31622.7766 | 18.3424 | 4513.2224 | 5612.8318 | 92.0081 | 114.4252
1 | 3800 | 707 | 0.04 | 15 | 15 | 7 | 4.217e-11 | 5spot_SharedNeighbor | Water | Porous | Wet | R600a | MinimizeLCOE_Brownfield | IgnoreSilica | 125.6586 | 50.9045 | 5.1065 | 4 | 4288.5198 | 5275.9628 | 87.4273 | 107.5576 | 160.6574 | 0 | 224.6541 | 7646371.8587 | 677588.0766 | 7723933.6777 | 6953110.6293 | 0 | 863626.3214 | 0 | 9307205.9198 | 24215440.6329 | 16527535.8095 | 73914812.9259 | 961560.8286 | 12720605.2746 | 12720605.2746 | 1478867.319 | 5969963.1797 | 0 | 87596979.0292 | 107766414.8025 | 42169.6503 | 20.4259 | 4288.5198 | 5275.9628 | 87.4273 | 107.5576
1 | 3800 | 707 | 0.04 | 15 | 15 | 7 | 5.6234e-11 | 5spot_SharedNeighbor | Water | Porous | Wet | R600a | MinimizeLCOE_Brownfield | IgnoreSilica | 137.6413 | 55.2434 | 5.6296 | 4 | 4113.925 | 5009.6041 | 83.8679 | 102.1276 | 160.1054 | 0 | 252.424 | 8104945.494 | 717517.8343 | 8246276.6706 | 7594907.2274 | 0 | 829150.2215 | 0 | 9942191.0047 | 25867541.5704 | 17655128.6466 | 78957658.6695 | 961560.8286 | 12720605.2746 | 12720605.2746 | 1478867.319 | 5969963.1797 | 0 | 92639824.7728 | 112809260.5461 | 56234.1325 | 22.5186 | 4113.925 | 5009.6041 | 83.8679 | 102.1276
1 | 3800 | 707 | 0.04 | 15 | 15 | 7 | 7.4989e-11 | 5spot_SharedNeighbor | Water | Porous | Wet | R600a | MinimizeLCOE_Brownfield | IgnoreSilica | 146.5157 | 58.4057 | 6.0462 | 4 | 3977.0126 | 4810.9815 | 81.0768 | 98.0784 | 159.7052 | 0 | 257.2779 | 8432743.6247 | 746028.1554 | 8621799.5649 | 8067832.6368 | 0 | 768548.1654 | 0 | 10388411.3374 | 27028515.3439 | 18447517.1026 | 82501395.9313 | 961560.8286 | 12720605.2746 | 12720605.2746 | 1478867.319 | 5969963.1797 | 0 | 96183562.0345 | 116352997.8078 | 74989.4209 | 24.1849 | 3977.0126 | 4810.9815 | 81.0768 | 98.0784
1 | 3800 | 707 | 0.04 | 15 | 15 | 7 | 1e-10 | 5spot_SharedNeighbor | Water | Porous | Wet | R600a | MinimizeLCOE_Brownfield | IgnoreSilica | 153.7165 | 60.9169 | 6.3893 | 4 | 3871.7533 | 4660.9434 | 78.9309 | 95.0196 | 159.3627 | 0 | 269.7877 | 8689475.7063 | 768339.2976 | 8917107.6896 | 8449460.0609 | 0 | 706055.6395 | 0 | 10736870.9736 | 27935135.8383 | 19066304.2193 | 85268749.4251 | 961560.8286 | 12720605.2746 | 12720605.2746 | 1478867.319 | 5969963.1797 | 0 | 98950915.5284 | 119120351.3017 | 100000 | 25.5571 | 3871.7533 | 4660.9434 | 78.9309 | 95.0196
1 | 3800 | 707 | 0.04 | 15 | 15 | 7 | 1.3335e-10 | 5spot_SharedNeighbor | Water | Porous | Wet | R600a | MinimizeLCOE_Brownfield | IgnoreSilica | 159.4318 | 62.8748 | 6.6652 | 4 | 3791.1823 | 4547.7068 | 77.2884 | 92.7112 | 159.0803 | 0 | 243.3439 | 8887565.6344 | 785543.5201 | 9145661.0559 | 8751202.3277 | 0 | 646388.143 | 0 | 11004380.6657 | 28631141.1832 | 19541342.1686 | 87393224.6986 | 961560.8286 | 12720605.2746 | 12720605.2746 | 1478867.319 | 5969963.1797 | 0 | 101075390.8018 | 121244826.5752 | 133352.1432 | 26.6607 | 3791.1823 | 4547.7068 | 77.2884 | 92.7112
1 | 3800 | 707 | 0.04 | 15 | 15 | 7 | 1.7783e-10 | 5spot_SharedNeighbor | Water | Porous | Wet | R600a | MinimizeLCOE_Brownfield | IgnoreSilica | 163.9406 | 64.3957 | 6.8842 | 4 | 3729.7116 | 4462.17 | 76.0352 | 90.9674 | 158.8512 | 0 | 300.3555 | 9040232.2271 | 798796.4801 | 9322212.0747 | 8987935.8699 | 0 | 592903.7757 | 0 | 11209411.3668 | 29164589.0099 | 19905431.2716 | 89021512.0758 | 961560.8286 | 12720605.2746 | 12720605.2746 | 1478867.319 | 5969963.1797 | 0 | 102703678.179 | 122873113.9524 | 177827.941 | 27.5366 | 3729.7116 | 4462.17 | 76.0352 | 90.9674
1 | 3800 | 707 | 0.04 | 15 | 15 | 7 | 2.3714e-10 | 5spot_SharedNeighbor | Water | Porous | Wet | R600a | MinimizeLCOE_Brownfield | IgnoreSilica | 167.3272 | 65.524 | 7.052 | 4 | 3682.9506 | 4397.9783 | 75.0819 | 89.6587 | 158.6756 | 0 | 277.8005 | 9152840.9667 | 808568.6025 | 9452661.358 | 9165045.0596 | 0 | 545446.9539 | 0 | 11358579.5469 | 29552694.016 | 20170320.913 | 90206157.4167 | 961560.8286 | 12720605.2746 | 12720605.2746 | 1478867.319 | 5969963.1797 | 0 | 103888323.5199 | 124057759.2933 | 237137.3706 | 28.2079 | 3682.9506 | 4397.9783 | 75.0819 | 89.6587
1 | 3800 | 707 | 0.04 | 15 | 15 | 7 | 3.1623e-10 | 5spot_SharedNeighbor | Water | Porous | Wet | R600a | MinimizeLCOE_Brownfield | IgnoreSilica | 169.8797 | 66.3668 | 7.1803 | 4 | 3647.4672 | 4349.7211 | 74.3586 | 88.6749 | 158.5412 | 0 | 350.4858 | 9236595.5538 | 815834.913 | 9549806.5022 | 9298280.1798 | 0 | 505133.4005 | 0 | 11468203.7143 | 29837913.6125 | 20364989.1484 | 91076757.0247 | 961560.8286 | 12720605.2746 | 12720605.2746 | 1478867.319 | 5969963.1797 | 0 | 104758923.1279 | 124928358.9012 | 316227.766 | 28.721 | 3647.4672 | 4349.7211 | 74.3586 | 88.6749
1 | 3800 | 707 | 0.04 | 15 | 15 | 7 | 4.217e-10 | 5spot_SharedNeighbor | Water | Porous | Wet | R600a | MinimizeLCOE_Brownfield | IgnoreSilica | 171.7823 | 66.9907 | 7.2773 | 4 | 3620.5941 | 4313.4829 | 73.8107 | 87.9362 | 158.44 | 0 | 318.8157 | 9298397.8274 | 821195.6905 | 9621555.4313 | 9397443.3529 | 0 | 471645.8089 | 0 | 11547992.8633 | 30045508.6112 | 20506677.0006 | 91710416.5861 | 961560.8286 | 12720605.2746 | 12720605.2746 | 1478867.319 | 5969963.1797 | 0 | 105392582.6893 | 125562018.4627 | 421696.5034 | 29.1092 | 3620.5941 | 4313.4829 | 73.8107 | 87.9362
1 | 3800 | 707 | 0.04 | 15 | 15 | 7 | 5.6234e-10 | 5spot_SharedNeighbor | Water | Porous | Wet | R600a | MinimizeLCOE_Brownfield | IgnoreSilica | 173.1829 | 67.4476 | 7.35 | 4 | 3600.2757 | 4286.3107 | 73.3965 | 87.3822 | 158.3648 | 0 | 329.06 | 9343555.5414 | 825112.1653 | 9674016.0761 | 9470366.2033 | 0 | 444274.6416 | 0 | 11605356.6048 | 30194757.2997 | 20608542.2973 | 92165980.8295 | 961560.8286 | 12720605.2746 | 12720605.2746 | 1478867.319 | 5969963.1797 | 0 | 105848146.9327 | 126017582.7061 | 562341.3252 | 29.4 | 3600.2757 | 4286.3107 | 73.3965 | 87.3822
1 | 3800 | 707 | 0.04 | 15 | 15 | 7 | 7.4989e-10 | 5spot_SharedNeighbor | Water | Porous | Wet | R600a | MinimizeLCOE_Brownfield | IgnoreSilica | 174.2307 | 67.7881 | 7.4048 | 4 | 3584.9355 | 4265.8902 | 73.0838 | 86.9659 | 158.3083 | 0 | 329.5568 | 9377151.6505 | 828025.6209 | 9713064.5055 | 9524875.7183 | 0 | 422472.9277 | 0 | 11647580.2649 | 30304614.6019 | 20683522.1634 | 92501307.4529 | 961560.8286 | 12720605.2746 | 12720605.2746 | 1478867.319 | 5969963.1797 | 0 | 106183473.5562 | 126352909.3295 | 749894.2093 | 29.6194 | 3584.9355 | 4265.8902 | 73.0838 | 86.9659
1 | 3800 | 707 | 0.04 | 15 | 15 | 7 | 1e-09 | 5spot_SharedNeighbor | Water | Porous | Wet | R600a | MinimizeLCOE_Brownfield | IgnoreSilica | 174.9876 | 68.0333 | 7.4453 | 4 | 3573.3685 | 4250.6185 | 72.8479 | 86.6546 | 158.2673 | 0 | 375.4098 | 9401319.2704 | 830121.2824 | 9741164.3576 | 9564228.7978 | 0 | 405062.7766 | 0 | 11677339.6291 | 30382042.3631 | 20736368.2014 | 92737646.6784 | 961560.8286 | 12720605.2746 | 12720605.2746 | 1478867.319 | 5969963.1797 | 0 | 106419812.7816 | 126589248.555 | 1000000 | 29.7814 | 3573.3685 | 4250.6185 | 72.8479 | 86.6546
1 | 3800 | 707 | 0.04 | 15 | 15 | 7 | 1.3335e-09 | 5spot_SharedNeighbor | Water | Porous | Wet | R600a | MinimizeLCOE_Brownfield | IgnoreSilica | 175.5601 | 68.2184 | 7.476 | 4 | 3564.6558 | 4239.1302 | 72.6703 | 86.4204 | 158.2362 | 0 | 376.4984 | 9419544.207 | 831701.5467 | 9762360.1678 | 9593982.261 | 0 | 391586.9026 | 0 | 11699678.2832 | 30440162.959 | 20776036.7023 | 92915053.0297 | 961560.8286 | 12720605.2746 | 12720605.2746 | 1478867.319 | 5969963.1797 | 0 | 106597219.1329 | 126766654.9063 | 1333521.4322 | 29.9039 | 3564.6558 | 4239.1302 | 72.6703 | 86.4204
1 | 3800 | 707 | 0.04 | 15 | 15 | 7 | 1.7783e-09 | 5spot_SharedNeighbor | Water | Porous | Wet | R600a | MinimizeLCOE_Brownfield | IgnoreSilica | 175.9692 | 68.3504 | 7.4984 | 4 | 3558.0991 | 4230.5532 | 72.5367 | 86.2455 | 158.2139 | 0 | 345.8061 | 9432538.6663 | 832828.2372 | 9777475.7846 | 9615239.324 | 0 | 380996.8489 | 0 | 11715240.7558 | 30480653.3202 | 20803672.2058 | 93038645.1428 | 961560.8286 | 12720605.2746 | 12720605.2746 | 1478867.319 | 5969963.1797 | 0 | 106720811.246 | 126890247.0194 | 1778279.41 | 29.9938 | 3558.0991 | 4230.5532 | 72.5367 | 86.2455
1 | 3800 | 707 | 0.04 | 15 | 15 | 7 | 2.3714e-09 | 5spot_SharedNeighbor | Water | Porous | Wet | R600a | MinimizeLCOE_Brownfield | IgnoreSilica | 176.6979 | 68.5857 | 7.529 | 4 | 3552.3258 | 4222.0531 | 72.419 | 86.0723 | 158.1745 | 0 | 379.0521 | 9455672.3674 | 834833.9627 | 9804391.7157 | 9653100.3778 | 0 | 375236.7401 | 0 | 11748061.7138 | 30566046.7206 | 20861954.9563 | 93299298.5544 | 961560.8286 | 12720605.2746 | 12720605.2746 | 1478867.319 | 5969963.1797 | 0 | 106981464.6577 | 127150900.431 | 2371373.7057 | 30.1159 | 3552.3258 | 4222.0531 | 72.419 | 86.0723
1 | 3800 | 707 | 0.04 | 15 | 15 | 7 | 3.1623e-09 | 5spot_SharedNeighbor | Water | Porous | Wet | R600a | MinimizeLCOE_Brownfield | IgnoreSilica | 176.9218 | 68.6577 | 7.5414 | 4 | 3548.6737 | 4217.2977 | 72.3445 | 85.9753 | 158.1622 | 0 | 355.3673 | 9462749.2798 | 835447.5177 | 9812627.1931 | 9664726.4388 | 0 | 369110.271 | 0 | 11756417.6731 | 30587787.2127 | 20876793.2888 | 93365658.875 | 961560.8286 | 12720605.2746 | 12720605.2746 | 1478867.319 | 5969963.1797 | 0 | 107047824.9782 | 127217260.7515 | 3162277.6602 | 30.1656 | 3548.6737 | 4217.2977 | 72.3445 | 85.9753
1 | 3800 | 707 | 0.04 | 15 | 15 | 7 | 4.217e-09 | 5spot_SharedNeighbor | Water | Porous | Wet | R600a | MinimizeLCOE_Brownfield | IgnoreSilica | 177.083 | 68.7095 | 7.5505 | 4 | 3545.9306 | 4213.7461 | 72.2886 | 85.9029 | 158.1534 | 0 | 345.3755 | 9467836.4123 | 835888.5557 | 9818547.5847 | 9673090.8708 | 0 | 364392.4805 | 0 | 11762304.8025 | 30603104.3157 | 20887247.5264 | 93412412.5486 | 961560.8286 | 12720605.2746 | 12720605.2746 | 1478867.319 | 5969963.1797 | 0 | 107094578.6518 | 127264014.4252 | 4216965.0343 | 30.2021 | 3545.9306 | 4213.7461 | 72.2886 | 85.9029
1 | 3800 | 707 | 0.04 | 15 | 15 | 7 | 5.6234e-09 | 5spot_SharedNeighbor | Water | Porous | Wet | R600a | MinimizeLCOE_Brownfield | IgnoreSilica | 177.1996 | 68.747 | 7.5573 | 4 | 3543.871 | 4211.0915 | 72.2466 | 85.8488 | 158.147 | 0 | 342.4446 | 9471517.4066 | 836207.6824 | 9822831.747 | 9679147.1578 | 0 | 360780.8339 | 0 | 11766489.0828 | 30613990.9546 | 20894677.8811 | 93445642.7461 | 961560.8286 | 12720605.2746 | 12720605.2746 | 1478867.319 | 5969963.1797 | 0 | 107127808.8493 | 127297244.6227 | 5623413.2519 | 30.229 | 3543.871 | 4211.0915 | 72.2466 | 85.8488
1 | 3800 | 707 | 0.04 | 15 | 15 | 7 | 7.4989e-09 | 5spot_SharedNeighbor | Water | Porous | Wet | R600a | MinimizeLCOE_Brownfield | IgnoreSilica | 177.2922 | 68.7767 | 7.5625 | 4 | 3542.325 | 4209.0867 | 72.2151 | 85.8079 | 158.1419 | 0 | 334.0678 | 9474437.992 | 836460.8828 | 9826231.0372 | 9683953.6341 | 0 | 358106.0106 | 0 | 11769883.9271 | 30622823.6432 | 20900706.3726 | 93472603.4997 | 961560.8286 | 12720605.2746 | 12720605.2746 | 1478867.319 | 5969963.1797 | 0 | 107154769.603 | 127324205.3763 | 7498942.0933 | 30.2498 | 3542.325 | 4209.0867 | 72.2151 | 85.8079
1 | 3800 | 707 | 0.04 | 15 | 15 | 7 | 1e-08 | 5spot_SharedNeighbor | Water | Porous | Wet | R600a | MinimizeLCOE_Brownfield | IgnoreSilica | 177.3628 | 68.7994 | 7.5664 | 4 | 3541.1648 | 4207.5798 | 72.1914 | 85.7772 | 158.138 | 0 | 348.4349 | 9476662.4835 | 836653.734 | 9828820.2206 | 9687615.5655 | 0 | 356101.1161 | 0 | 11772482.7167 | 30629585.1607 | 20905321.2472 | 93493242.2444 | 961560.8286 | 12720605.2746 | 12720605.2746 | 1478867.319 | 5969963.1797 | 0 | 107175408.3476 | 127344844.121 | 10000000 | 30.2656 | 3541.1648 | 4207.5798 | 72.1914 | 85.7772
1 | 3900 | 707 | 0.04 | 15 | 15 | 7 | 1e-13 | 5spot_SharedNeighbor | Water | Porous | Wet | R600a | MinimizeLCOE_Brownfield | IgnoreSilica | 0 | 0 | 0 | 0 | [6 empty] | 21.8156 | [19 empty] | 100 | 0
1 | 3900 | 707 | 0.04 | 15 | 15 | 7 | 1.3335e-13 | 5spot_SharedNeighbor | Water | Porous | Wet | R600a | MinimizeLCOE_Brownfield | IgnoreSilica | 0.83292 | 0.1631 | 0.0046397 | 4 | 811750.2739 | 1930877.7237 | 16548.6273 | 39363.5541 | 110.9215 | 0 | 47.0658 | 108028.4232 | 7137.2035 | 80520.7948 | 54678.7091 | 0 | 57718.3425 | 0 | 120152.5545 | 312612.3001 | 213364.3184 | 954212.646 | 961560.8286 | 13149413.2377 | 13149413.2377 | 1478867.319 | 6141486.3649 | 0 | 15065186.7123 | 35834953.634 | 133.3521 | 0.018559 | 811750.2739 | 1930877.7237 | 16548.6273 | 39363.5541
1 | 3900 | 707 | 0.04 | 15 | 15 | 7 | 1.7783e-13 | 5spot_SharedNeighbor | Water | Porous | Wet | R600a | MinimizeLCOE_Brownfield | IgnoreSilica | 1.0692 | 0.24341 | 0.010996 | 4 | 349132.3076 | 821338.4916 | 7117.5343 | 16744.0961 | 120.4875 | 0 | 51.8979 | 150595.4764 | 10558.4985 | 110178.659 | 66504.7419 | 0 | 64275.735 | 0 | 156824.1132 | 408024.1736 | 278484.8825 | 1245446.2802 | 961560.8286 | 13149413.2377 | 13149413.2377 | 1478867.319 | 6141486.3649 | 0 | 15356420.3465 | 36126187.2682 | 177.8279 | 0.043985 | 349132.3076 | 821338.4916 | 7117.5343 | 16744.0961
1 | 3900 | 707 | 0.04 | 15 | 15 | 7 | 2.3714e-13 | 5spot_SharedNeighbor | Water | Porous | Wet | R600a | MinimizeLCOE_Brownfield | IgnoreSilica | 1.3982 | 0.36337 | 0.021228 | 4 | 185587.5128 | 430192.6628 | 3783.4525 | 8770.0593 | 129.4652 | 0 | 54.9594 | 208505.4876 | 15489.5287 | 150869.6007 | 83818.9055 | 0 | 73246.5629 | 0 | 207452.7333 | 539749.4576 | 368390.0956 | 1647522.3719 | 961560.8286 | 13149413.2377 | 13149413.2377 | 1478867.319 | 6141486.3649 | 0 | 15758496.4382 | 36528263.3599 | 237.1374 | 0.084911 | 185587.5128 | 430192.6628 | 3783.4525 | 8770.0593
1 | 3900 | 707 | 0.04 | 15 | 15 | 7 | 3.1623e-13 | 5spot_SharedNeighbor | Water | Porous | Wet | R600a | MinimizeLCOE_Brownfield | IgnoreSilica | 1.8264 | 0.5276 | 0.036324 | 4 | 111945.292 | 254894.7704 | 2282.1562 | 5196.3747 | 137.0266 | 0 | 304.977 | 280585.3102 | 21944.2173 | 202256.3566 | 107179.8908 | 0 | 83507.2754 | 0 | 271234.4896 | 705696.5042 | 481652.3647 | 2154056.4088 | 961560.8286 | 13149413.2377 | 13149413.2377 | 1478867.319 | 6141486.3649 | 0 | 16265030.4751 | 37034797.3968 | 316.2278 | 0.14529 | 111945.292 | 254894.7704 | 2282.1562 | 5196.3747
1 | 3900 | 707 | 0.04 | 15 | 15 | 7 | 4.217e-13 | 5spot_SharedNeighbor | Water | Porous | Wet | R600a | MinimizeLCOE_Brownfield | IgnoreSilica | 2.371 | 0.74272 | 0.05724 | 4 | 73710.3492 | 164423.2879 | 1502.6852 | 3351.9911 | 143.1442 | 0 | 399.694 | 366602.0198 | 29960.0631 | 264782.9223 | 137033.2287 | 0 | 94624.2492 | 0 | 348270.9684 | 906129.6196 | 618452.0845 | 2765855.1556 | 961560.8286 | 13149413.2377 | 13149413.2377 | 1478867.319 | 6141486.3649 | 0 | 16876829.2219 | 37646596.1435 | 421.6965 | 0.22896 | 73710.3492 | 164423.2879 | 1502.6852 | 3351.9911
1 | 3900 | 707 | 0.04 | 15 | 15 | 7 | 5.6234e-13 | 5spot_SharedNeighbor | Water | Porous | Wet | R600a | MinimizeLCOE_Brownfield | IgnoreSilica | 3.11 | 1.0425 | 0.087267 | 4 | 50641.5807 | 110142.2492 | 1032.3971 | 2245.3987 | 148.3139 | 0 | 531.0798 | 476383.9894 | 40584.1458 | 346003.4823 | 179489.4899 | 0 | 109001.1548 | 0 | 449070.2822 | 1168388.7574 | 797449.3349 | 3566370.6367 | 961560.8286 | 13149413.2377 | 13149413.2377 | 1478867.319 | 6141486.3649 | 0 | 17677344.703 | 38447111.6247 | 562.3413 | 0.34907 | 50641.5807 | 110142.2492 | 1032.3971 | 2245.3987
1 | 3900 | 707 | 0.04 | 15 | 15 | 7 | 7.4989e-13 | 5spot_SharedNeighbor | Water | Porous | Wet | R600a | MinimizeLCOE_Brownfield | IgnoreSilica | 4.1043 | 1.4513 | 0.12918 | 4 | 36189.3945 | 76385.0556 | 737.7698 | 1557.2127 | 152.5212 | 0 | 74.8521 | 613322.6009 | 54287.0582 | 449367.7789 | 237572.9721 | 0 | 126984.1528 | 0 | 577798.4795 | 1503313.121 | 1026042.0951 | 4588688.2585 | 961560.8286 | 13149413.2377 | 13149413.2377 | 1478867.319 | 6141486.3649 | 0 | 18699662.3248 | 39469429.2464 | 749.8942 | 0.51672 | 36189.3945 | 76385.0556 | 737.7698 | 1557.2127
1 | 3900 | 707 | 0.04 | 15 | 15 | 7 | 1e-12 | 5spot_SharedNeighbor | Water | Porous | Wet | R600a | MinimizeLCOE_Brownfield | IgnoreSilica | 5.4079 | 2.0114 | 0.18535 | 4 | 26946.7084 | 54960.3353 | 549.3451 | 1120.4408 | 155.7997 | 0 | 82.5309 | 778919.7985 | 70324.0344 | 582517.9756 | 314070.684 | 0 | 148672.2873 | 0 | 738856.8641 | 1922354 | 1312046.1054 | 5867761.7491 | 961560.8286 | 13149413.2377 | 13149413.2377 | 1478867.319 | 6141486.3649 | 0 | 19978735.8154 | 40748502.7371 | 1000 | 0.74142 | 26946.7084 | 54960.3353 | 549.3451 | 1120.4408
1 | 3900 | 707 | 0.04 | 15 | 15 | 7 | 1.3335e-12 | 5spot_SharedNeighbor | Water | Porous | Wet | R600a | MinimizeLCOE_Brownfield | IgnoreSilica | 7.14 | 2.7773 | 0.25924 | 4 | 20805.1481 | 40834.9969 | 424.1411 | 832.4766 | 158.2948 | 0 | 73.109 | 977952.2137 | 88465.4978 | 753934.4491 | 413396.5978 | 0 | 175718.8924 | 0 | 939692.3838 | 2444886.8253 | 1668685.4957 | 7462732.3556 | 961560.8286 | 13149413.2377 | 13149413.2377 | 1478867.319 | 6141486.3649 | 0 | 21573706.4219 | 42343473.3435 | 1333.5214 | 1.0369 | 20805.1481 | 40834.9969 | 424.1411 | 832.4766
1 | 3900 | 707 | 0.04 | 15 | 15 | 7 | 1.7783e-12 | 5spot_SharedNeighbor | Water | Porous | Wet | R600a | MinimizeLCOE_Brownfield | IgnoreSilica | 9.4615 | 3.8162 | 0.35892 | 4 | 16429.3755 | 30896.3193 | 334.935 | 629.8633 | 160.3969 | 0 | 92.2465 | 1222573.5395 | 110503.2979 | 972154.0495 | 545182.8551 | 0 | 209134.989 | 0 | 1193224.0051 | 3104524.0975 | 2118901.4881 | 9476198.3218 | 961560.8286 | 13149413.2377 | 13149413.2377 | 1478867.319 | 6141486.3649 | 0 | 23587172.3881 | 44356939.3098 | 1778.2794 | 1.4357 | 16429.3755 | 30896.3193 | 334.935 | 629.8633
1 | 3900 | 707 | 0.04 | 15 | 15 | 7 | 2.3714e-12 | 5spot_SharedNeighbor | Water | Porous | Wet | R600a | MinimizeLCOE_Brownfield | IgnoreSilica | 12.5379 | 5.1886 | 0.49062 | 4 | 13292.663 | 23876.0995 | 270.9889 | 486.7466 | 161.9499 | 0 | 84.6879 | 1517630.5281 | 137016.1442 | 1243008.0733 | 719411.0043 | 0 | 249453.7976 | 0 | 1507942.6235 | 3923357.3848 | 2677772.032 | 11975591.5877 | 961560.8286 | 13149413.2377 | 13149413.2377 | 1478867.319 | 6141486.3649 | 0 | 26086565.654 | 46856332.5757 | 2371.3737 | 1.9625 | 13292.663 | 23876.0995 | 270.9889 | 486.7466
1 | 3900 | 707 | 0.04 | 15 | 15 | 7 | 3.1623e-12 | 5spot_SharedNeighbor | Water | Porous | Wet | R600a | MinimizeLCOE_Brownfield | IgnoreSilica | 16.6453 | 7.0211 | 0.66628 | 4 | 10967.8305 | 18761.005 | 223.5941 | 382.4685 | 163.1376 | 0 | 83.5045 | 1878204.0706 | 169324.2728 | 1583276.5543 | 951866.3049 | 0 | 298957.0904 | 0 | 1903835.0343 | 4953388.229 | 3380789.2483 | 15119640.8047 | 961560.8286 | 13149413.2377 | 13149413.2377 | 1478867.319 | 6141486.3649 | 0 | 29230614.871 | 50000381.7927 | 3162.2777 | 2.6651 | 10967.8305 | 18761.005 | 223.5941 | 382.4685
1 | 3900 | 707 | 0.04 | 15 | 15 | 7 | 4.217e-12 | 5spot_SharedNeighbor | Water | Porous | Wet | R600a | MinimizeLCOE_Brownfield | IgnoreSilica | 22.0775 | 9.4453 | 0.89885 | 4 | 9221.846 | 14998.6286 | 187.9998 | 305.7673 | 164.0385 | 0 | 81.7469 | 2315594.6031 | 208394.7104 | 2007267.8107 | 1259222.7656 | 0 | 358557.4584 | 0 | 2398124.5659 | 6239428.1974 | 4258537.9521 | 19045128.0637 | 961560.8286 | 13149413.2377 | 13149413.2377 | 1478867.319 | 6141486.3649 | 0 | 33156102.13 | 53925869.0517 | 4216.965 | 3.5954 | 9221.846 | 14998.6286 | 187.9998 | 305.7673
1 | 3900 | 707 | 0.04 | 15 | 15 | 7 | 5.6234e-12 | 5spot_SharedNeighbor | Water | Porous | Wet | R600a | MinimizeLCOE_Brownfield | IgnoreSilica | 29.2595 | 12.6505 | 1.2064 | 4 | 7888.526 | 12192.725 | 160.8183 | 248.5652 | 164.7224 | 0 | 84.9323 | 2846798.8613 | 255688.3116 | 2535821.4627 | 1665273.4899 | 0 | 430637.918 | 0 | 3016345.8169 | 7847913.0781 | 5356361.9343 | 23954840.8727 | 961560.8286 | 13149413.2377 | 13149413.2377 | 1478867.319 | 6141486.3649 | 0 | 38065814.939 | 58835581.8607 | 5623.4133 | 4.8255 | 7888.526 | 12192.725 | 160.8183 | 248.5652
1 | 3900 | 707 | 0.04 | 15 | 15 | 7 | 7.4989e-12 | 5spot_SharedNeighbor | Water | Porous | Wet | R600a | MinimizeLCOE_Brownfield | IgnoreSilica | 38.7259 | 16.876 | 1.6116 | 4 | 6857.2153 | 10079.2203 | 139.7936 | 205.4785 | 165.24 | 0 | 85.7333 | 3491026.3693 | 312842.2875 | 3193372.7796 | 2200562.096 | 0 | 517956.8785 | 0 | 3789146.5602 | 9858582.0889 | 6728684.8493 | 30092173.9094 | 961560.8286 | 13149413.2377 | 13149413.2377 | 1478867.319 | 6141486.3649 | 0 | 44203147.9757 | 64972914.8973 | 7498.9421 | 6.4462 | 6857.2153 | 10079.2203 | 139.7936 | 205.4785
1 | 3900 | 707 | 0.04 | 15 | 15 | 7 | 1e-11 | 5spot_SharedNeighbor | Water | Porous | Wet | R600a | MinimizeLCOE_Brownfield | IgnoreSilica | 51.0421 | 22.3686 | 2.1382 | 4 | 6054.787 | 8483.2458 | 123.435 | 172.9424 | 165.6115 | 0 | 114.7834 | 4262732.7829 | 381051.5917 | 4000781.6558 | 2896835.5253 | 0 | 622123.0415 | 0 | 4743774.5929 | 12342328.4088 | 8423892.7485 | 37673520.3474 | 961560.8286 | 13149413.2377 | 13149413.2377 | 1478867.319 | 6141486.3649 | 0 | 51784494.4137 | 72554261.3354 | 10000 | 8.5527 | 6054.787 | 8483.2458 | 123.435 | 172.9424
1 | 3900 | 707 | 0.04 | 15 | 15 | 7 | 1.3335e-11 | 5spot_SharedNeighbor | Water | Porous | Wet | R600a | MinimizeLCOE_Brownfield | IgnoreSilica | 66.8085 | 29.3563 | 2.8071 | 4 | 5431.6768 | 7281.4376 | 110.7321 | 148.442 | 165.7886 | 0 | 111.6347 | 5169859.2649 | 460922.4458 | 4972733.9531 | 3786783.1911 | 0 | 744983.2915 | 0 | 5902760.0371 | 15357770.794 | 10481994.1375 | 46877807.115 | 961560.8286 | 13149413.2377 | 13149413.2377 | 1478867.319 | 6141486.3649 | 0 | 60988781.1813 | 81758548.103 | 13335.2143 | 11.2284 | 5431.6768 | 7281.4376 | 110.7321 | 148.442
1 | 3900 | 707 | 0.04 | 15 | 15 | 7 | 1.7783e-11 | 5spot_SharedNeighbor | Water | Porous | Wet | R600a | MinimizeLCOE_Brownfield | IgnoreSilica | 86.4212 | 37.8854 | 3.6201 | 4 | 4957.4103 | 6391.7281 | 101.0635 | 130.304 | 165.6329 | 0 | 104.8803 | 6197089.9003 | 551018.8705 | 6098328.0665 | 4888450.1904 | 0 | 886527.8871 | 0 | 7262351.8168 | 18895149.714 | 12896327.9363 | 57675244.3819 | 961560.8286 | 13149413.2377 | 13149413.2377 | 1478867.319 | 6141486.3649 | 0 | 71786218.4482 | 92555985.3699 | 17782.7941 | 14.4806 | 4957.4103 | 6391.7281 | 101.0635 | 130.304
1 | 3900 | 707 | 0.04 | 15 | 15 | 7 | 2.3714e-11 | 5spot_SharedNeighbor | Water | Porous | Wet | R600a | MinimizeLCOE_Brownfield | IgnoreSilica | 105.6512 | 45.9679 | 4.4281 | 4 | 4608.3736 | 5780.9804 | 93.9479 | 117.8531 | 165.1355 | 0 | 114.6817 | 7110891.0862 | 630891.9634 | 7118650.4391 | 5959591.1336 | 0 | 978230.3625 | 0 | 8501319.4441 | 22118689.3331 | 15096459.9635 | 67514723.7256 | 961560.8286 | 13149413.2377 | 13149413.2377 | 1478867.319 | 6141486.3649 | 0 | 81625697.7919 | 102395464.7135 | 23713.7371 | 17.7125 | 4608.3736 | 5780.9804 | 93.9479 | 117.8531
1 | 3900 | 707 | 0.04 | 15 | 15 | 7 | 3.1623e-11 | 5spot_SharedNeighbor | Water | Porous | Wet | R600a | MinimizeLCOE_Brownfield | IgnoreSilica | 118.0593 | 50.9941 | 5.0325 | 4 | 4340.7217 | 5372.5022 | 88.4915 | 109.5257 | 164.6593 | 0 | 170.9853 | 7655951.6734 | 678422.7808 | 7734808.8347 | 6644544.0303 | 0 | 942024.6457 | 0 | 9225743.2663 | 24003491.5188 | 16382876.184 | 73267862.9341 | 961560.8286 | 13149413.2377 | 13149413.2377 | 1478867.319 | 6141486.3649 | 0 | 87378837.0004 | 108148603.922 | 31622.7766 | 20.13 | 4340.7217 | 5372.5022 | 88.4915 | 109.5257
1 | 3900 | 707 | 0.04 | 15 | 15 | 7 | 4.217e-11 | 5spot_SharedNeighbor | Water | Porous | Wet | R600a | MinimizeLCOE_Brownfield | IgnoreSilica | 129.1398 | 55.3415 | 5.581 | 4 | 4132.4391 | 5062.8105 | 84.2454 | 103.2122 | 164.1466 | 0 | 210.9189 | 8115197.6669 | 718409.9214 | 8257994.9259 | 7251841.0555 | 0 | 886098.935 | 0 | 9839521.5768 | 25600416.7794 | 17472810.4879 | 78142291.3486 | 961560.8286 | 13149413.2377 | 13149413.2377 | 1478867.319 | 6141486.3649 | 0 | 92253265.4149 | 113023032.3365 | 42169.6503 | 22.3242 | 4132.4391 | 5062.8105 | 84.2454 | 103.2122
1 | 3900 | 707 | 0.04 | 15 | 15 | 7 | 5.6234e-11 | 5spot_SharedNeighbor | Water | Porous | Wet | R600a | MinimizeLCOE_Brownfield | IgnoreSilica | 141.3855 | 60.028 | 6.1441 | 4 | 3969.4784 | 4814.5858 | 80.9232 | 98.1518 | 163.5514 | 0 | 238.6637 | 8598947.7096 | 760473.8142 | 8812859.2126 | 7918077.8196 | 0 | 851200.2609 | 0 | 10507207.9386 | 27337599.7315 | 18658473.5483 | 83444840.0353 | 961560.8286 | 13149413.2377 | 13149413.2377 | 1478867.319 | 6141486.3649 | 0 | 97555814.1016 | 118325581.0233 | 56234.1325 | 24.5765 | 3969.4784 | 4814.5858 | 80.9232 | 98.1518
1 | 3900 | 707 | 0.04 | 15 | 15 | 7 | 7.4989e-11 | 5spot_SharedNeighbor | Water | Porous | Wet | R600a | MinimizeLCOE_Brownfield | IgnoreSilica | 150.124 | 63.3071 | 6.5794 | 4 | 3842.4289 | 4631.6271 | 78.3331 | 94.422 | 163.1216 | 0 | 247.129 | 8931060.9272 | 789319.8864 | 9195925.3755 | 8391264.0381 | 0 | 785818.5727 | 0 | 10956421.6319 | 28506361.6152 | 19456177.5495 | 87012349.5965 | 961560.8286 | 13149413.2377 | 13149413.2377 | 1478867.319 | 6141486.3649 | 0 | 101123323.6628 | 121893090.5845 | 74989.4209 | 26.3176 | 3842.4289 | 4631.6271 | 78.3331 | 94.422
1 | 3900 | 707 | 0.04 | 15 | 15 | 7 | 1e-10 | 5spot_SharedNeighbor | Water | Porous | Wet | R600a | MinimizeLCOE_Brownfield | IgnoreSilica | 157.2392 | 65.9196 | 6.9378 | 4 | 3744.7524 | 4493.1847 | 76.3418 | 91.5996 | 162.7537 | 0 | 259.1678 | 9192189.2083 | 811982.5417 | 9498287.71 | 8774173.1689 | 0 | 719945.0546 | 0 | 11308665.2965 | 29422827.3753 | 20081684.2623 | 89809754.6176 | 961560.8286 | 13149413.2377 | 13149413.2377 | 1478867.319 | 6141486.3649 | 0 | 103920728.6839 | 124690495.6055 | 100000 | 27.751 | 3744.7524 | 4493.1847 | 76.3418 | 91.5996
1 | 3900 | 707 | 0.04 | 15 | 15 | 7 | 1.3335e-10 | 5spot_SharedNeighbor | Water | Porous | Wet | R600a | MinimizeLCOE_Brownfield | IgnoreSilica | 162.8493 | 67.9424 | 7.2242 | 4 | 3669.9908 | 4388.7456 | 74.8177 | 89.4705 | 162.4528 | 0 | 271.4435 | 9392367.3127 | 829345.041 | 9730754.8766 | 9074689.55 | 0 | 657300.4587 | 0 | 11576938.3232 | 30120818.7604 | 20558077.7249 | 91940292.0474 | 961560.8286 | 13149413.2377 | 13149413.2377 | 1478867.319 | 6141486.3649 | 0 | 106051266.1137 | 126821033.0353 | 133352.1432 | 28.8969 | 3669.9908 | 4388.7456 | 74.8177 | 89.4705
1 | 3900 | 707 | 0.04 | 15 | 15 | 7 | 1.7783e-10 | 5spot_SharedNeighbor | Water | Porous | Wet | R600a | MinimizeLCOE_Brownfield | IgnoreSilica | 167.1855 | 69.4835 | 7.4487 | 4 | 3612.9684 | 4310.0588 | 73.6552 | 87.8664 | 162.214 | 0 | 266.6649 | 9543740.9554 | 842468.5583 | 9906928.8999 | 9306303.5341 | 0 | 600604.2485 | 0 | 11778018.0165 | 30643986.8753 | 20915150.7133 | 93537201.8013 | 961560.8286 | 13149413.2377 | 13149413.2377 | 1478867.319 | 6141486.3649 | 0 | 107648175.8677 | 128417942.7893 | 177827.941 | 29.7949 | 3612.9684 | 4310.0588 | 73.6552 | 87.8664
1 | 3900 | 707 | 0.04 | 15 | 15 | 7 | 2.3714e-10 | 5spot_SharedNeighbor | Water | Porous | Wet | R600a | MinimizeLCOE_Brownfield | IgnoreSilica | 170.4593 | 70.6339 | 7.6212 | 4 | 3569.5947 | 4250.9084 | 72.771 | 86.6605 | 162.0302 | 0 | 279.708 | 9656124.303 | 852208.5143 | 10037935.0253 | 9480800.6759 | 0 | 550890.3051 | 0 | 11925403.9412 | 31027454.8183 | 21176875.4639 | 94707693.0469 | 961560.8286 | 13149413.2377 | 13149413.2377 | 1478867.319 | 6141486.3649 | 0 | 108818667.1132 | 129588434.0349 | 237137.3706 | 30.4849 | 3569.5947 | 4250.9084 | 72.771 | 86.6605
1 | 3900 | 707 | 0.04 | 15 | 15 | 7 | 3.1623e-10 | 5spot_SharedNeighbor | Water | Porous | Wet | R600a | MinimizeLCOE_Brownfield | IgnoreSilica | 173.0003 | 71.5182 | 7.7551 | 4 | 3536.6681 | 4206.2189 | 72.0998 | 85.7495 | 161.8856 | 0 | 272.568 | 9742154.6122 | 859662.6707 | 10138340.9955 | 9615664.6186 | 0 | 509604.7574 | 0 | 12037516.7852 | 31319149.4409 | 21375963.0376 | 95598056.9181 | 961560.8286 | 13149413.2377 | 13149413.2377 | 1478867.319 | 6141486.3649 | 0 | 109709030.9844 | 130478797.9061 | 316227.766 | 31.0204 | 3536.6681 | 4206.2189 | 72.0998 | 85.7495
1 | 3900 | 707 | 0.04 | 15 | 15 | 7 | 4.217e-10 | 5spot_SharedNeighbor | Water | Porous | Wet | R600a | MinimizeLCOE_Brownfield | IgnoreSilica | 174.8445 | 72.1554 | 7.8548 | 4 | 3511.7256 | 4172.7795 | 71.5913 | 85.0678 | 161.7795 | 0 | 247.6777 | 9803960.8058 | 865016.9262 | 10210538.5841 | 9713346.3018 | 0 | 474835.3541 | 0 | 12116402.2091 | 31524393.1322 | 21516046.0742 | 96224539.3876 | 961560.8286 | 13149413.2377 | 13149413.2377 | 1478867.319 | 6141486.3649 | 0 | 110335513.4539 | 131105280.3755 | 421696.5034 | 31.4192 | 3511.7256 | 4172.7795 | 71.5913 | 85.0678
1 | 3900 | 707 | 0.04 | 15 | 15 | 7 | 5.6234e-10 | 5spot_SharedNeighbor | Water | Porous | Wet | R600a | MinimizeLCOE_Brownfield | IgnoreSilica | 176.201 | 72.6216 | 7.9294 | 4 | 3492.8639 | 4147.6984 | 71.2068 | 84.5564 | 161.7008 | 0 | 305.9621 | 9849089.7181 | 868925.9153 | 10263288.3364 | 9785120.8383 | 0 | 446461.3834 | 0 | 12173025.6147 | 31671715.6184 | 21616596.6983 | 96674224.1228 | 961560.8286 | 13149413.2377 | 13149413.2377 | 1478867.319 | 6141486.3649 | 0 | 110785198.1891 | 131554965.1108 | 562341.3252 | 31.7176 | 3492.8639 | 4147.6984 | 71.2068 | 84.5564
1 | 3900 | 707 | 0.04 | 15 | 15 | 7 | 7.4989e-10 | 5spot_SharedNeighbor | Water | Porous | Wet | R600a | MinimizeLCOE_Brownfield | IgnoreSilica | 177.1802 | 72.957 | 7.9846 | 4 | 3478.6211 | 4128.9321 | 70.9164 | 84.1739 | 161.6437 | 0 | 314.0511 | 9881493.6692 | 871732.4215 | 10301181.5838 | 9836898.3736 | 0 | 423516.9139 | 0 | 12212780.9552 | 31775150.8595 | 21687193.3757 | 96989948.1523 | 961560.8286 | 13149413.2377 | 13149413.2377 | 1478867.319 | 6141486.3649 | 0 | 111100922.2186 | 131870689.1402 | 749894.2093 | 31.9382 | 3478.6211 | 4128.9321 | 70.9164 | 84.1739
1 | 3900 | 707 | 0.04 | 15 | 15 | 7 | 1e-09 | 5spot_SharedNeighbor | Water | Porous | Wet | R600a | MinimizeLCOE_Brownfield | IgnoreSilica | 177.9159 | 73.2082 | 8.0262 | 4 | 3467.8796 | 4114.8188 | 70.6974 | 83.8861 | 161.6006 | 0 | 334.7615 | 9905743.269 | 873832.5329 | 10329548.5446 | 9875777.2498 | 0 | 405535.0854 | 0 | 12242270.3059 | 31851876.1009 | 21739559.9295 | 97224143.018 | 961560.8286 | 13149413.2377 | 13149413.2377 | 1478867.319 | 6141486.3649 | 0 | 111335117.0843 | 132104884.006 | 1000000 | 32.1047 | 3467.8796 | 4114.8188 | 70.6974 | 83.8861
1 | 3900 | 707 | 0.04 | 15 | 15 | 7 | 1.3335e-09 | 5spot_SharedNeighbor | Water | Porous | Wet | R600a | MinimizeLCOE_Brownfield | IgnoreSilica | 178.4519 | 73.3908 | 8.057 | 4 | 3459.7875 | 4104.25 | 70.5324 | 83.6707 | 161.5691 | 0 | 283.9449 | 9923359.3188 | 875358.0742 | 10350160.6887 | 9904094.0724 | 0 | 391406.1597 | 0 | 12263307.5424 | 31906610.675 | 21776917.4009 | 97391213.932 | 961560.8286 | 13149413.2377 | 13149413.2377 | 1478867.319 | 6141486.3649 | 0 | 111502187.9983 | 132271954.9199 | 1333521.4322 | 32.228 | 3459.7875 | 4104.25 | 70.5324 | 83.6707
1 | 3900 | 707 | 0.04 | 15 | 15 | 7 | 1.7783e-09 | 5spot_SharedNeighbor | Water | Porous | Wet | R600a | MinimizeLCOE_Brownfield | IgnoreSilica | 178.8392 | 73.5226 | 8.0798 | 4 | 3453.6969 | 4096.3452 | 70.4083 | 83.5095 | 161.5463 | 0 | 299.8364 | 9936058.882 | 876457.8093 | 10365022.7939 | 9924546.7726 | 0 | 380367.7694 | 0 | 12278157.0706 | 31945246.1015 | 21803286.8734 | 97509144.0728 | 961560.8286 | 13149413.2377 | 13149413.2377 | 1478867.319 | 6141486.3649 | 0 | 111620118.1391 | 132389885.0608 | 1778279.41 | 32.319 | 3453.6969 | 4096.3452 | 70.4083 | 83.5095
1 | 3900 | 707 | 0.04 | 15 | 15 | 7 | 2.3714e-09 | 5spot_SharedNeighbor | Water | Porous | Wet | R600a | MinimizeLCOE_Brownfield | IgnoreSilica | 179.0322 | 73.5882 | 8.0952 | 4 | 3448.3436 | 4089.7635 | 70.2991 | 83.3754 | 161.535 | 0 | 314.2212 | 9942382.6897 | 877005.4148 | 10372424.2709 | 9934737.8491 | 0 | 368953.5268 | 0 | 12283246.463 | 31958487.6565 | 21812324.5068 | 97549562.3776 | 961560.8286 | 13149413.2377 | 13149413.2377 | 1478867.319 | 6141486.3649 | 0 | 111660536.4439 | 132430303.3655 | 2371373.7057 | 32.3809 | 3448.3436 | 4089.7635 | 70.2991 | 83.3754
1 | 3900 | 707 | 0.04 | 15 | 15 | 7 | 3.1623e-09 | 5spot_SharedNeighbor | Water | Porous | Wet | R600a | MinimizeLCOE_Brownfield | IgnoreSilica | 179.7749 | 73.8409 | 8.1242 | 4 | 3444.9428 | 4084.076 | 70.2298 | 83.2594 | 161.4915 | 0 | 296.9298 | 9966709.7531 | 879111.9202 | 10400902.1055 | 9973964.8764 | 0 | 368115.701 | 0 | 12319633.6989 | 32053159.7803 | 21876940.1766 | 97838538.0121 | 961560.8286 | 13149413.2377 | 13149413.2377 | 1478867.319 | 6141486.3649 | 0 | 111949512.0784 | 132719279.0001 | 3162277.6602 | 32.4968 | 3444.9428 | 4084.076 | 70.2298 | 83.2594
1 | 3900 | 707 | 0.04 | 15 | 15 | 7 | 4.217e-09 | 5spot_SharedNeighbor | Water | Porous | Wet | R600a | MinimizeLCOE_Brownfield | IgnoreSilica | 179.9233 | 73.8911 | 8.1333 | 4 | 3442.395 | 4080.812 | 70.1779 | 83.1929 | 161.4827 | 0 | 325.0624 | 9971545.4315 | 879530.6316 | 10406563.8252 | 9981792.8892 | 0 | 363165.888 | 0 | 12325013.4795 | 32067156.8659 | 21886493.4751 | 97881262.4861 | 961560.8286 | 13149413.2377 | 13149413.2377 | 1478867.319 | 6141486.3649 | 0 | 111992236.5524 | 132762003.474 | 4216965.0343 | 32.5332 | 3442.395 | 4080.812 | 70.1779 | 83.1929
1 | 3900 | 707 | 0.04 | 15 | 15 | 7 | 5.6234e-09 | 5spot_SharedNeighbor | Water | Porous | Wet | R600a | MinimizeLCOE_Brownfield | IgnoreSilica | 180.0307 | 73.9275 | 8.14 | 4 | 3440.482 | 4078.3716 | 70.1389 | 83.1431 | 161.4764 | 0 | 305.8619 | 9975044.5911 | 879833.6135 | 10410660.9175 | 9987460.8342 | 0 | 359380.9064 | 0 | 12328828.5365 | 32077082.8614 | 21893268.171 | 97911560.4316 | 961560.8286 | 13149413.2377 | 13149413.2377 | 1478867.319 | 6141486.3649 | 0 | 112022534.4979 | 132792301.4196 | 5623413.2519 | 32.5601 | 3440.482 | 4078.3716 | 70.1389 | 83.1431
1 | 3900 | 707 | 0.04 | 15 | 15 | 7 | 7.4989e-09 | 5spot_SharedNeighbor | Water | Porous | Wet | R600a | MinimizeLCOE_Brownfield | IgnoreSilica | 180.1233 | 73.9588 | 8.1454 | 4 | 3439.046 | 4076.5113 | 70.1096 | 83.1052 | 161.4709 | 0 | 305.2097 | 9978061.2869 | 880094.8182 | 10414193.2367 | 9992347.2816 | 0 | 356650.1848 | 0 | 12332325.2552 | 32086180.6062 | 21899477.5688 | 97939330.2384 | 961560.8286 | 13149413.2377 | 13149413.2377 | 1478867.319 | 6141486.3649 | 0 | 112050304.3047 | 132820071.2263 | 7498942.0933 | 32.5818 | 3439.046 | 4076.5113 | 70.1096 | 83.1052
1 | 3900 | 707 | 0.04 | 15 | 15 | 7 | 1e-08 | 5spot_SharedNeighbor | Water | Porous | Wet | R600a | MinimizeLCOE_Brownfield | IgnoreSilica | 180.1887 | 73.981 | 8.1494 | 4 | 3437.9683 | 4075.1254 | 70.0876 | 83.0769 | 161.467 | 0 | 293.0648 | 9980190.4867 | 880279.1768 | 10416686.4407 | 9995797.8207 | 0 | 354549.2094 | 0 | 12334726.2224 | 32092427.4303 | 21903741.1546 | 97958397.9416 | 961560.8286 | 13149413.2377 | 13149413.2377 | 1478867.319 | 6141486.3649 | 0 | 112069372.0079 | 132839138.9295 | 10000000 | 32.5976 | 3437.9683 | 4075.1254 | 70.0876 | 83.0769
1 | 4000 | 707 | 0.04 | 15 | 15 | 7 | 1e-13 | 5spot_SharedNeighbor | Water | Porous | Wet | R600a | MinimizeLCOE_Brownfield | IgnoreSilica | 0.66714 | 0.11359 | 0.0013735 | 4 | 2785500.0434 | 6676656.1888 | 56786.1861 | 136112.6673 | 102.6797 | 0 | 55.0978 | 79821.7195 | 5012.2545 | 60645.0888 | 46976.9501 | 0 | 52310.1744 | 0 | 95458.8131 | 248364.2503 | 169513.7042 | 758102.9549 | 961560.8286 | 13584081.2916 | 13584081.2916 | 1478867.319 | 6315353.5865 | 0 | 15303745.0752 | 36682047.2723 | 100 | 0.0054941 | 2785500.0434 | 6676656.1888 | 56786.1861 | 136112.6673
1 | 4000 | 707 | 0.04 | 15 | 15 | 7 | 1.3335e-13 | 5spot_SharedNeighbor | Water | Porous | Wet | R600a | MinimizeLCOE_Brownfield | IgnoreSilica | 0.85236 | 0.17341 | 0.0057301 | 4 | 677888.7309 | 1610601.7196 | 13819.6787 | 32834.2946 | 113.284 | 0 | 53.7825 | 114308.7912 | 7659.5482 | 84427.1144 | 55980.015 | 0 | 57890.8102 | 0 | 124903.8488 | 324974.1933 | 221801.5645 | 991945.8856 | 961560.8286 | 13584081.2916 | 13584081.2916 | 1478867.319 | 6315353.5865 | 0 | 15537588.0058 | 36915890.203 | 133.3521 | 0.022921 | 677888.7309 | 1610601.7196 | 13819.6787 | 32834.2946
1 | 4000 | 707 | 0.04 | 15 | 15 | 7 | 1.7783e-13 | 5spot_SharedNeighbor | Water | Porous | Wet | R600a | MinimizeLCOE_Brownfield | IgnoreSilica | 1.1081 | 0.2641 | 0.013088 | 4 | 303018.2804 | 711384.3813 | 6177.4375 | 14502.5328 | 123.5629 | 0 | 61.3997 | 161998.9954 | 11574.2299 | 117359.5533 | 69054.3288 | 0 | 65426.8091 | 0 | 165911.4275 | 431667.5012 | 294621.9394 | 1317614.7847 | 961560.8286 | 13584081.2916 | 13584081.2916 | 1478867.319 | 6315353.5865 | 0 | 15863256.9049 | 37241559.1021 | 177.8279 | 0.052351 | 303018.2804 | 711384.3813 | 6177.4375 | 14502.5328
1 | 4000 | 707 | 0.04 | 15 | 15 | 7 | 2.3714e-13 | 5spot_SharedNeighbor | Water | Porous | Wet | R600a | MinimizeLCOE_Brownfield | IgnoreSilica | 1.4371 | 0.38955 | 0.024404 | 4 | 166743.0575 | 385747.9834 | 3399.2828 | 7863.9944 | 132.4444 | 0 | 63.7624 | 222144.0615 | 16825.686 | 159179.1007 | 86974.0259 | 0 | 73786.8819 | 0 | 217974.8049 | 567125.7295 | 387074.9636 | 1731085.2541 | 961560.8286 | 13584081.2916 | 13584081.2916 | 1478867.319 | 6315353.5865 | 0 | 16276727.3743 | 37655029.5715 | 237.1374 | 0.097616 | 166743.0575 | 385747.9834 | 3399.2828 | 7863.9944
1 | 4000 | 707 | 0.04 | 15 | 15 | 7 | 3.1623e-13 | 5spot_SharedNeighbor | Water | Porous | Wet | R600a | MinimizeLCOE_Brownfield | IgnoreSilica | 1.8653 | 0.56045 | 0.040865 | 4 | 102748.282 | 233535.485 | 2094.6627 | 4760.9367 | 140.0094 | 0 | 320.1621 | 296764.7015 | 23681.4339 | 211847.2365 | 110572.5494 | 0 | 83408.2695 | 0 | 283246.9344 | 736950.4214 | 502983.8054 | 2249455.3521 | 961560.8286 | 13584081.2916 | 13584081.2916 | 1478867.319 | 6315353.5865 | 0 | 16795097.4723 | 38173399.6695 | 316.2278 | 0.16346 | 102748.282 | 233535.485 | 2094.6627 | 4760.9367
1 | 4000 | 707 | 0.04 | 15 | 15 | 7 | 4.217e-13 | 5spot_SharedNeighbor | Water | Porous | Wet | R600a | MinimizeLCOE_Brownfield | IgnoreSilica | 2.4488 | 0.80195 | 0.065107 | 4 | 67118.0819 | 149207.4763 | 1368.2929 | 3041.7962 | 146.5351 | 0 | 425.7177 | 393178.8028 | 32985.472 | 280864.9114 | 144270.4416 | 0 | 95902.3407 | 0 | 369408.7677 | 961125.8374 | 655988.1332 | 2933724.7069 | 961560.8286 | 13584081.2916 | 13584081.2916 | 1478867.319 | 6315353.5865 | 0 | 17479366.8271 | 38857669.0243 | 421.6965 | 0.26043 | 67118.0819 | 149207.4763 | 1368.2929 | 3041.7962
1 | 4000 | 707 | 0.04 | 15 | 15 | 7 | 5.6234e-13 | 5spot_SharedNeighbor | Water | Porous | Wet | R600a | MinimizeLCOE_Brownfield | IgnoreSilica | 3.2073 | 1.1236 | 0.098853 | 4 | 46361.1263 | 100426.9876 | 945.1343 | 2047.34 | 151.7709 | 0 | 580.8523 | 510942.9683 | 44904.4065 | 366387.2698 | 189903.3366 | 0 | 110271.9961 | 0 | 476739.8912 | 1240379.4041 | 846584.4305 | 3786113.7032 | 961560.8286 | 13584081.2916 | 13584081.2916 | 1478867.319 | 6315353.5865 | 0 | 18331755.8234 | 39710058.0206 | 562.3413 | 0.39541 | 46361.1263 | 100426.9876 | 945.1343 | 2047.34
1 | 4000 | 707 | 0.04 | 15 | 15 | 7 | 7.4989e-13 | 5spot_SharedNeighbor | Water | Porous | Wet | R600a | MinimizeLCOE_Brownfield | IgnoreSilica | 4.1969 | 1.5666 | 0.1444 | 4 | 33582.9851 | 70594.072 | 684.6346 | 1439.1556 | 155.9396 | 0 | 79.4077 | 653615.8091 | 58976.3764 | 476974.6557 | 249631.1816 | 0 | 127520.2331 | 0 | 611020.1198 | 1589749.0142 | 1085036.3683 | 4852523.7581 | 961560.8286 | 13584081.2916 | 13584081.2916 | 1478867.319 | 6315353.5865 | 0 | 19398165.8783 | 40776468.0755 | 749.8942 | 0.57762 | 33582.9851 | 70594.072 | 684.6346 | 1439.1556
1 | 4000 | 707 | 0.04 | 15 | 15 | 7 | 1e-12 | 5spot_SharedNeighbor | Water | Porous | Wet | R600a | MinimizeLCOE_Brownfield | IgnoreSilica | 5.5394 | 2.1936 | 0.2055 | 4 | 25253.8233 | 51261.5454 | 514.8333 | 1045.0359 | 159.3188 | 0 | 94.4443 | 828750.1651 | 74996.4547 | 624241.7291 | 327633.4821 | 0 | 150334.8525 | 0 | 782323.1066 | 2035444.2468 | 1389232.5226 | 6212956.5595 | 961560.8286 | 13584081.2916 | 13584081.2916 | 1478867.319 | 6315353.5865 | 0 | 20758598.6798 | 42136900.8769 | 1000 | 0.822 | 25253.8233 | 51261.5454 | 514.8333 | 1045.0359
1 | 4000 | 707 | 0.04 | 15 | 15 | 7 | 1.3335e-12 | 5spot_SharedNeighbor | Water | Porous | Wet | R600a | MinimizeLCOE_Brownfield | IgnoreSilica | 7.3226 | 3.0262 | 0.286 | 4 | 19613.9836 | 38301.1807 | 399.8576 | 780.8214 | 161.8665 | 0 | 88.9955 | 1038703.618 | 93943.659 | 807522.7817 | 430028.6105 | 0 | 178159.3759 | 0 | 993859.6376 | 2585818.9084 | 1764874.5382 | 7892911.1294 | 961560.8286 | 13584081.2916 | 13584081.2916 | 1478867.319 | 6315353.5865 | 0 | 22438553.2496 | 43816855.4468 | 1333.5214 | 1.144 | 19613.9836 | 38301.1807 | 399.8576 | 780.8214
1 | 4000 | 707 | 0.04 | 15 | 15 | 7 | 1.7783e-12 | 5spot_SharedNeighbor | Water | Porous | Wet | R600a | MinimizeLCOE_Brownfield | IgnoreSilica | 9.681 | 4.1411 | 0.39421 | 4 | 15562.7301 | 29120.4527 | 317.2673 | 593.6598 | 164.0282 | 0 | 76.6954 | 1294897.4307 | 117008.7683 | 1037832.5363 | 565670.4984 | 0 | 211393.9003 | 0 | 1258453.2223 | 3274237.1401 | 2234734.1269 | 9994227.6232 | 961560.8286 | 13584081.2916 | 13584081.2916 | 1478867.319 | 6315353.5865 | 0 | 24539869.7435 | 45918171.9406 | 1778.2794 | 1.5768 | 15562.7301 | 29120.4527 | 317.2673 | 593.6598
1 | 4000 | 707 | 0.04 | 15 | 15 | 7 | 2.3714e-12 | 5spot_SharedNeighbor | Water | Porous | Wet | R600a | MinimizeLCOE_Brownfield | IgnoreSilica | 12.8326 | 5.624 | 0.53783 | 4 | 12628.9754 | 22566.2025 | 257.4587 | 460.0426 | 165.6152 | 0 | 103.0741 | 1606272.1505 | 144967.576 | 1325784.5725 | 746333.2481 | 0 | 252353.866 | 0 | 1589527.4511 | 4135624.3709 | 2822648.6117 | 12623511.8468 | 961560.8286 | 13584081.2916 | 13584081.2916 | 1478867.319 | 6315353.5865 | 0 | 27169153.967 | 48547456.1642 | 2371.3737 | 2.1513 | 12628.9754 | 22566.2025 | 257.4587 | 460.0426
1 | 4000 | 707 | 0.04 | 15 | 15 | 7 | 3.1623e-12 | 5spot_SharedNeighbor | Water | Porous | Wet | R600a | MinimizeLCOE_Brownfield | IgnoreSilica | 17.0131 | 7.5921 | 0.72853 | 4 | 10451.2145 | 17787.359 | 213.0621 | 362.6194 | 166.827 | 0 | 95.7431 | 1984715.0014 | 178850.1026 | 1685475.5842 | 985956.8442 | 0 | 301909.6151 | 0 | 2003393.7875 | 5212419.6825 | 3557583.5378 | 15910304.1552 | 961560.8286 | 13584081.2916 | 13584081.2916 | 1478867.319 | 6315353.5865 | 0 | 30455946.2754 | 51834248.4726 | 3162.2777 | 2.9141 | 10451.2145 | 17787.359 | 213.0621 | 362.6194
1 | 4000 | 707 | 0.04 | 15 | 15 | 7 | 4.217e-12 | 5spot_SharedNeighbor | Water | Porous | Wet | R600a | MinimizeLCOE_Brownfield | IgnoreSilica | 22.5574 | 10.2026 | 0.9815 | 4 | 8805.9134 | 14251.2222 | 179.5205 | 290.5304 | 167.7503 | 0 | 97.7541 | 2445276.5011 | 219955.4928 | 2135026.02 | 1303596.8965 | 0 | 362004.4096 | 0 | 2521685.1348 | 6560907.4521 | 4477954.1492 | 20026406.0563 | 961560.8286 | 13584081.2916 | 13584081.2916 | 1478867.319 | 6315353.5865 | 0 | 34572048.1766 | 55950350.3737 | 4216.965 | 3.926 | 8805.9134 | 14251.2222 | 179.5205 | 290.5304
1 | 4000 | 707 | 0.04 | 15 | 15 | 7 | 5.6234e-12 | 5spot_SharedNeighbor | Water | Porous | Wet | R600a | MinimizeLCOE_Brownfield | IgnoreSilica | 29.9025 | 13.6619 | 1.3166 | 4 | 7544.6626 | 11604.1025 | 153.8082 | 236.5653 | 168.4526 | 0 | 109.0038 | 3006007.0403 | 269832.3344 | 2696759.6008 | 1724352.1968 | 0 | 435076.12 | 0 | 3171490.644 | 8251568.0935 | 5631864.7765 | 25186950.8062 | 961560.8286 | 13584081.2916 | 13584081.2916 | 1478867.319 | 6315353.5865 | 0 | 39732592.9265 | 61110895.1236 | 5623.4133 | 5.2663 | 7544.6626 | 11604.1025 | 153.8082 | 236.5653
1 | 4000 | 707 | 0.04 | 15 | 15 | 7 | 7.4989e-12 | 5spot_SharedNeighbor | Water | Porous | Wet | R600a | MinimizeLCOE_Brownfield | IgnoreSilica | 39.5541 | 18.2081 | 1.757 | 4 | 6568.4134 | 9610.3577 | 133.906 | 195.9201 | 168.9824 | 0 | 106.5334 | 3684080.6613 | 329930.4812 | 3393486.8948 | 2277278.9134 | 0 | 523016.7098 | 0 | 3981039.5276 | 10357848.2274 | 7069444.2477 | 31616125.6632 | 961560.8286 | 13584081.2916 | 13584081.2916 | 1478867.319 | 6315353.5865 | 0 | 46161767.7835 | 67540069.9806 | 7498.9421 | 7.0278 | 6568.4134 | 9610.3577 | 133.906 | 195.9201
1 | 4000 | 707 | 0.04 | 15 | 15 | 7 | 1e-11 | 5spot_SharedNeighbor | Water | Porous | Wet | R600a | MinimizeLCOE_Brownfield | IgnoreSilica | 52.0969 | 24.1093 | 2.3285 | 4 | 5807.5672 | 8102.8348 | 118.3951 | 165.1872 | 169.3587 | 0 | 98.5645 | 4495469.6604 | 401573.6309 | 4247963.1851 | 2995445.7168 | 0 | 627792.7874 | 0 | 4979615.5424 | 12955938.1818 | 8842694.027 | 39546492.7319 | 961560.8286 | 13584081.2916 | 13584081.2916 | 1478867.319 | 6315353.5865 | 0 | 54092134.8522 | 75470437.0493 | 10000 | 9.3141 | 5807.5672 | 8102.8348 | 118.3951 | 165.1872
1 | 4000 | 707 | 0.04 | 15 | 15 | 7 | 1.3335e-11 | 5spot_SharedNeighbor | Water | Porous | Wet | R600a | MinimizeLCOE_Brownfield | IgnoreSilica | 68.1385 | 31.6059 | 3.0534 | 4 | 5216.1951 | 6966.5791 | 106.3392 | 142.0231 | 169.5237 | 0 | 107.0864 | 5448222.3118 | 485371.7457 | 5275316.4977 | 3912515.8014 | 0 | 751447.987 | 0 | 6190420.994 | 16106205.5965 | 10992816.269 | 49162317.2031 | 961560.8286 | 13584081.2916 | 13584081.2916 | 1478867.319 | 6315353.5865 | 0 | 63707959.3233 | 85086261.5205 | 13335.2143 | 12.2135 | 5216.1951 | 6966.5791 | 106.3392 | 142.0231
1 | 4000 | 707 | 0.04 | 15 | 15 | 7 | 1.7783e-11 | 5spot_SharedNeighbor | Water | Porous | Wet | R600a | MinimizeLCOE_Brownfield | IgnoreSilica | 88.007 | 40.7094 | 3.9303 | 4 | 4766.3986 | 6126.2414 | 97.1695 | 124.8917 | 169.3269 | 0 | 109.1501 | 6522150.0096 | 579459.5809 | 6459365.239 | 5043065.7657 | 0 | 893121.0453 | 0 | 7603893.0398 | 19783769.9166 | 13502829.4839 | 60387654.0809 | 961560.8286 | 13584081.2916 | 13584081.2916 | 1478867.319 | 6315353.5865 | 0 | 74933296.2011 | 96311598.3982 | 17782.7941 | 15.7212 | 4766.3986 | 6126.2414 | 97.1695 | 124.8917
1 | 4000 | 707 | 0.04 | 15 | 15 | 7 | 2.3714e-11 | 5spot_SharedNeighbor | Water | Porous | Wet | R600a | MinimizeLCOE_Brownfield | IgnoreSilica | 109.1271 | 50.0386 | 4.8487 | 4 | 4436.9156 | 5539.1951 | 90.4525 | 112.924 | 168.7064 | 0 | 131.2299 | 7553549.0251 | 669499.0328 | 7618642.9427 | 6234522.3507 | 0 | 1010915.5222 | 0 | 9003980.2607 | 23426509.6679 | 15989074.215 | 71506693.0171 | 961560.8286 | 13584081.2916 | 13584081.2916 | 1478867.319 | 6315353.5865 | 0 | 86052335.1373 | 107430637.3345 | 23713.7371 | 19.3946 | 4436.9156 | 5539.1951 | 90.4525 | 112.924
1 | 4000 | 707 | 0.04 | 15 | 15 | 7 | 3.1623e-11 | 5spot_SharedNeighbor | Water | Porous | Wet | R600a | MinimizeLCOE_Brownfield | IgnoreSilica | 121.5165 | 55.2974 | 5.4868 | 4 | 4187.5908 | 5161.6779 | 85.3697 | 105.2278 | 168.1733 | 0 | 172.7265 | 8110588.8579 | 718008.8917 | 8252726.8328 | 6927045.8701 | 0 | 968426.6273 | 0 | 9740950.8611 | 25343955.9968 | 17297770.7341 | 77359474.6717 | 961560.8286 | 13584081.2916 | 13584081.2916 | 1478867.319 | 6315353.5865 | 0 | 91905116.792 | 113283418.9891 | 31622.7766 | 21.947 | 4187.5908 | 5161.6779 | 85.3697 | 105.2278
1 | 4000 | 707 | 0.04 | 15 | 15 | 7 | 4.217e-11 | 5spot_SharedNeighbor | Water | Porous | Wet | R600a | MinimizeLCOE_Brownfield | IgnoreSilica | 132.5823 | 59.843 | 6.0638 | 4 | 3993.6117 | 4875.0093 | 81.4152 | 99.3837 | 167.608 | 0 | 230.9181 | 8580058.8234 | 758832.4164 | 8791123.6267 | 7540719.4577 | 0 | 907465.4008 | 0 | 10365497.8928 | 26968899.2611 | 18406827.9011 | 82319424.7801 | 961560.8286 | 13584081.2916 | 13584081.2916 | 1478867.319 | 6315353.5865 | 0 | 96865066.9003 | 118243369.0975 | 42169.6503 | 24.255 | 3993.6117 | 4875.0093 | 81.4152 | 99.3837
1 | 4000 | 707 | 0.04 | 15 | 15 | 7 | 5.6234e-11 | 5spot_SharedNeighbor | Water | Porous | Wet | R600a | MinimizeLCOE_Brownfield | IgnoreSilica | 144.9882 | 64.8435 | 6.664 | 4 | 3840.7964 | 4642.8054 | 78.2998 | 94.6499 | 166.9765 | 0 | 234.9655 | 9084989.2236 | 802680.8127 | 9374037.3727 | 8225929.9347 | 0 | 871162.3652 | 0 | 11059931.8865 | 28775674.0647 | 19639988.8302 | 87834394.4904 | 961560.8286 | 13584081.2916 | 13584081.2916 | 1478867.319 | 6315353.5865 | 0 | 102380036.6107 | 123758338.8078 | 56234.1325 | 26.6559 | 3840.7964 | 4642.8054 | 78.2998 | 94.6499
1 | 4000 | 707 | 0.04 | 15 | 15 | 7 | 7.4989e-11 | 5spot_SharedNeighbor | Water | Porous | Wet | R600a | MinimizeLCOE_Brownfield | IgnoreSilica | 153.6265 | 68.2416 | 7.1176 | 4 | 3722.3684 | 4473.2664 | 75.8855 | 91.1936 | 166.5163 | 0 | 242.0433 | 9421824.5449 | 831899.2671 | 9765012.5626 | 8699764.844 | 0 | 801635.3762 | 0 | 11512853.272 | 29954082.6028 | 20444276.8712 | 91431349.3408 | 961560.8286 | 13584081.2916 | 13584081.2916 | 1478867.319 | 6315353.5865 | 0 | 105976991.461 | 127355293.6582 | 74989.4209 | 28.4703 | 3722.3684 | 4473.2664 | 75.8855 | 91.1936
1 | 4000 | 707 | 0.04 | 15 | 15 | 7 | 1e-10 | 5spot_SharedNeighbor | Water | Porous | Wet | R600a | MinimizeLCOE_Brownfield | IgnoreSilica | 160.6102 | 70.9317 | 7.4889 | 4 | 3631.3654 | 4345.032 | 74.0303 | 88.5794 | 166.1261 | 0 | 263.5709 | 9685130.9219 | 854721.992 | 10071777.095 | 9081339.9734 | 0 | 732063.8135 | 0 | 11865763.1804 | 30872281.7927 | 21070966.6855 | 94234045.4546 | 961560.8286 | 13584081.2916 | 13584081.2916 | 1478867.319 | 6315353.5865 | 0 | 108779687.5749 | 130157989.772 | 100000 | 29.9556 | 3631.3654 | 4345.032 | 74.0303 | 88.5794
1 | 4000 | 707 | 0.04 | 15 | 15 | 7 | 1.3335e-10 | 5spot_SharedNeighbor | Water | Porous | Wet | R600a | MinimizeLCOE_Brownfield | IgnoreSilica | 166.1527 | 73.028 | 7.7863 | 4 | 3561.7033 | 4248.1078 | 72.6101 | 86.6034 | 165.8057 | 0 | 268.8268 | 9888355.1279 | 872326.6637 | 10309207.2379 | 9382550.7143 | 0 | 667012.1359 | 0 | 12136586.2331 | 31576907.8223 | 21551888.4293 | 96384834.3644 | 961560.8286 | 13584081.2916 | 13584081.2916 | 1478867.319 | 6315353.5865 | 0 | 110930476.4847 | 132308778.6818 | 133352.1432 | 31.1453 | 3561.7033 | 4248.1078 | 72.6101 | 86.6034
1 | 4000 | 707 | 0.04 | 15 | 15 | 7 | 1.7783e-10 | 5spot_SharedNeighbor | Water | Porous | Wet | R600a | MinimizeLCOE_Brownfield | IgnoreSilica | 170.3667 | 74.5984 | 8.0168 | 4 | 3508.5629 | 4175.2331 | 71.5268 | 85.1178 | 165.5557 | 0 | 274.7118 | 10039513.5584 | 885415.329 | 10486176.0161 | 9610620.9516 | 0 | 607729.3152 | 0 | 12335487.5164 | 32094408.1613 | 21905093.0442 | 97964443.8923 | 961560.8286 | 13584081.2916 | 13584081.2916 | 1478867.319 | 6315353.5865 | 0 | 112510086.0125 | 133888388.2097 | 177827.941 | 32.0673 | 3508.5629 | 4175.2331 | 71.5268 | 85.1178
1 | 4000 | 707 | 0.04 | 15 | 15 | 7 | 2.3714e-10 | 5spot_SharedNeighbor | Water | Porous | Wet | R600a | MinimizeLCOE_Brownfield | IgnoreSilica | 173.5682 | 75.7781 | 8.1944 | 4 | 3468.1406 | 4120.367 | 70.7027 | 83.9993 | 165.3622 | 0 | 275.7006 | 10152483.7905 | 895194.1723 | 10618637.9037 | 9783544.3076 | 0 | 556260.5194 | 0 | 12482387.0705 | 32476610.6677 | 22165954.1083 | 99131072.5401 | 961560.8286 | 13584081.2916 | 13584081.2916 | 1478867.319 | 6315353.5865 | 0 | 113676714.6603 | 135055016.8575 | 237137.3706 | 32.7774 | 3468.1406 | 4120.367 | 70.7027 | 83.9993
1 | 4000 | 707 | 0.04 | 15 | 15 | 7 | 3.1623e-10 | 5spot_SharedNeighbor | Water | Porous | Wet | R600a | MinimizeLCOE_Brownfield | IgnoreSilica | 175.9692 | 76.6553 | 8.3295 | 4 | 3437.4601 | 4079.107 | 70.0773 | 83.1581 | 165.2152 | 0 | 305.3783 | 10236159.0494 | 902435.4898 | 10716860.4942 | 9913040.3961 | 0 | 512739.2566 | 0 | 12589681.5276 | 32755768.8361 | 22356485.2943 | 99983170.3442 | 961560.8286 | 13584081.2916 | 13584081.2916 | 1478867.319 | 6315353.5865 | 0 | 114528812.4644 | 135907114.6616 | 316227.766 | 33.3179 | 3437.4601 | 4079.107 | 70.0773 | 83.1581
1 | 4000 | 707 | 0.04 | 15 | 15 | 7 | 4.217e-10 | 5spot_SharedNeighbor | Water | Porous | Wet | R600a | MinimizeLCOE_Brownfield | IgnoreSilica | 177.7332 | 77.2956 | 8.4307 | 4 | 3414.2171 | 4048.1563 | 69.6034 | 82.5271 | 165.1061 | 0 | 329.0663 | 10297061.056 | 907705.0812 | 10788409.0878 | 10008072.0394 | 0 | 476508.6503 | 0 | 12666324.8068 | 32955178.9267 | 22492586.7787 | 100591846.4269 | 961560.8286 | 13584081.2916 | 13584081.2916 | 1478867.319 | 6315353.5865 | 0 | 115137488.5471 | 136515790.7443 | 421696.5034 | 33.723 | 3414.2171 | 4048.1563 | 69.6034 | 82.5271
1 | 4000 | 707 | 0.04 | 15 | 15 | 7 | 5.6234e-10 | 5spot_SharedNeighbor | Water | Porous | Wet | R600a | MinimizeLCOE_Brownfield | IgnoreSilica | 179.0413 | 77.768 | 8.5069 | 4 | 3396.6377 | 4024.9049 | 69.2451 | 82.0531 | 165.0246 | 0 | 336.9326 | 10341907.4615 | 911584.9608 | 10841126.6415 | 10078480.7483 | 0 | 447126.2807 | 0 | 12721888.1762 | 33099743.4163 | 22591255.0134 | 101033112.6987 | 961560.8286 | 13584081.2916 | 13584081.2916 | 1478867.319 | 6315353.5865 | 0 | 115578754.8189 | 136957057.016 | 562341.3252 | 34.0274 | 3396.6377 | 4024.9049 | 69.2451 | 82.0531
1 | 4000 | 707 | 0.04 | 15 | 15 | 7 | 7.4989e-10 | 5spot_SharedNeighbor | Water | Porous | Wet | R600a | MinimizeLCOE_Brownfield | IgnoreSilica | 180.0307 | 78.1239 | 8.5646 | 4 | 3383.3586 | 4007.3931 | 68.9743 | 81.6961 | 164.9626 | 0 | 314.868 | 10375640.0852 | 914503.0611 | 10880797.228 | 10131636.5735 | 0 | 423886.5507 | 0 | 12763320.7644 | 33207542.5118 | 22664830.1111 | 101362156.8856 | 961560.8286 | 13584081.2916 | 13584081.2916 | 1478867.319 | 6315353.5865 | 0 | 115907799.0058 | 137286101.203 | 749894.2093 | 34.2582 | 3383.3586 | 4007.3931 | 68.9743 | 81.6961
1 | 4000 | 707 | 0.04 | 15 | 15 | 7 | 1e-09 | 5spot_SharedNeighbor | Water | Porous | Wet | R600a | MinimizeLCOE_Brownfield | IgnoreSilica | 180.7345 | 78.3762 | 8.6068 | 4 | 3373.3412 | 3994.3136 | 68.7701 | 81.4295 | 164.9183 | 0 | 314.4497 | 10399532.4631 | 916569.7724 | 10908904.4146 | 10169396.534 | 0 | 405246.3522 | 0 | 12791863.3192 | 33281804.3846 | 22715515.3652 | 101588832.6054 | 961560.8286 | 13584081.2916 | 13584081.2916 | 1478867.319 | 6315353.5865 | 0 | 116134474.7257 | 137512776.9228 | 1000000 | 34.4271 | 3373.3412 | 3994.3136 | 68.7701 | 81.4295
1 | 4000 | 707 | 0.04 | 15 | 15 | 7 | 1.3335e-09 | 5spot_SharedNeighbor | Water | Porous | Wet | R600a | MinimizeLCOE_Brownfield | IgnoreSilica | 181.2339 | 78.5549 | 8.6376 | 4 | 3365.7933 | 3984.5471 | 68.6162 | 81.2304 | 164.8868 | 0 | 338.5576 | 10416433.5993 | 918031.6648 | 10928791.5581 | 10196175.5986 | 0 | 390468.3347 | 0 | 12811461.2947 | 33332794.2967 | 22750317.028 | 101744473.375 | 961560.8286 | 13584081.2916 | 13584081.2916 | 1478867.319 | 6315353.5865 | 0 | 116290115.4952 | 137668417.6924 | 1333521.4322 | 34.5506 | 3365.7933 | 3984.5471 | 68.6162 | 81.2304
1 | 4000 | 707 | 0.04 | 15 | 15 | 7 | 1.7783e-09 | 5spot_SharedNeighbor | Water | Porous | Wet | R600a | MinimizeLCOE_Brownfield | IgnoreSilica | 181.5971 | 78.6846 | 8.6605 | 4 | 3360.1116 | 3977.2335 | 68.5004 | 81.0813 | 164.8638 | 0 | 317.4025 | 10428701.1243 | 919092.7286 | 10943228.7845 | 10215648.6069 | 0 | 378965.6171 | 0 | 12825398.3759 | 33369055.7233 | 22775066.1967 | 101855157.1573 | 961560.8286 | 13584081.2916 | 13584081.2916 | 1478867.319 | 6315353.5865 | 0 | 116400799.2775 | 137779101.4747 | 1778279.41 | 34.6419 | 3360.1116 | 3977.2335 | 68.5004 | 81.0813
1 | 4000 | 707 | 0.04 | 15 | 15 | 7 | 2.3714e-09 | 5spot_SharedNeighbor | Water | Porous | Wet | R600a | MinimizeLCOE_Brownfield | IgnoreSilica | 181.305 | 78.5797 | 8.6606 | 4 | 3355.1443 | 3972.2569 | 68.3992 | 80.9798 | 164.8818 | 0 | 318.677 | 10418783.9015 | 918234.9535 | 10931557.3954 | 10199970.8688 | 0 | 362097.4186 | 0 | 12803951.3698 | 33313255.0126 | 22736981.0651 | 101684831.9854 | 961560.8286 | 13584081.2916 | 13584081.2916 | 1478867.319 | 6315353.5865 | 0 | 116230474.1056 | 137608776.3028 | 2371373.7057 | 34.6425 | 3355.1443 | 3972.2569 | 68.3992 | 80.9798
1 | 4000 | 707 | 0.04 | 15 | 15 | 7 | 3.1623e-09 | 5spot_SharedNeighbor | Water | Porous | Wet | R600a | MinimizeLCOE_Brownfield | IgnoreSilica | 182.5133 | 79.012 | 8.7062 | 4 | 3351.9495 | 3965.8323 | 68.334 | 80.8489 | 164.8062 | 0 | 322.0763 | 10459628.7419 | 921767.6369 | 10979635.139 | 10264780.3869 | 0 | 366349.2855 | 0 | 12866942.8642 | 33477145.9598 | 22848840.0041 | 102185090.0183 | 961560.8286 | 13584081.2916 | 13584081.2916 | 1478867.319 | 6315353.5865 | 0 | 116730732.1386 | 138109034.3357 | 3162277.6602 | 34.8247 | 3351.9495 | 3965.8323 | 68.334 | 80.8489
1 | 4000 | 707 | 0.04 | 15 | 15 | 7 | 4.217e-09 | 5spot_SharedNeighbor | Water | Porous | Wet | R600a | MinimizeLCOE_Brownfield | IgnoreSilica | 182.6519 | 79.0612 | 8.7153 | 4 | 3349.5731 | 3962.8123 | 68.2856 | 80.7873 | 164.7974 | 0 | 285.1256 | 10464281.5175 | 922170.0354 | 10985113.218 | 10272203.7295 | 0 | 361200.6808 | 0 | 12871937.9807 | 33490142.2282 | 22857710.2244 | 102224759.6145 | 961560.8286 | 13584081.2916 | 13584081.2916 | 1478867.319 | 6315353.5865 | 0 | 116770401.7347 | 138148703.9319 | 4216965.0343 | 34.8613 | 3349.5731 | 3962.8123 | 68.2856 | 80.7873
1 | 4000 | 707 | 0.04 | 15 | 15 | 7 | 5.6234e-09 | 5spot_SharedNeighbor | Water | Porous | Wet | R600a | MinimizeLCOE_Brownfield | IgnoreSilica | 182.7614 | 79.1002 | 8.7224 | 4 | 3347.7886 | 3960.533 | 68.2492 | 80.7408 | 164.7904 | 0 | 301.1755 | 10467955.593 | 922487.7872 | 10989439.1952 | 10278067.5303 | 0 | 357365.6756 | 0 | 12875973.1547 | 33500640.9233 | 22864875.7995 | 102256805.659 | 961560.8286 | 13584081.2916 | 13584081.2916 | 1478867.319 | 6315353.5865 | 0 | 116802447.7792 | 138180749.9764 | 5623413.2519 | 34.8894 | 3347.7886 | 3960.533 | 68.2492 | 80.7408
1 | 4000 | 707 | 0.04 | 15 | 15 | 7 | 7.4989e-09 | 5spot_SharedNeighbor | Water | Porous | Wet | R600a | MinimizeLCOE_Brownfield | IgnoreSilica | 182.8345 | 79.1261 | 8.7273 | 4 | 3346.4491 | 3958.843 | 68.2219 | 80.7064 | 164.7858 | 0 | 281.4432 | 10470409.1354 | 922699.9799 | 10992328.1744 | 10281986.3443 | 0 | 354373.2836 | 0 | 12878500.7979 | 33507217.3324 | 22869364.3338 | 102276879.3817 | 961560.8286 | 13584081.2916 | 13584081.2916 | 1478867.319 | 6315353.5865 | 0 | 116822521.5019 | 138200823.6991 | 7498942.0933 | 34.9094 | 3346.4491 | 3958.843 | 68.2219 | 80.7064
1 | 4000 | 707 | 0.04 | 15 | 15 | 7 | 1e-08 | 5spot_SharedNeighbor | Water | Porous | Wet | R600a | MinimizeLCOE_Brownfield | IgnoreSilica | 182.8882 | 79.1452 | 8.7311 | 4 | 3345.4437 | 3957.5776 | 68.2014 | 80.6806 | 164.7823 | 0 | 271.8031 | 10472209.7657 | 922855.7052 | 10994448.4171 | 10284863.2849 | 0 | 352105.4338 | 0 | 12880328.2167 | 33511971.9012 | 22872609.4247 | 102291392.1494 | 961560.8286 | 13584081.2916 | 13584081.2916 | 1478867.319 | 6315353.5865 | 0 | 116837034.2696 | 138215336.4667 | 10000000 | 34.9242 | 3345.4437 | 3957.5776 | 68.2014 | 80.6806
1 | 4100 | 707 | 0.04 | 15 | 15 | 7 | 1e-13 | 5spot_SharedNeighbor | Water | Porous | Wet | R600a | MinimizeLCOE_Brownfield | IgnoreSilica | 0.68659 | 0.12185 | 0.0020703 | 4 | 1905191.9426 | 4561150.4381 | 38839.9147 | 92985.2211 | 105.0594 | 0 | 54.1563 | 85118.0828 | 5421.337 | 64037.421 | 48107.7541 | 0 | 52856.928 | 0 | 99661.1939 | 259297.9833 | 176976.2017 | 791476.9019 | 961560.8286 | 14024609.4364 | 14024609.4364 | 1478867.319 | 6491564.8444 | 0 | 15777647.1669 | 37772688.7668 | 100 | 0.0082814 | 1905191.9426 | 4561150.4381 | 38839.9147 | 92985.2211
1 | 4100 | 707 | 0.04 | 15 | 15 | 7 | 1.3335e-13 | 5spot_SharedNeighbor | Water | Porous | Wet | R600a | MinimizeLCOE_Brownfield | IgnoreSilica | 0.88403 | 0.18846 | 0.0070955 | 4 | 564970.02 | 1339939.1102 | 11517.678 | 27316.4712 | 116.2366 | 0 | 54.2611 | 123183.2465 | 8403.5616 | 90050.7909 | 57954.6463 | 0 | 59002.3261 | 0 | 132051.8829 | 343571.9116 | 234494.8894 | 1048713.2553 | 961560.8286 | 14024609.4364 | 14024609.4364 | 1478867.319 | 6491564.8444 | 0 | 16034883.5203 | 38029925.1202 | 133.3521 | 0.028382 | 564970.02 | 1339939.1102 | 11517.678 | 27316.4712
1 | 4100 | 707 | 0.04 | 15 | 15 | 7 | 1.7783e-13 | 5spot_SharedNeighbor | Water | Porous | Wet | R600a | MinimizeLCOE_Brownfield | IgnoreSilica | 1.1424 | 0.28436 | 0.015331 | 4 | 266997.7855 | 625662.5485 | 5443.111 | 12754.9773 | 126.4814 | 0 | 45.8565 | 173214.3931 | 12608.9927 | 124252.7568 | 71697.1194 | 0 | 66176.2076 | 0 | 174700.2931 | 454534.3268 | 310229.0178 | 1387413.1072 | 961560.8286 | 14024609.4364 | 14024609.4364 | 1478867.319 | 6491564.8444 | 0 | 16373583.3723 | 38368624.9721 | 177.8279 | 0.061325 | 266997.7855 | 625662.5485 | 5443.111 | 12754.9773
1 | 4100 | 707 | 0.04 | 15 | 15 | 7 | 2.3714e-13 | 5spot_SharedNeighbor | Water | Porous | Wet | R600a | MinimizeLCOE_Brownfield | IgnoreSilica | 1.476 | 0.41706 | 0.027855 | 4 | 150817.7909 | 348222.6052 | 3074.6247 | 7098.9888 | 135.4233 | 0 | 69.8144 | 236408.3249 | 18266.9695 | 167765.2524 | 90309.8617 | 0 | 74253.076 | 0 | 228931.359 | 595632.4358 | 406531.3764 | 1818098.6558 | 961560.8286 | 14024609.4364 | 14024609.4364 | 1478867.319 | 6491564.8444 | 0 | 16804268.9208 | 38799310.5207 | 237.1374 | 0.11142 | 150817.7909 | 348222.6052 | 3074.6247 | 7098.9888
1 | 4100 | 707 | 0.04 | 15 | 15 | 7 | 3.1623e-13 | 5spot_SharedNeighbor | Water | Porous | Wet | R600a | MinimizeLCOE_Brownfield | IgnoreSilica | 1.9237 | 0.60354 | 0.046473 | 4 | 93410.5149 | 211731.6316 | 1904.2997 | 4316.4357 | 143.2656 | 0 | 317.9684 | 317463.8137 | 25947.2977 | 224265.5128 | 115802.0233 | 0 | 84353.3017 | 0 | 299454.4602 | 779119.0788 | 531764.7806 | 2378170.2686 | 961560.8286 | 14024609.4364 | 14024609.4364 | 1478867.319 | 6491564.8444 | 0 | 17364340.5337 | 39359382.1335 | 316.2278 | 0.18589 | 93410.5149 | 211731.6316 | 1904.2997 | 4316.4357
1 | 4100 | 707 | 0.04 | 15 | 15 | 7 | 4.217e-13 | 5spot_SharedNeighbor | Water | Porous | Wet | R600a | MinimizeLCOE_Brownfield | IgnoreSilica | 2.5071 | 0.85628 | 0.073132 | 4 | 61784.9688 | 136974.0294 | 1259.5702 | 2792.4009 | 149.752 | 0 | 417.8289 | 418296.7071 | 36068.1972 | 295272.4458 | 151223.5407 | 0 | 96078.75 | 0 | 388806.4599 | 1011594.6536 | 690434.1373 | 3087774.8916 | 961560.8286 | 14024609.4364 | 14024609.4364 | 1478867.319 | 6491564.8444 | 0 | 18073945.1567 | 40068986.7565 | 421.6965 | 0.29253 | 61784.9688 | 136974.0294 | 1259.5702 | 2792.4009
1 | 4100 | 707 | 0.04 | 15 | 15 | 7 | 5.6234e-13 | 5spot_SharedNeighbor | Water | Porous | Wet | R600a | MinimizeLCOE_Brownfield | IgnoreSilica | 3.2851 | 1.2005 | 0.11047 | 4 | 42934.9143 | 92708.7422 | 875.2863 | 1889.9931 | 155.1195 | 0 | 577.4289 | 543708.3101 | 49245.6174 | 385387.3025 | 198332.8863 | 0 | 110516.9601 | 0 | 502004.5198 | 1306112.7852 | 891448.8139 | 3986757.1953 | 961560.8286 | 14024609.4364 | 14024609.4364 | 1478867.319 | 6491564.8444 | 0 | 18972927.4603 | 40967969.0602 | 562.3413 | 0.4419 | 42934.9143 | 92708.7422 | 875.2863 | 1889.9931
1 | 4100 | 707 | 0.04 | 15 | 15 | 7 | 7.4989e-13 | 5spot_SharedNeighbor | Water | Porous | Wet | R600a | MinimizeLCOE_Brownfield | IgnoreSilica | 4.3166 | 1.713 | 0.16047 | 4 | 31369.3928 | 65636.4174 | 639.5075 | 1338.0871 | 159.4428 | 0 | 74.8623 | 696906.0635 | 63075.994 | 512196.5494 | 260762.1226 | 0 | 129487.835 | 0 | 648347.1402 | 1686866.2644 | 1151320.8871 | 5148962.8562 | 961560.8286 | 14024609.4364 | 14024609.4364 | 1478867.319 | 6491564.8444 | 0 | 20135133.1213 | 42130174.7212 | 749.8942 | 0.64187 | 31369.3928 | 65636.4174 | 639.5075 | 1338.0871
1 | 4100 | 707 | 0.04 | 15 | 15 | 7 | 1e-12 | 5spot_SharedNeighbor | Water | Porous | Wet | R600a | MinimizeLCOE_Brownfield | IgnoreSilica | 5.6831 | 2.3865 | 0.22629 | 4 | 23808.4143 | 48108.2548 | 485.3667 | 980.7518 | 162.8565 | 0 | 97.7838 | 879213.0737 | 79554.3626 | 667784.8013 | 340472.1416 | 0 | 152290.6581 | 0 | 826532.8645 | 2150468.9683 | 1467739.2586 | 6564056.1286 | 961560.8286 | 14024609.4364 | 14024609.4364 | 1478867.319 | 6491564.8444 | 0 | 21550226.3936 | 43545267.9935 | 1000 | 0.90515 | 23808.4143 | 48108.2548 | 485.3667 | 980.7518
1 | 4100 | 707 | 0.04 | 15 | 15 | 7 | 1.3335e-12 | 5spot_SharedNeighbor | Water | Porous | Wet | R600a | MinimizeLCOE_Brownfield | IgnoreSilica | 7.4884 | 3.2719 | 0.31282 | 4 | 18612.7344 | 36190.7722 | 379.4458 | 737.7978 | 165.4125 | 0 | 81.797 | 1097234.8617 | 99218.3846 | 859545.1685 | 445219.2799 | 0 | 179727.1493 | 0 | 1045568.4892 | 2720354.7332 | 1856698.0031 | 8303566.0695 | 961560.8286 | 14024609.4364 | 14024609.4364 | 1478867.319 | 6491564.8444 | 0 | 23289736.3345 | 45284777.9344 | 1333.5214 | 1.2513 | 18612.7344 | 36190.7722 | 379.4458 | 737.7978
1 | 4100 | 707 | 0.04 | 15 | 15 | 7 | 1.7783e-12 | 5spot_SharedNeighbor | Water | Porous | Wet | R600a | MinimizeLCOE_Brownfield | IgnoreSilica | 9.9025 | 4.4724 | 0.43036 | 4 | 14810.7427 | 27587.9948 | 301.937 | 562.4186 | 167.6504 | 0 | 100.2166 | 1366948.3453 | 123485.2914 | 1103739.3046 | 585577.6223 | 0 | 213373.8254 | 0 | 1323318.5117 | 3443003.3175 | 2349920.5108 | 10509366.7289 | 961560.8286 | 14024609.4364 | 14024609.4364 | 1478867.319 | 6491564.8444 | 0 | 25495536.994 | 47490578.5939 | 1778.2794 | 1.7214 | 14810.7427 | 27587.9948 | 301.937 | 562.4186
1 | 4100 | 707 | 0.04 | 15 | 15 | 7 | 2.3714e-12 | 5spot_SharedNeighbor | Water | Porous | Wet | R600a | MinimizeLCOE_Brownfield | IgnoreSilica | 13.1226 | 6.0656 | 0.58604 | 4 | 12051.1389 | 21434.0152 | 245.6788 | 436.9614 | 169.2731 | 0 | 98.987 | 1694134.2335 | 152843.2005 | 1408414.1681 | 772320.6683 | 0 | 254703.6366 | 0 | 1670142.2038 | 4345367.4209 | 2965802.5531 | 13263728.0848 | 961560.8286 | 14024609.4364 | 14024609.4364 | 1478867.319 | 6491564.8444 | 0 | 28249898.3499 | 50244939.9497 | 2371.3737 | 2.3442 | 12051.1389 | 21434.0152 | 245.6788 | 436.9614
1 | 4100 | 707 | 0.04 | 15 | 15 | 7 | 3.1623e-12 | 5spot_SharedNeighbor | Water | Porous | Wet | R600a | MinimizeLCOE_Brownfield | IgnoreSilica | 17.3958 | 8.1805 | 0.79279 | 4 | 9994.5513 | 16930.5455 | 203.7524 | 345.1521 | 170.5137 | 0 | 91.021 | 2092072.0614 | 188443.8781 | 1789192.7903 | 1019992.3752 | 0 | 304755.1759 | 0 | 2103837.9496 | 5473754.7883 | 3735950.1174 | 16707999.1362 | 961560.8286 | 14024609.4364 | 14024609.4364 | 1478867.319 | 6491564.8444 | 0 | 31694169.4013 | 53689211.0011 | 3162.2777 | 3.1711 | 9994.5513 | 16930.5455 | 203.7524 | 345.1521
1 | 4100 | 707 | 0.04 | 15 | 15 | 7 | 4.217e-12 | 5spot_SharedNeighbor | Water | Porous | Wet | R600a | MinimizeLCOE_Brownfield | IgnoreSilica | 23.0689 | 10.989 | 1.0673 | 4 | 8435.5303 | 13587.6101 | 171.9697 | 277.0018 | 171.4599 | 0 | 116.0868 | 2577026.2682 | 231690.4166 | 2265693.6217 | 1348706.9884 | 0 | 365619.4365 | 0 | 2647607.3252 | 6888531.1614 | 4701564.0628 | 21026439.2808 | 961560.8286 | 14024609.4364 | 14024609.4364 | 1478867.319 | 6491564.8444 | 0 | 36012609.5458 | 58007651.1457 | 4216.965 | 4.2692 | 8435.5303 | 13587.6101 | 171.9697 | 277.0018
1 | 4100 | 707 | 0.04 | 15 | 15 | 7 | 5.6234e-12 | 5spot_SharedNeighbor | Water | Porous | Wet | R600a | MinimizeLCOE_Brownfield | IgnoreSilica | 30.5622 | 14.6996 | 1.43 | 4 | 7239.4044 | 11084.6473 | 147.585 | 225.9755 | 172.1778 | 0 | 105.4234 | 3165865.6121 | 284020.9292 | 2859420.7609 | 1782886.4515 | 0 | 439137.603 | 0 | 3327219.2291 | 8656741.9277 | 5908404.2439 | 26423696.7574 | 961560.8286 | 14024609.4364 | 14024609.4364 | 1478867.319 | 6491564.8444 | 0 | 41409867.0225 | 63404908.6223 | 5623.4133 | 5.7201 | 7239.4044 | 11084.6473 | 147.585 | 225.9755
1 | 4100 | 707 | 0.04 | 15 | 15 | 7 | 7.4989e-12 | 5spot_SharedNeighbor | Water | Porous | Wet | R600a | MinimizeLCOE_Brownfield | IgnoreSilica | 40.399 | 19.571 | 1.9063 | 4 | 6311.605 | 9196.1548 | 128.6706 | 187.4761 | 172.7188 | 0 | 97.8688 | 3877446.571 | 347029.427 | 3595215.0783 | 2352794.1763 | 0 | 527504.2715 | 0 | 4172995.9144 | 10857279.37 | 7410316.2648 | 33140581.0732 | 961560.8286 | 14024609.4364 | 14024609.4364 | 1478867.319 | 6491564.8444 | 0 | 48126751.3382 | 70121792.9381 | 7498.9421 | 7.6251 | 6311.605 | 9196.1548 | 128.6706 | 187.4761
1 | 4100 | 707 | 0.04 | 15 | 15 | 7 | 1e-11 | 5spot_SharedNeighbor | Water | Porous | Wet | R600a | MinimizeLCOE_Brownfield | IgnoreSilica | 53.1912 | 25.8978 | 2.5245 | 4 | 5586.9772 | 7765.1084 | 113.8981 | 158.3022 | 173.0993 | 0 | 108.8687 | 4729660.4828 | 422202.5106 | 4498257.52 | 3093697.8491 | 0 | 633137.7949 | 0 | 5217012.9014 | 13573597.413 | 9264259.1439 | 41431825.6159 | 961560.8286 | 14024609.4364 | 14024609.4364 | 1478867.319 | 6491564.8444 | 0 | 56417995.8809 | 78413037.4808 | 10000 | 10.0981 | 5586.9772 | 7765.1084 | 113.8981 | 158.3022
1 | 4100 | 707 | 0.04 | 15 | 15 | 7 | 1.3335e-11 | 5spot_SharedNeighbor | Water | Porous | Wet | R600a | MinimizeLCOE_Brownfield | IgnoreSilica | 69.481 | 33.8955 | 3.3051 | 4 | 5024.0916 | 6687.7868 | 102.4229 | 136.3396 | 173.2494 | 0 | 130.1157 | 5725793.0714 | 509725.2987 | 5578887.4933 | 4035464.4951 | 0 | 756878.9251 | 0 | 6476632.2206 | 16850868.4981 | 11501064.0007 | 51435314.003 | 961560.8286 | 14024609.4364 | 14024609.4364 | 1478867.319 | 6491564.8444 | 0 | 66421484.268 | 88416525.8679 | 13335.2143 | 13.2206 | 5024.0916 | 6687.7868 | 102.4229 | 136.3396
1 | 4100 | 707 | 0.04 | 15 | 15 | 7 | 1.7783e-11 | 5spot_SharedNeighbor | Water | Porous | Wet | R600a | MinimizeLCOE_Brownfield | IgnoreSilica | 89.6079 | 43.5764 | 4.2464 | 4 | 4596.0294 | 5890.9397 | 93.6963 | 120.0948 | 173.0082 | 0 | 121.2435 | 6845651.5876 | 607732.9059 | 6820796.6782 | 5193961.2743 | 0 | 898578.5512 | 0 | 7943021.1889 | 20666111.7958 | 14105045.9467 | 63080899.9285 | 961560.8286 | 14024609.4364 | 14024609.4364 | 1478867.319 | 6491564.8444 | 0 | 78067070.1935 | 100062111.7934 | 17782.7941 | 16.9858 | 4596.0294 | 5890.9397 | 93.6963 | 120.0948
1 | 4100 | 707 | 0.04 | 15 | 15 | 7 | 2.3714e-11 | 5spot_SharedNeighbor | Water | Porous | Wet | R600a | MinimizeLCOE_Brownfield | IgnoreSilica | 112.4964 | 54.1626 | 5.2778 | 4 | 4283.3209 | 5325.1966 | 87.3213 | 108.5613 | 172.2537 | 0 | 159.6458 | 7991699.5303 | 707662.049 | 8116952.2959 | 6499550.3093 | 0 | 1040886.3947 | 0 | 9499132.7259 | 24714794.8127 | 16868355.2979 | 75439033.4158 | 961560.8286 | 14024609.4364 | 14024609.4364 | 1478867.319 | 6491564.8444 | 0 | 90425203.6809 | 112420245.2807 | 23713.7371 | 21.111 | 4283.3209 | 5325.1966 | 87.3213 | 108.5613
1 | 4100 | 707 | 0.04 | 15 | 15 | 7 | 3.1623e-11 | 5spot_SharedNeighbor | Water | Porous | Wet | R600a | MinimizeLCOE_Brownfield | IgnoreSilica | 124.9077 | 59.6626 | 5.9497 | 4 | 4050.2359 | 4974.4511 | 82.5695 | 101.4109 | 171.6614 | 0 | 154.5502 | 8561619.2472 | 757229.9805 | 8769910.456 | 7200847.9792 | 0 | 992979.8974 | 0 | 10250209.1485 | 26668941.5974 | 18202100.6322 | 81403838.9383 | 961560.8286 | 14024609.4364 | 14024609.4364 | 1478867.319 | 6491564.8444 | 0 | 96390009.2033 | 118385050.8032 | 31622.7766 | 23.7986 | 4050.2359 | 4974.4511 | 82.5695 | 101.4109
1 | 4100 | 707 | 0.04 | 15 | 15 | 7 | 4.217e-11 | 5spot_SharedNeighbor | Water | Porous | Wet | R600a | MinimizeLCOE_Brownfield | IgnoreSilica | 138.2003 | 65.3651 | 6.6295 | 4 | 3868.4812 | 4697.9142 | 78.8642 | 95.7733 | 170.9343 | 0 | 188.4632 | 9137015.1583 | 807195.4221 | 9434316.934 | 7946773.7174 | 0 | 957448.1945 | 0 | 11030272.2763 | 28698505.8429 | 19587319.9331 | 87598847.4786 | 961560.8286 | 14024609.4364 | 14024609.4364 | 1478867.319 | 6491564.8444 | 0 | 102585017.7436 | 124580059.3435 | 42169.6503 | 26.5182 | 3868.4812 | 4697.9142 | 78.8642 | 95.7733
1 | 4100 | 707 | 0.04 | 15 | 15 | 7 | 5.6234e-11 | 5spot_SharedNeighbor | Water | Porous | Wet | R600a | MinimizeLCOE_Brownfield | IgnoreSilica | 148.4696 | 69.6915 | 7.1895 | 4 | 3725.0698 | 4489.9069 | 75.9406 | 91.5328 | 170.3809 | 0 | 263.2386 | 9564098.1428 | 844233.0643 | 9930646.2063 | 8520447.0027 | 0 | 889089.2726 | 0 | 11601920.3386 | 30185816.8399 | 20602440.2498 | 92138691.1169 | 961560.8286 | 14024609.4364 | 14024609.4364 | 1478867.319 | 6491564.8444 | 0 | 107124861.382 | 129119902.9818 | 56234.1325 | 28.7578 | 3725.0698 | 4489.9069 | 75.9406 | 91.5328
1 | 4100 | 707 | 0.04 | 15 | 15 | 7 | 7.4989e-11 | 5spot_SharedNeighbor | Water | Porous | Wet | R600a | MinimizeLCOE_Brownfield | IgnoreSilica | 157.0493 | 73.2193 | 7.6618 | 4 | 3614.3267 | 4332.0118 | 73.6829 | 88.3139 | 169.8887 | 0 | 261.5529 | 9906812.7791 | 873925.1539 | 10330799.8332 | 8997390.9866 | 0 | 816158.4956 | 0 | 12060784.0268 | 31379686.0309 | 21417280.5041 | 95782837.8102 | 961560.8286 | 14024609.4364 | 14024609.4364 | 1478867.319 | 6491564.8444 | 0 | 110769008.0752 | 132764049.6751 | 74989.4209 | 30.6472 | 3614.3267 | 4332.0118 | 73.6829 | 88.3139
1 | 4100 | 707 | 0.04 | 15 | 15 | 7 | 1e-10 | 5spot_SharedNeighbor | Water | Porous | Wet | R600a | MinimizeLCOE_Brownfield | IgnoreSilica | 163.9017 | 75.9761 | 8.0447 | 4 | 3529.2183 | 4212.746 | 71.9479 | 85.8825 | 169.4773 | 0 | 274.0442 | 10171390.288 | 896830.4816 | 10640823.2175 | 9375955.074 | 0 | 743049.1402 | 0 | 12412938.7985 | 32295920.5098 | 22042629.3627 | 98579536.8723 | 961560.8286 | 14024609.4364 | 14024609.4364 | 1478867.319 | 6491564.8444 | 0 | 113565707.1373 | 135560748.7372 | 100000 | 32.1787 | 3529.2183 | 4212.746 | 71.9479 | 85.8825
1 | 4100 | 707 | 0.04 | 15 | 15 | 7 | 1.3335e-10 | 5spot_SharedNeighbor | Water | Porous | Wet | R600a | MinimizeLCOE_Brownfield | IgnoreSilica | 169.2756 | 78.1008 | 8.3489 | 4 | 3464.0979 | 4122.7171 | 70.6203 | 84.0472 | 169.1439 | 0 | 296.7624 | 10373457.6253 | 914314.2706 | 10878230.1374 | 9671966.5018 | 0 | 674631.4167 | 0 | 12679913.9812 | 32990535.1711 | 22516718.142 | 100699767.2461 | 961560.8286 | 14024609.4364 | 14024609.4364 | 1478867.319 | 6491564.8444 | 0 | 115685937.5112 | 137680979.111 | 133352.1432 | 33.3957 | 3464.0979 | 4122.7171 | 70.6203 | 84.0472
1 | 4100 | 707 | 0.04 | 15 | 15 | 7 | 1.7783e-10 | 5spot_SharedNeighbor | Water | Porous | Wet | R600a | MinimizeLCOE_Brownfield | IgnoreSilica | 173.4607 | 79.7318 | 8.5878 | 4 | 3414.4186 | 4054.7173 | 69.6075 | 82.6609 | 168.878 | 0 | 282.6038 | 10527516.284 | 927638.5016 | 11059592.3512 | 9901653.0147 | 0 | 613916.3649 | 0 | 12881823.4414 | 33515862.1693 | 22875264.6126 | 102303266.7398 | 961560.8286 | 14024609.4364 | 14024609.4364 | 1478867.319 | 6491564.8444 | 0 | 117289437.0048 | 139284478.6047 | 177827.941 | 34.3512 | 3414.4186 | 4054.7173 | 69.6075 | 82.6609
1 | 4100 | 707 | 0.04 | 15 | 15 | 7 | 2.3714e-10 | 5spot_SharedNeighbor | Water | Porous | Wet | R600a | MinimizeLCOE_Brownfield | IgnoreSilica | 176.5734 | 80.9307 | 8.7693 | 4 | 3376.6186 | 4003.6663 | 68.8369 | 81.6202 | 168.6766 | 0 | 330.1711 | 10640188.87 | 937380.2868 | 11192428.2723 | 10071866.4199 | 0 | 560614.3282 | 0 | 13026966.4891 | 33893494.6065 | 23133006.5106 | 103455945.7836 | 961560.8286 | 14024609.4364 | 14024609.4364 | 1478867.319 | 6491564.8444 | 0 | 118442116.0486 | 140437157.6485 | 237137.3706 | 35.0771 | 3376.6186 | 4003.6663 | 68.8369 | 81.6202
1 | 4100 | 707 | 0.04 | 15 | 15 | 7 | 3.1623e-10 | 5spot_SharedNeighbor | Water | Porous | Wet | R600a | MinimizeLCOE_Brownfield | IgnoreSilica | 178.8929 | 81.8165 | 8.9068 | 4 | 3347.9252 | 3965.2921 | 68.252 | 80.8378 | 168.5245 | 0 | 299.1699 | 10723137.4312 | 944550.4732 | 11290324.8706 | 10198530.3 | 0 | 515529.5443 | 0 | 13132108.3215 | 34167052.0868 | 23319715.112 | 104290948.1397 | 961560.8286 | 14024609.4364 | 14024609.4364 | 1478867.319 | 6491564.8444 | 0 | 119277118.4047 | 141272160.0046 | 316227.766 | 35.6272 | 3347.9252 | 3965.2921 | 68.252 | 80.8378
1 | 4100 | 707 | 0.04 | 15 | 15 | 7 | 4.217e-10 | 5spot_SharedNeighbor | Water | Porous | Wet | R600a | MinimizeLCOE_Brownfield | IgnoreSilica | 180.6102 | 82.4682 | 9.0103 | 4 | 3326.1844 | 3936.4616 | 67.8088 | 80.2501 | 168.4109 | 0 | 300.4983 | 10783996.9409 | 949810.3787 | 11362207.4398 | 10292216.8263 | 0 | 478245.9229 | 0 | 13207926.2283 | 34364314.7279 | 23454350.9178 | 104893069.3825 | 961560.8286 | 14024609.4364 | 14024609.4364 | 1478867.319 | 6491564.8444 | 0 | 119879239.6476 | 141874281.2474 | 421696.5034 | 36.0411 | 3326.1844 | 3936.4616 | 67.8088 | 80.2501
1 | 4100 | 707 | 0.04 | 15 | 15 | 7 | 5.6234e-10 | 5spot_SharedNeighbor | Water | Porous | Wet | R600a | MinimizeLCOE_Brownfield | IgnoreSilica | 181.8601 | 82.9401 | 9.0872 | 4 | 3309.7382 | 3914.8488 | 67.4735 | 79.8095 | 168.3276 | 0 | 329.7627 | 10827989.7978 | 953612.0916 | 11414197.5908 | 10360348.0793 | 0 | 447790.5139 | 0 | 13261535.8486 | 34503795.9631 | 23549549.7269 | 105318819.612 | 961560.8286 | 14024609.4364 | 14024609.4364 | 1478867.319 | 6491564.8444 | 0 | 120304989.877 | 142300031.4769 | 562341.3252 | 36.3488 | 3309.7382 | 3914.8488 | 67.4735 | 79.8095
1 | 4100 | 707 | 0.04 | 15 | 15 | 7 | 7.4989e-10 | 5spot_SharedNeighbor | Water | Porous | Wet | R600a | MinimizeLCOE_Brownfield | IgnoreSilica | 182.7614 | 83.2792 | 9.144 | 4 | 3297.3147 | 3898.6653 | 67.2202 | 79.4796 | 168.2671 | 0 | 314.1982 | 10859555.5502 | 956339.6605 | 11451516.5868 | 10409451.106 | 0 | 423237.0861 | 0 | 13299038.996 | 34601371.4595 | 23616147.0082 | 105616657.4533 | 961560.8286 | 14024609.4364 | 14024609.4364 | 1478867.319 | 6491564.8444 | 0 | 120602827.7183 | 142597869.3182 | 749894.2093 | 36.5761 | 3297.3147 | 3898.6653 | 67.2202 | 79.4796
1 | 4100 | 707 | 0.04 | 15 | 15 | 7 | 1e-09 | 5spot_SharedNeighbor | Water | Porous | Wet | R600a | MinimizeLCOE_Brownfield | IgnoreSilica | 183.4212 | 83.5268 | 9.1863 | 4 | 3287.942 | 3886.5261 | 67.0291 | 79.2321 | 168.2227 | 0 | 363.1255 | 10882581.4819 | 958329.1868 | 11478747.172 | 10445385.5091 | 0 | 403822.4119 | 0 | 13325857.647 | 34671148.0884 | 23663770.9912 | 105829642.4882 | 961560.8286 | 14024609.4364 | 14024609.4364 | 1478867.319 | 6491564.8444 | 0 | 120815812.7532 | 142810854.3531 | 1000000 | 36.7451 | 3287.942 | 3886.5261 | 67.0291 | 79.2321
1 | 4100 | 707 | 0.04 | 15 | 15 | 7 | 1.3335e-09 | 5spot_SharedNeighbor | Water | Porous | Wet | R600a | MinimizeLCOE_Brownfield | IgnoreSilica | 183.9035 | 83.7075 | 9.2177 | 4 | 3280.8787 | 3877.4252 | 66.8852 | 79.0466 | 168.1902 | 0 | 326.1113 | 10899368.548 | 959779.5861 | 11498603.8324 | 10471645.3414 | 0 | 388617.9548 | 0 | 13345025.9524 | 34721020.087 | 23697809.655 | 105981870.957 | 961560.8286 | 14024609.4364 | 14024609.4364 | 1478867.319 | 6491564.8444 | 0 | 120968041.222 | 142963082.8219 | 1333521.4322 | 36.8706 | 3280.8787 | 3877.4252 | 66.8852 | 79.0466
1 | 4100 | 707 | 0.04 | 15 | 15 | 7 | 1.7783e-09 | 5spot_SharedNeighbor | Water | Porous | Wet | R600a | MinimizeLCOE_Brownfield | IgnoreSilica | 180 | 82.2318 | 9.0944 | 4 | 3275.4758 | 3880.1084 | 66.775 | 79.1013 | 168.4469 | 0 | 327.4807 | 10761939.7151 | 947904.1237 | 11336149.7186 | 10258780.3788 | 0 | 327460.3908 | 0 | 13116571.3876 | 34126628.1717 | 23292124.9592 | 104167558.8455 | 961560.8286 | 14024609.4364 | 14024609.4364 | 1478867.319 | 6491564.8444 | 0 | 119153729.1106 | 141148770.7104 | 1778279.41 | 36.3775 | 3275.4758 | 3880.1084 | 66.775 | 79.1013
1 | 4100 | 707 | 0.04 | 15 | 15 | 7 | 2.3714e-09 | 5spot_SharedNeighbor | Water | Porous | Wet | R600a | MinimizeLCOE_Brownfield | IgnoreSilica | 183.346 | 83.4972 | 9.2194 | 4 | 3270.9644 | 3867.3983 | 66.683 | 78.8421 | 168.2265 | 0 | 472.7978 | 10879821.908 | 958090.7549 | 11475483.3349 | 10441247.237 | 0 | 352699.6114 | 0 | 13301863.71 | 34608720.786 | 23621163.0746 | 105639090.4168 | 961560.8286 | 14024609.4364 | 14024609.4364 | 1478867.319 | 6491564.8444 | 0 | 120625260.6818 | 142620302.2817 | 2371373.7057 | 36.8776 | 3270.9644 | 3867.3983 | 66.683 | 78.8421
1 | 4100 | 707 | 0.04 | 15 | 15 | 7 | 3.1623e-09 | 5spot_SharedNeighbor | Water | Porous | Wet | R600a | MinimizeLCOE_Brownfield | IgnoreSilica | 185.1339 | 84.1678 | 9.2871 | 4 | 3267.9298 | 3860.0149 | 66.6212 | 78.6916 | 168.1075 | 0 | 330.9274 | 10942096.4848 | 963471.0214 | 11549160.6786 | 10538627.883 | 0 | 363644.6109 | 0 | 13399230.2647 | 34862048.5887 | 23794064.5052 | 106412344.0373 | 961560.8286 | 14024609.4364 | 14024609.4364 | 1478867.319 | 6491564.8444 | 0 | 121398514.3023 | 143393555.9022 | 3162277.6602 | 37.1484 | 3267.9298 | 3860.0149 | 66.6212 | 78.6916
1 | 4100 | 707 | 0.04 | 15 | 15 | 7 | 4.217e-09 | 5spot_SharedNeighbor | Water | Porous | Wet | R600a | MinimizeLCOE_Brownfield | IgnoreSilica | 185.2628 | 84.2158 | 9.2962 | 4 | 3265.7059 | 3857.2105 | 66.5758 | 78.6345 | 168.0987 | 0 | 371.4297 | 10946548.0289 | 963855.5872 | 11554429.1766 | 10545639.6504 | 0 | 358301.2476 | 0 | 13403821.7394 | 34873994.664 | 23802217.9471 | 106448808.0412 | 961560.8286 | 14024609.4364 | 14024609.4364 | 1478867.319 | 6491564.8444 | 0 | 121434978.3062 | 143430019.9061 | 4216965.0343 | 37.1849 | 3265.7059 | 3857.2105 | 66.5758 | 78.6345
1 | 4100 | 707 | 0.04 | 15 | 15 | 7 | 5.6234e-09 | 5spot_SharedNeighbor | Water | Porous | Wet | R600a | MinimizeLCOE_Brownfield | IgnoreSilica | 185.3554 | 84.2503 | 9.3029 | 4 | 3264.0359 | 3855.1142 | 66.5418 | 78.5917 | 168.0923 | 0 | 356.4766 | 10949743.8945 | 964131.6735 | 11558211.7045 | 10550676.7022 | 0 | 354213.0907 | 0 | 13407021.0555 | 34882318.6282 | 23807899.2237 | 106474215.9727 | 961560.8286 | 14024609.4364 | 14024609.4364 | 1478867.319 | 6491564.8444 | 0 | 121460386.2378 | 143455427.8376 | 5623413.2519 | 37.2117 | 3264.0359 | 3855.1142 | 66.5418 | 78.5917
1 | 4100 | 707 | 0.04 | 15 | 15 | 7 | 7.4989e-09 | 5spot_SharedNeighbor | Water | Porous | Wet | R600a | MinimizeLCOE_Brownfield | IgnoreSilica | 185.4286 | 84.2775 | 9.3081 | 4 | 3262.7821 | 3853.533 | 66.5162 | 78.5595 | 168.0873 | 0 | 348.4279 | 10952268.31 | 964349.7527 | 11561199.6148 | 10554656.0159 | 0 | 351168.4622 | 0 | 13409620.4406 | 34889081.6952 | 23812515.1559 | 106494859.4472 | 961560.8286 | 14024609.4364 | 14024609.4364 | 1478867.319 | 6491564.8444 | 0 | 121481029.7122 | 143476071.3121 | 7498942.0933 | 37.2323 | 3262.7821 | 3853.533 | 66.5162 | 78.5595
1 | 4100 | 707 | 0.04 | 15 | 15 | 7 | 1e-08 | 5spot_SharedNeighbor | Water | Porous | Wet | R600a | MinimizeLCOE_Brownfield | IgnoreSilica | 185.4823 | 84.2975 | 9.3119 | 4 | 3261.8412 | 3852.3492 | 66.497 | 78.5353 | 168.0837 | 0 | 342.2572 | 10954120.9482 | 964509.7976 | 11563392.4568 | 10557577.388 | 0 | 348860.6477 | 0 | 13411499.8829 | 34893971.6185 | 23815852.6291 | 106509785.3688 | 961560.8286 | 14024609.4364 | 14024609.4364 | 1478867.319 | 6491564.8444 | 0 | 121495955.6339 | 143490997.2337 | 10000000 | 37.2477 | 3261.8412 | 3852.3492 | 66.497 | 78.5353
1 | 4200 | 707 | 0.04 | 15 | 15 | 7 | 1e-13 | 5spot_SharedNeighbor | Water | Porous | Wet | R600a | MinimizeLCOE_Brownfield | IgnoreSilica | 0.70141 | 0.12895 | 0.0027881 | 4 | 1457214.881 | 3485477.9134 | 29707.2964 | 71056.1817 | 107.1309 | 0 | 44.6195 | 89706.6437 | 5784.8285 | 66905.1577 | 49043.8482 | 0 | 52946.5235 | 0 | 103110.9307 | 268273.4906 | 183102.1698 | 818873.5927 | 961560.8286 | 14470997.6721 | 14470997.6721 | 1478867.319 | 6670120.1387 | 0 | 16251432.0934 | 38871417.2232 | 100 | 0.011152 | 1457214.881 | 3485477.9134 | 29707.2964 | 71056.1817
1 | 4200 | 707 | 0.04 | 15 | 15 | 7 | 1.3335e-13 | 5spot_SharedNeighbor | Water | Porous | Wet | R600a | MinimizeLCOE_Brownfield | IgnoreSilica | 0.90348 | 0.19981 | 0.0083899 | 4 | 492309.4712 | 1166331.6958 | 10036.3945 | 23777.2492 | 118.6029 | 0 | 62.5894 | 130010.2169 | 8998.4513 | 94209.0191 | 59372.0337 | 0 | 59076.9096 | 0 | 137149.9859 | 356836.13 | 243547.991 | 1089200.7375 | 961560.8286 | 14470997.6721 | 14470997.6721 | 1478867.319 | 6670120.1387 | 0 | 16521759.2382 | 39141744.368 | 133.3521 | 0.03356 | 492309.4712 | 1166331.6958 | 10036.3945 | 23777.2492
1 | 4200 | 707 | 0.04 | 15 | 15 | 7 | 1.7783e-13 | 5spot_SharedNeighbor | Water | Porous | Wet | R600a | MinimizeLCOE_Brownfield | IgnoreSilica | 1.1619 | 0.29957 | 0.017383 | 4 | 242617.1549 | 567938.3042 | 4946.0789 | 11578.1905 | 128.9128 | 0 | 52.6181 | 181864.7945 | 13445.5631 | 129325.4157 | 73489.6784 | 0 | 65806.4574 | 0 | 180933.4445 | 470751.7081 | 321297.7137 | 1436914.7754 | 961560.8286 | 14470997.6721 | 14470997.6721 | 1478867.319 | 6670120.1387 | 0 | 16869473.2761 | 39489458.4058 | 177.8279 | 0.069531 | 242617.1549 | 567938.3042 | 4946.0789 | 11578.1905
1 | 4200 | 707 | 0.04 | 15 | 15 | 7 | 2.3714e-13 | 5spot_SharedNeighbor | Water | Porous | Wet | R600a | MinimizeLCOE_Brownfield | IgnoreSilica | 1.5102 | 0.44327 | 0.031348 | 4 | 138212.6653 | 318606.7441 | 2817.6521 | 6495.2294 | 138.301 | 0 | 59.2103 | 250014.1045 | 19691.1547 | 175808.3591 | 93019.3525 | 0 | 74336.5379 | 0 | 239019.1084 | 621878.6904 | 424444.9845 | 1898212.292 | 961560.8286 | 14470997.6721 | 14470997.6721 | 1478867.319 | 6670120.1387 | 0 | 17330770.7927 | 39950755.9225 | 237.1374 | 0.12539 | 138212.6653 | 318606.7441 | 2817.6521 | 6495.2294
1 | 4200 | 707 | 0.04 | 15 | 15 | 7 | 3.1623e-13 | 5spot_SharedNeighbor | Water | Porous | Wet | R600a | MinimizeLCOE_Brownfield | IgnoreSilica | 1.982 | 0.64895 | 0.052597 | 4 | 85296.8003 | 192812.2994 | 1738.8906 | 3930.7395 | 146.5187 | 0 | 342.3177 | 339234.4347 | 28436.0277 | 237112.6938 | 121341.5329 | 0 | 85199.2685 | 0 | 316416.3435 | 823250.4198 | 561885.3276 | 2512876.0486 | 961560.8286 | 14470997.6721 | 14470997.6721 | 1478867.319 | 6670120.1387 | 0 | 17945434.5493 | 40565419.6791 | 316.2278 | 0.21039 | 85296.8003 | 192812.2994 | 1738.8906 | 3930.7395
1 | 4200 | 707 | 0.04 | 15 | 15 | 7 | 4.217e-13 | 5spot_SharedNeighbor | Water | Porous | Wet | R600a | MinimizeLCOE_Brownfield | IgnoreSilica | 2.5655 | 0.91205 | 0.081672 | 4 | 57170.4769 | 126411.2302 | 1165.4975 | 2577.0639 | 152.9672 | 0 | 460.1149 | 444252.0931 | 39446.1765 | 309803.6482 | 157830.8931 | 0 | 96122.9894 | 0 | 408507.7621 | 1062853.4006 | 725419.2854 | 3244236.2484 | 961560.8286 | 14470997.6721 | 14470997.6721 | 1478867.319 | 6670120.1387 | 0 | 18676794.7491 | 41296779.8789 | 421.6965 | 0.32669 | 57170.4769 | 126411.2302 | 1165.4975 | 2577.0639
1 | 4200 | 707 | 0.04 | 15 | 15 | 7 | 5.6234e-13 | 5spot_SharedNeighbor | Water | Porous | Wet | R600a | MinimizeLCOE_Brownfield | IgnoreSilica | 3.3628 | 1.312 | 0.12252 | 4 | 40107.3025 | 86263.0161 | 817.6416 | 1758.5883 | 158.4654 | 0 | 602.8707 | 578275.9697 | 52335.0358 | 413793.2642 | 207595.0434 | 0 | 111538.4372 | 0 | 531779.7226 | 1383581.7553 | 944322.9778 | 4223222.2061 | 961560.8286 | 14470997.6721 | 14470997.6721 | 1478867.319 | 6670120.1387 | 0 | 19655780.7067 | 42275765.8365 | 562.3413 | 0.49008 | 40107.3025 | 86263.0161 | 817.6416 | 1758.5883
1 | 4200 | 707 | 0.04 | 15 | 15 | 7 | 7.4989e-13 | 5spot_SharedNeighbor | Water | Porous | Wet | R600a | MinimizeLCOE_Brownfield | IgnoreSilica | 4.4138 | 1.8538 | 0.17592 | 4 | 29629.0057 | 61773.6217 | 604.0274 | 1259.3388 | 162.8694 | 0 | 77.5099 | 736561.7201 | 66663.2481 | 545620.6295 | 269820.7599 | 0 | 130368.9311 | 0 | 682123.7626 | 1774746.1074 | 1211300.6857 | 5417205.8444 | 961560.8286 | 14470997.6721 | 14470997.6721 | 1478867.319 | 6670120.1387 | 0 | 20849764.3451 | 43469749.4749 | 749.8942 | 0.70369 | 29629.0057 | 61773.6217 | 604.0274 | 1259.3388
1 | 4200 | 707 | 0.04 | 15 | 15 | 7 | 1e-12 | 5spot_SharedNeighbor | Water | Porous | Wet | R600a | MinimizeLCOE_Brownfield | IgnoreSilica | 5.817 | 2.5784 | 0.24724 | 4 | 22584.4202 | 45456.7159 | 460.414 | 926.6966 | 166.3706 | 0 | 63.2184 | 928243.1223 | 83980.4627 | 710411.4843 | 352404.6752 | 0 | 153620.75 | 0 | 869177.5928 | 2261421.8037 | 1543466.8486 | 6902726.7397 | 961560.8286 | 14470997.6721 | 14470997.6721 | 1478867.319 | 6670120.1387 | 0 | 22335285.2404 | 44955270.3702 | 1000 | 0.98897 | 22584.4202 | 45456.7159 | 460.414 | 926.6966
1 | 4200 | 707 | 0.04 | 15 | 15 | 7 | 1.3335e-12 | 5spot_SharedNeighbor | Water | Porous | Wet | R600a | MinimizeLCOE_Brownfield | IgnoreSilica | 7.671 | 3.5305 | 0.34094 | 4 | 17716.9146 | 34303.5475 | 361.1833 | 699.3242 | 168.9668 | 0 | 97.0996 | 1157487.1127 | 104644.9575 | 913479.0553 | 461033.2285 | 0 | 181609.1725 | 0 | 1099118.8753 | 2859681.8533 | 1951791.6255 | 8728845.8806 | 961560.8286 | 14470997.6721 | 14470997.6721 | 1478867.319 | 6670120.1387 | 0 | 24161404.3813 | 46781389.5111 | 1333.5214 | 1.3637 | 17716.9146 | 34303.5475 | 361.1833 | 699.3242
1 | 4200 | 707 | 0.04 | 15 | 15 | 7 | 1.7783e-12 | 5spot_SharedNeighbor | Water | Porous | Wet | R600a | MinimizeLCOE_Brownfield | IgnoreSilica | 10.1406 | 4.8187 | 0.46808 | 4 | 14137.8448 | 26219.0309 | 288.2191 | 534.5104 | 171.2775 | 0 | 92.7137 | 1440610.3209 | 130102.2125 | 1171586.7535 | 606030.6855 | 0 | 215528.5387 | 0 | 1389904.8193 | 3616247.2313 | 2468163.0418 | 11038173.6035 | 961560.8286 | 14470997.6721 | 14470997.6721 | 1478867.319 | 6670120.1387 | 0 | 26470732.1042 | 49090717.234 | 1778.2794 | 1.8723 | 14137.8448 | 26219.0309 | 288.2191 | 534.5104
1 | 4200 | 707 | 0.04 | 15 | 15 | 7 | 2.3714e-12 | 5spot_SharedNeighbor | Water | Porous | Wet | R600a | MinimizeLCOE_Brownfield | IgnoreSilica | 13.4199 | 6.5192 | 0.63575 | 4 | 11537.6449 | 20432.6763 | 235.2105 | 416.5477 | 172.928 | 0 | 100.3834 | 1782500.6711 | 160758.2977 | 1492073.1957 | 798141.3367 | 0 | 256817.1038 | 0 | 1751213.3359 | 4556297.8769 | 3109766.9235 | 13907568.7413 | 961560.8286 | 14470997.6721 | 14470997.6721 | 1478867.319 | 6670120.1387 | 0 | 29340127.242 | 51960112.3718 | 2371.3737 | 2.543 | 11537.6449 | 20432.6763 | 235.2105 | 416.5477
1 | 4200 | 707 | 0.04 | 15 | 15 | 7 | 3.1623e-12 | 5spot_SharedNeighbor | Water | Porous | Wet | R600a | MinimizeLCOE_Brownfield | IgnoreSilica | 17.7831 | 8.7825 | 0.85885 | 4 | 9588.0925 | 16172.504 | 195.4662 | 329.6984 | 174.1954 | 0 | 106.3389 | 2199631.2735 | 198048.1775 | 1893782.3874 | 1053542.2495 | 0 | 307173.1555 | 0 | 2204349.1249 | 5735264.2489 | 3914435.6978 | 17506226.315 | 961560.8286 | 14470997.6721 | 14470997.6721 | 1478867.319 | 6670120.1387 | 0 | 32938784.8157 | 55558769.9455 | 3162.2777 | 3.4354 | 9588.0925 | 16172.504 | 195.4662 | 329.6984
1 | 4200 | 707 | 0.04 | 15 | 15 | 7 | 4.217e-12 | 5spot_SharedNeighbor | Water | Porous | Wet | R600a | MinimizeLCOE_Brownfield | IgnoreSilica | 23.5831 | 11.7921 | 1.1554 | 4 | 8105.0335 | 12999.5639 | 165.2321 | 265.0137 | 175.1636 | 0 | 115.777 | 2708793.2586 | 243416.9253 | 2397215.7762 | 1392996.9878 | 0 | 368622.1637 | 0 | 2773307.5935 | 7215577.4748 | 4924779.8918 | 22024710.0717 | 961560.8286 | 14470997.6721 | 14470997.6721 | 1478867.319 | 6670120.1387 | 0 | 37457268.5724 | 60077253.7022 | 4216.965 | 4.6215 | 8105.0335 | 12999.5639 | 165.2321 | 265.0137
1 | 4200 | 707 | 0.04 | 15 | 15 | 7 | 5.6234e-12 | 5spot_SharedNeighbor | Water | Porous | Wet | R600a | MinimizeLCOE_Brownfield | IgnoreSilica | 31.2273 | 15.7594 | 1.5465 | 4 | 6966.0465 | 10622.7661 | 142.0123 | 216.5595 | 175.8967 | 0 | 113.2104 | 3325815.0646 | 298204.798 | 3023192.6135 | 1840300.8101 | 0 | 442490.8602 | 0 | 3482701.6171 | 9061275.2074 | 6184506.5196 | 27658487.4905 | 961560.8286 | 14470997.6721 | 14470997.6721 | 1478867.319 | 6670120.1387 | 0 | 43091045.9912 | 65711031.121 | 5623.4133 | 6.1859 | 6966.0465 | 10622.7661 | 142.0123 | 216.5595
1 | 4200 | 707 | 0.04 | 15 | 15 | 7 | 7.4989e-12 | 5spot_SharedNeighbor | Water | Porous | Wet | R600a | MinimizeLCOE_Brownfield | IgnoreSilica | 41.2764 | 20.9749 | 2.0605 | 4 | 6080.1796 | 8824.6967 | 123.9527 | 179.9034 | 176.4497 | 0 | 103.6157 | 4072635.3265 | 364273.0866 | 3800094.024 | 2428215.2646 | 0 | 531656.9924 | 0 | 4366781.1307 | 11361468.7521 | 7754435.8782 | 34679560.4551 | 961560.8286 | 14470997.6721 | 14470997.6721 | 1478867.319 | 6670120.1387 | 0 | 50112118.9558 | 72732104.0856 | 7498.9421 | 8.2419 | 6080.1796 | 8824.6967 | 123.9527 | 179.9034
1 | 4200 | 707 | 0.04 | 15 | 15 | 7 | 1e-11 | 5spot_SharedNeighbor | Water | Porous | Wet | R600a | MinimizeLCOE_Brownfield | IgnoreSilica | 54.2869 | 27.7174 | 2.7251 | 4 | 5388.6128 | 7463.7727 | 109.8542 | 152.1591 | 176.8321 | 0 | 120.6897 | 4963215.6756 | 442754.8327 | 4749367.1251 | 3189186.778 | 0 | 637297.6772 | 0 | 5452910.6145 | 14187354.8733 | 9683161.222 | 43305248.7984 | 961560.8286 | 14470997.6721 | 14470997.6721 | 1478867.319 | 6670120.1387 | 0 | 58737807.2991 | 81357792.4289 | 10000 | 10.9004 | 5388.6128 | 7463.7727 | 109.8542 | 152.1591
1 | 4200 | 707 | 0.04 | 15 | 15 | 7 | 1.3335e-11 | 5spot_SharedNeighbor | Water | Porous | Wet | R600a | MinimizeLCOE_Brownfield | IgnoreSilica | 70.8595 | 36.2384 | 3.5636 | 4 | 4850.7905 | 6437.65 | 98.8899 | 131.2402 | 176.9651 | 0 | 118.7209 | 6004349.8065 | 534140.0657 | 5885309.1272 | 4156887.5052 | 0 | 761557.8621 | 0 | 6763475.303 | 17597175.3588 | 12010433.7682 | 53713328.7965 | 961560.8286 | 14470997.6721 | 14470997.6721 | 1478867.319 | 6670120.1387 | 0 | 69145887.2972 | 91765872.427 | 13335.2143 | 14.2546 | 4850.7905 | 6437.65 | 98.8899 | 131.2402
1 | 4200 | 707 | 0.04 | 15 | 15 | 7 | 1.7783e-11 | 5spot_SharedNeighbor | Water | Porous | Wet | R600a | MinimizeLCOE_Brownfield | IgnoreSilica | 91.2468 | 46.4981 | 4.5697 | 4 | 4442.3499 | 5679.8485 | 90.5633 | 115.7914 | 176.6759 | 0 | 141.7817 | 7169153.6455 | 635976.4605 | 7184254.6899 | 5341873.3189 | 0 | 903117.3256 | 0 | 8281406.4217 | 21546520.7593 | 14705943.1549 | 65768245.7762 | 961560.8286 | 14470997.6721 | 14470997.6721 | 1478867.319 | 6670120.1387 | 0 | 81200804.2769 | 103820789.4067 | 17782.7941 | 18.2788 | 4442.3499 | 5679.8485 | 90.5633 | 115.7914
1 | 4200 | 707 | 0.04 | 15 | 15 | 7 | 2.3714e-11 | 5spot_SharedNeighbor | Water | Porous | Wet | R600a | MinimizeLCOE_Brownfield | IgnoreSilica | 115.2032 | 58.0716 | 5.6961 | 4 | 4144.4474 | 5137.2282 | 84.4902 | 104.7293 | 175.804 | 0 | 136.2742 | 8398356.0427 | 743038.5216 | 8582324.0156 | 6722748.9831 | 0 | 1058867.1483 | 0 | 9947080.5374 | 25880263.1315 | 17663811.3735 | 78996489.7537 | 961560.8286 | 14470997.6721 | 14470997.6721 | 1478867.319 | 6670120.1387 | 0 | 94429048.2544 | 117049033.3842 | 23713.7371 | 22.7845 | 4144.4474 | 5137.2282 | 84.4902 | 104.7293
1 | 4200 | 707 | 0.04 | 15 | 15 | 7 | 3.1623e-11 | 5spot_SharedNeighbor | Water | Porous | Wet | R600a | MinimizeLCOE_Brownfield | IgnoreSilica | 128.1861 | 64.0661 | 6.4196 | 4 | 3925.9327 | 4806.8261 | 80.0354 | 97.9937 | 175.1264 | 0 | 163.6174 | 9007232.9445 | 795932.2726 | 9284020.4699 | 7464130.6232 | 0 | 1014826.731 | 0 | 10750795.7861 | 27971365.3439 | 19091031.6013 | 85379335.7724 | 961560.8286 | 14470997.6721 | 14470997.6721 | 1478867.319 | 6670120.1387 | 0 | 100811894.2731 | 123431879.4029 | 31622.7766 | 25.6785 | 3925.9327 | 4806.8261 | 80.0354 | 97.9937
1 | 4200 | 707 | 0.04 | 15 | 15 | 7 | 4.217e-11 | 5spot_SharedNeighbor | Water | Porous | Wet | R600a | MinimizeLCOE_Brownfield | IgnoreSilica | 141.7035 | 70.1244 | 7.1409 | 4 | 3754.648 | 4546.5663 | 76.5436 | 92.6879 | 174.3521 | 0 | 169.3673 | 9606409.1667 | 847900.1797 | 9979959.7527 | 8230871.1066 | 0 | 978368.7163 | 0 | 11560968.4796 | 30079268.5032 | 20529718.8206 | 91813464.7254 | 961560.8286 | 14470997.6721 | 14470997.6721 | 1478867.319 | 6670120.1387 | 0 | 107246023.2261 | 129866008.3559 | 42169.6503 | 28.5635 | 3754.648 | 4546.5663 | 76.5436 | 92.6879
1 | 4200 | 707 | 0.04 | 15 | 15 | 7 | 5.6234e-11 | 5spot_SharedNeighbor | Water | Porous | Wet | R600a | MinimizeLCOE_Brownfield | IgnoreSilica | 151.9191 | 74.6071 | 7.7235 | 4 | 3620.125 | 4352.3066 | 73.8011 | 88.7277 | 173.7602 | 0 | 259.0701 | 10040354.2156 | 885488.1072 | 10487161.0836 | 8807795.472 | 0 | 905945.1251 | 0 | 12139430.1614 | 31584307.1404 | 21556938.6159 | 96407419.9212 | 961560.8286 | 14470997.6721 | 14470997.6721 | 1478867.319 | 6670120.1387 | 0 | 111839978.4219 | 134459963.5517 | 56234.1325 | 30.894 | 3620.125 | 4352.3066 | 73.8011 | 88.7277
1 | 4200 | 707 | 0.04 | 15 | 15 | 7 | 7.4989e-11 | 5spot_SharedNeighbor | Water | Porous | Wet | R600a | MinimizeLCOE_Brownfield | IgnoreSilica | 160.313 | 78.2015 | 8.2089 | 4 | 3516.2761 | 4205.1621 | 71.684 | 85.7279 | 173.2441 | 0 | 280.5678 | 10382987.7449 | 915138.6524 | 10889440.2783 | 9279382.8337 | 0 | 828264.6251 | 0 | 12595133.5124 | 32769953.7823 | 22366166.8116 | 100026468.2408 | 961560.8286 | 14470997.6721 | 14470997.6721 | 1478867.319 | 6670120.1387 | 0 | 115459026.7415 | 138079011.8713 | 74989.4209 | 32.8356 | 3516.2761 | 4205.1621 | 71.684 | 85.7279
1 | 4200 | 707 | 0.04 | 15 | 15 | 7 | 1e-10 | 5spot_SharedNeighbor | Water | Porous | Wet | R600a | MinimizeLCOE_Brownfield | IgnoreSilica | 167.1271 | 81.058 | 8.6057 | 4 | 3436.491 | 4093.614 | 70.0575 | 83.4539 | 172.8067 | 0 | 261.0705 | 10652125.0439 | 938412.1508 | 11206510.0352 | 9660385.3002 | 0 | 752934.3104 | 0 | 12952043.0678 | 33698559.2331 | 22999959.1127 | 102860928.2541 | 961560.8286 | 14470997.6721 | 14470997.6721 | 1478867.319 | 6670120.1387 | 0 | 118293486.7548 | 140913471.8846 | 100000 | 34.4228 | 3436.491 | 4093.614 | 70.0575 | 83.4539
1 | 4200 | 707 | 0.04 | 15 | 15 | 7 | 1.3335e-10 | 5spot_SharedNeighbor | Water | Porous | Wet | R600a | MinimizeLCOE_Brownfield | IgnoreSilica | 172.3935 | 83.2262 | 8.9176 | 4 | 3375.4308 | 4009.5668 | 68.8127 | 81.7404 | 172.4578 | 0 | 281.5455 | 10854624.8582 | 955913.6167 | 11445686.3904 | 9953424.1588 | 0 | 681969.1824 | 0 | 13217731.1005 | 34389824.9941 | 23471762.1987 | 104970936.4997 | 961560.8286 | 14470997.6721 | 14470997.6721 | 1478867.319 | 6670120.1387 | 0 | 120403495.0004 | 143023480.1302 | 133352.1432 | 35.6706 | 3375.4308 | 4009.5668 | 68.8127 | 81.7404
1 | 4200 | 707 | 0.04 | 15 | 15 | 7 | 1.7783e-10 | 5spot_SharedNeighbor | Water | Porous | Wet | R600a | MinimizeLCOE_Brownfield | IgnoreSilica | 176.4102 | 84.8572 | 9.1594 | 4 | 3328.8607 | 3946.2594 | 67.8633 | 80.4498 | 172.1854 | 0 | 313.8092 | 11005970.9525 | 968988.7214 | 11624781.1058 | 10176459.4357 | 0 | 618397.2734 | 0 | 13413893.0206 | 34900198.0719 | 23820102.3114 | 106528790.8927 | 961560.8286 | 14470997.6721 | 14470997.6721 | 1478867.319 | 6670120.1387 | 0 | 121961349.3934 | 144581334.5232 | 177827.941 | 36.6376 | 3328.8607 | 3946.2594 | 67.8633 | 80.4498
1 | 4200 | 707 | 0.04 | 15 | 15 | 7 | 2.3714e-10 | 5spot_SharedNeighbor | Water | Porous | Wet | R600a | MinimizeLCOE_Brownfield | IgnoreSilica | 179.5165 | 86.1048 | 9.3472 | 4 | 3293.4283 | 3898.4213 | 67.141 | 79.4746 | 171.9712 | 0 | 327.2522 | 11121185.2829 | 978939.3262 | 11761310.1345 | 10348599.9549 | 0 | 564287.1451 | 0 | 13561985.519 | 35285504.3747 | 24083081.7803 | 107704893.5176 | 961560.8286 | 14470997.6721 | 14470997.6721 | 1478867.319 | 6670120.1387 | 0 | 123137452.0183 | 145757437.1481 | 237137.3706 | 37.3888 | 3293.4283 | 3898.4213 | 67.141 | 79.4746
1 | 4200 | 707 | 0.04 | 15 | 15 | 7 | 3.1623e-10 | 5spot_SharedNeighbor | Water | Porous | Wet | R600a | MinimizeLCOE_Brownfield | IgnoreSilica | 181.7628 | 86.9986 | 9.4869 | 4 | 3266.5189 | 3862.6045 | 66.5924 | 78.7444 | 171.8143 | 0 | 306.9434 | 11203429.7222 | 986040.8788 | 11858869.6632 | 10472581.9122 | 0 | 517805.0097 | 0 | 13665103.6026 | 35553796.4757 | 24266196.6521 | 108523823.9165 | 961560.8286 | 14470997.6721 | 14470997.6721 | 1478867.319 | 6670120.1387 | 0 | 123956382.4172 | 146576367.547 | 316227.766 | 37.9475 | 3266.5189 | 3862.6045 | 66.5924 | 78.7444
1 | 4200 | 707 | 0.04 | 15 | 15 | 7 | 4.217e-10 | 5spot_SharedNeighbor | Water | Porous | Wet | R600a | MinimizeLCOE_Brownfield | IgnoreSilica | 183.4212 | 87.6542 | 9.5918 | 4 | 3246.1268 | 3835.6942 | 66.1767 | 78.1958 | 171.6974 | 0 | 371.8263 | 11263613.7406 | 991236.757 | 11930313.122 | 10564024.9026 | 0 | 479398.554 | 0 | 13739148.9597 | 35746447.3062 | 24397684.8025 | 109111868.1445 | 961560.8286 | 14470997.6721 | 14470997.6721 | 1478867.319 | 6670120.1387 | 0 | 124544426.6452 | 147164411.775 | 421696.5034 | 38.3671 | 3246.1268 | 3835.6942 | 66.1767 | 78.1958
1 | 4200 | 707 | 0.04 | 15 | 15 | 7 | 5.6234e-10 | 5spot_SharedNeighbor | Water | Porous | Wet | R600a | MinimizeLCOE_Brownfield | IgnoreSilica | 184.6197 | 88.1258 | 9.6694 | 4 | 3230.698 | 3815.5304 | 65.8621 | 77.7847 | 171.6123 | 0 | 350.4163 | 11306826.2962 | 994967.0064 | 11981637.1652 | 10630068.0337 | 0 | 447988.4348 | 0 | 13790979.9052 | 35881300.7944 | 24489725.0791 | 109523492.7151 | 961560.8286 | 14470997.6721 | 14470997.6721 | 1478867.319 | 6670120.1387 | 0 | 124956051.2158 | 147576036.3456 | 562341.3252 | 38.6777 | 3230.698 | 3815.5304 | 65.8621 | 77.7847
1 | 4200 | 707 | 0.04 | 15 | 15 | 7 | 7.4989e-10 | 5spot_SharedNeighbor | Water | Porous | Wet | R600a | MinimizeLCOE_Brownfield | IgnoreSilica | 185.5017 | 88.4717 | 9.7274 | 4 | 3219.0411 | 3800.3876 | 65.6245 | 77.476 | 171.5493 | 0 | 347.0678 | 11338474.2963 | 997698.7392 | 12019240.1857 | 10678643.9754 | 0 | 422904.5579 | 0 | 13828215.0842 | 35978179.0922 | 24555846.5081 | 109819202.4388 | 961560.8286 | 14470997.6721 | 14470997.6721 | 1478867.319 | 6670120.1387 | 0 | 125251760.9395 | 147871746.0693 | 749894.2093 | 38.9096 | 3219.0411 | 3800.3876 | 65.6245 | 77.476
1 | 4200 | 707 | 0.04 | 15 | 15 | 7 | 1e-09 | 5spot_SharedNeighbor | Water | Porous | Wet | R600a | MinimizeLCOE_Brownfield | IgnoreSilica | 186.113 | 88.7107 | 9.7693 | 4 | 3210.2452 | 3789.0994 | 65.4452 | 77.2459 | 171.5055 | 0 | 332.5109 | 11360325.4066 | 999584.7309 | 12045209.9452 | 10712293.4206 | 0 | 402685.032 | 0 | 13852838.4288 | 36042243.9838 | 24599572.113 | 110014753.0609 | 961560.8286 | 14470997.6721 | 14470997.6721 | 1478867.319 | 6670120.1387 | 0 | 125447311.5616 | 148067296.6914 | 1000000 | 39.0772 | 3210.2452 | 3789.0994 | 65.4452 | 77.2459
1 | 4200 | 707 | 0.04 | 15 | 15 | 7 | 1.3335e-09 | 5spot_SharedNeighbor | Water | Porous | Wet | R600a | MinimizeLCOE_Brownfield | IgnoreSilica | 186.5734 | 88.8904 | 9.8009 | 4 | 3203.6155 | 3780.6041 | 65.31 | 77.0727 | 171.4724 | 0 | 345.481 | 11376746.3606 | 1001001.9805 | 12064729.819 | 10737635.8635 | 0 | 387025.3302 | 0 | 13871184.348 | 36089976.3023 | 24632150.4012 | 110160450.4053 | 961560.8286 | 14470997.6721 | 14470997.6721 | 1478867.319 | 6670120.1387 | 0 | 125593008.906 | 148212994.0358 | 1333521.4322 | 39.2035 | 3203.6155 | 3780.6041 | 65.31 | 77.0727
1 | 4200 | 707 | 0.04 | 15 | 15 | 7 | 1.7783e-09 | 5spot_SharedNeighbor | Water | Porous | Wet | R600a | MinimizeLCOE_Brownfield | IgnoreSilica | 186.8829 | 89.011 | 9.8233 | 4 | 3198.6233 | 3774.2924 | 65.2083 | 76.9441 | 171.4501 | 0 | 347.4951 | 11387759.1574 | 1001952.4374 | 12077822.739 | 10754665.3368 | 0 | 374555.3781 | 0 | 13882734.469 | 36120027.3479 | 24652660.8573 | 110252177.7227 | 961560.8286 | 14470997.6721 | 14470997.6721 | 1478867.319 | 6670120.1387 | 0 | 125684736.2234 | 148304721.3532 | 1778279.41 | 39.2934 | 3198.6233 | 3774.2924 | 65.2083 | 76.9441
1 | 4200 | 707 | 0.04 | 15 | 15 | 7 | 2.3714e-09 | 5spot_SharedNeighbor | Water | Porous | Wet | R600a | MinimizeLCOE_Brownfield | IgnoreSilica | 185.887 | 88.6205 | 9.7974 | 4 | 3194.3267 | 3771.5218 | 65.1207 | 76.8876 | 171.5201 | 0 | 477.0638 | 11352081.9341 | 998873.239 | 12035412.0098 | 10699802.0912 | 0 | 348926.7501 | 0 | 13819687.4494 | 35955991.9357 | 24540703.3179 | 109751478.7272 | 961560.8286 | 14470997.6721 | 14470997.6721 | 1478867.319 | 6670120.1387 | 0 | 125184037.2278 | 147804022.3576 | 2371373.7057 | 39.1895 | 3194.3267 | 3771.5218 | 65.1207 | 76.8876
1 | 4200 | 707 | 0.04 | 15 | 15 | 7 | 3.1623e-09 | 5spot_SharedNeighbor | Water | Porous | Wet | R600a | MinimizeLCOE_Brownfield | IgnoreSilica | 187.7675 | 89.3561 | 9.8714 | 4 | 3191.4688 | 3764.3374 | 65.0624 | 76.7411 | 171.3869 | 0 | 313.8482 | 11419246.9069 | 1004669.8536 | 12115266.0032 | 10803355.0666 | 0 | 361383.7813 | 0 | 13924529.4285 | 36228769.2593 | 24726879.4462 | 110584099.7456 | 961560.8286 | 14470997.6721 | 14470997.6721 | 1478867.319 | 6670120.1387 | 0 | 126016658.2463 | 148636643.3761 | 3162277.6602 | 39.4855 | 3191.4688 | 3764.3374 | 65.0624 | 76.7411
1 | 4200 | 707 | 0.04 | 15 | 15 | 7 | 4.217e-09 | 5spot_SharedNeighbor | Water | Porous | Wet | R600a | MinimizeLCOE_Brownfield | IgnoreSilica | 187.877 | 89.3985 | 9.8801 | 4 | 3189.3815 | 3761.7461 | 65.0199 | 76.6883 | 171.379 | 0 | 336.2815 | 11423117.8025 | 1005003.9018 | 12119869.8511 | 10809373.351 | 0 | 355738.8585 | 0 | 13928110.4683 | 36238086.3903 | 24733238.5796 | 110612539.203 | 961560.8286 | 14470997.6721 | 14470997.6721 | 1478867.319 | 6670120.1387 | 0 | 126045097.7037 | 148665082.8335 | 4216965.0343 | 39.5202 | 3189.3815 | 3761.7461 | 65.0199 | 76.6883
1 | 4200 | 707 | 0.04 | 15 | 15 | 7 | 5.6234e-09 | 5spot_SharedNeighbor | Water | Porous | Wet | R600a | MinimizeLCOE_Brownfield | IgnoreSilica | 187.9696 | 89.4345 | 9.887 | 4 | 3187.8138 | 3759.7791 | 64.9879 | 76.6482 | 171.3722 | 0 | 333.6456 | 11426393.6161 | 1005286.5937 | 12123766.0787 | 10814465.8001 | 0 | 351589.9888 | 0 | 13931385.8102 | 36246608.158 | 24739054.8612 | 110638550.9069 | 961560.8286 | 14470997.6721 | 14470997.6721 | 1478867.319 | 6670120.1387 | 0 | 126071109.4076 | 148691094.5374 | 5623413.2519 | 39.5478 | 3187.8138 | 3759.7791 | 64.9879 | 76.6482
1 | 4200 | 707 | 0.04 | 15 | 15 | 7 | 7.4989e-09 | 5spot_SharedNeighbor | Water | Porous | Wet | R600a | MinimizeLCOE_Brownfield | IgnoreSilica | 188.0427 | 89.4628 | 9.8923 | 4 | 3186.6369 | 3758.2952 | 64.9639 | 76.6179 | 171.3669 | 0 | 329.1661 | 11428981.2123 | 1005509.8933 | 12126843.8365 | 10818488.8895 | 0 | 348500.5446 | 0 | 13934046.5067 | 36253530.7445 | 24743779.6687 | 110659681.296 | 961560.8286 | 14470997.6721 | 14470997.6721 | 1478867.319 | 6670120.1387 | 0 | 126092239.7967 | 148712224.9265 | 7498942.0933 | 39.5691 | 3186.6369 | 3758.2952 | 64.9639 | 76.6179
1 | 4200 | 707 | 0.04 | 15 | 15 | 7 | 1e-08 | 5spot_SharedNeighbor | Water | Porous | Wet | R600a | MinimizeLCOE_Brownfield | IgnoreSilica | 188.0887 | 89.4806 | 9.8959 | 4 | 3185.7535 | 3757.2002 | 64.9459 | 76.5956 | 171.3636 | 0 | 315.0044 | 11430604.5023 | 1005649.9764 | 12128774.6631 | 10821015.3182 | 0 | 346068.4048 | 0 | 13935524.0172 | 36257374.9238 | 24746403.4 | 110671415.2057 | 961560.8286 | 14470997.6721 | 14470997.6721 | 1478867.319 | 6670120.1387 | 0 | 126103973.7064 | 148723958.8362 | 10000000 | 39.5837 | 3185.7535 | 3757.2002 | 64.9459 | 76.5956
1 | 4300 | 707 | 0.04 | 15 | 15 | 7 | 1e-13 | 5spot_SharedNeighbor | Water | Porous | Wet | R600a | MinimizeLCOE_Brownfield | IgnoreSilica | 0.72086 | 0.1379 | 0.0036157 | 4 | 1157387.5713 | 2765196.1702 | 23594.9111 | 56372.2641 | 109.5136 | 0 | 47.9695 | 95382.2813 | 6239.534 | 70476.3378 | 50235.8083 | 0 | 53412.1254 | 0 | 107540.9739 | 279799.5544 | 190968.9452 | 854055.5603 | 961560.8286 | 14923245.9986 | 14923245.9986 | 1478867.319 | 6851019.4693 | 0 | 16738862.3875 | 39991995.1745 | 100 | 0.014463 | 1157387.5713 | 2765196.1702 | 23594.9111 | 56372.2641
1 | 4300 | 707 | 0.04 | 15 | 15 | 7 | 1.3335e-13 | 5spot_SharedNeighbor | Water | Porous | Wet | R600a | MinimizeLCOE_Brownfield | IgnoreSilica | 0.92292 | 0.21165 | 0.0097778 | 4 | 435059.5657 | 1029596.6735 | 8869.2777 | 20989.7208 | 120.9705 | 0 | 63.7173 | 137082.2088 | 9627.2799 | 98484.3886 | 60843.5114 | 0 | 59108.1447 | 0 | 142406.758 | 370513.1727 | 252882.8537 | 1130948.3178 | 961560.8286 | 14923245.9986 | 14923245.9986 | 1478867.319 | 6851019.4693 | 0 | 17015755.1451 | 40268887.932 | 133.3521 | 0.039111 | 435059.5657 | 1029596.6735 | 8869.2777 | 20989.7208
1 | 4300 | 707 | 0.04 | 15 | 15 | 7 | 1.7783e-13 | 5spot_SharedNeighbor | Water | Porous | Wet | R600a | MinimizeLCOE_Brownfield | IgnoreSilica | 1.2008 | 0.32345 | 0.020107 | 4 | 216368.7875 | 505481.8571 | 4410.9704 | 10304.9314 | 131.9845 | 0 | 59.4807 | 194826.6945 | 14696.633 | 137218.0946 | 76479.9715 | 0 | 66748.6817 | 0 | 191088.3294 | 497172.6354 | 339330.5395 | 1517561.5795 | 961560.8286 | 14923245.9986 | 14923245.9986 | 1478867.319 | 6851019.4693 | 0 | 17402368.4068 | 40655501.1937 | 177.8279 | 0.080429 | 216368.7875 | 505481.8571 | 4410.9704 | 10304.9314
1 | 4300 | 707 | 0.04 | 15 | 15 | 7 | 2.3714e-13 | 5spot_SharedNeighbor | Water | Porous | Wet | R600a | MinimizeLCOE_Brownfield | IgnoreSilica | 1.5686 | 0.48189 | 0.036021 | 4 | 124268.8434 | 285656.9825 | 2533.3885 | 5823.504 | 141.6984 | 0 | 67.9857 | 269358.7733 | 21736.6041 | 187518.1125 | 97748.3287 | 0 | 75861.8143 | 0 | 254367.2169 | 661811.3204 | 451699.825 | 2020101.9952 | 961560.8286 | 14923245.9986 | 14923245.9986 | 1478867.319 | 6851019.4693 | 0 | 17904908.8224 | 41158041.6094 | 237.1374 | 0.14408 | 124268.8434 | 285656.9825 | 2533.3885 | 5823.504
1 | 4300 | 707 | 0.04 | 15 | 15 | 7 | 3.1623e-13 | 5spot_SharedNeighbor | Water | Porous | Wet | R600a | MinimizeLCOE_Brownfield | IgnoreSilica | 2.0209 | 0.68798 | 0.058577 | 4 | 79011.3413 | 178252.6233 | 1610.7531 | 3633.9208 | 149.5007 | 0 | 342.3867 | 358666.8879 | 30838.9144 | 247898.7936 | 126311.3936 | 0 | 84863.9636 | 0 | 330946.1817 | 861054.0784 | 587687.1014 | 2628267.3144 | 961560.8286 | 14923245.9986 | 14923245.9986 | 1478867.319 | 6851019.4693 | 0 | 18513074.1417 | 41766206.9286 | 316.2278 | 0.23431 | 79011.3413 | 178252.6233 | 1610.7531 | 3633.9208
1 | 4300 | 707 | 0.04 | 15 | 15 | 7 | 4.217e-13 | 5spot_SharedNeighbor | Water | Porous | Wet | R600a | MinimizeLCOE_Brownfield | IgnoreSilica | 2.6433 | 0.99389 | 0.091736 | 4 | 52693.7894 | 116063.5051 | 1074.2342 | 2366.1115 | 156.3505 | 0 | 450.4255 | 475761.3333 | 42947.4839 | 331420.5943 | 166613.8192 | 0 | 97424.3403 | 0 | 434525.3527 | 1130545.8343 | 771620.7623 | 3450859.5204 | 961560.8286 | 14923245.9986 | 14923245.9986 | 1478867.319 | 6851019.4693 | 0 | 19335666.3476 | 42588799.1346 | 421.6965 | 0.36694 | 52693.7894 | 116063.5051 | 1074.2342 | 2366.1115
1 | 4300 | 707 | 0.04 | 15 | 15 | 7 | 5.6234e-13 | 5spot_SharedNeighbor | Water | Porous | Wet | R600a | MinimizeLCOE_Brownfield | IgnoreSilica | 3.4601 | 1.431 | 0.13527 | 4 | 37616.9397 | 80593.1108 | 766.8722 | 1642.9996 | 161.9127 | 0 | 600.4346 | 614482.6963 | 55614.7927 | 443559.9517 | 215936.3566 | 0 | 113169.7646 | 0 | 562677.7891 | 1463972.1862 | 999191.0987 | 4468604.636 | 961560.8286 | 14923245.9986 | 14923245.9986 | 1478867.319 | 6851019.4693 | 0 | 20353411.4632 | 43606544.2501 | 562.3413 | 0.54107 | 37616.9397 | 80593.1108 | 766.8722 | 1642.9996
1 | 4300 | 707 | 0.04 | 15 | 15 | 7 | 7.4989e-13 | 5spot_SharedNeighbor | Water | Porous | Wet | R600a | MinimizeLCOE_Brownfield | IgnoreSilica | 4.5259 | 2.0052 | 0.19238 | 4 | 28051.7546 | 58269.8126 | 571.873 | 1187.9089 | 166.3404 | 0 | 76.6453 | 778193.1694 | 70427.5082 | 580971.2129 | 279500.1659 | 0 | 131677.8832 | 0 | 717900.2764 | 1867829.2577 | 1274831.8485 | 5701331.3222 | 961560.8286 | 14923245.9986 | 14923245.9986 | 1478867.319 | 6851019.4693 | 0 | 21586138.1495 | 44839270.9364 | 749.8942 | 0.76951 | 28051.7546 | 58269.8126 | 571.873 | 1187.9089
1 | 4300 | 707 | 0.04 | 15 | 15 | 7 | 1e-12 | 5spot_SharedNeighbor | Water | Porous | Wet | R600a | MinimizeLCOE_Brownfield | IgnoreSilica | 5.9459 | 2.7714 | 0.26852 | 4 | 21524.5687 | 43173.8171 | 438.8074 | 880.1567 | 169.87 | 0 | 86.6846 | 976484.873 | 88333.1397 | 752645.4414 | 363787.2872 | 0 | 154499.0209 | 0 | 910942.4072 | 2370085.2837 | 1617631.9065 | 7234409.3595 | 961560.8286 | 14923245.9986 | 14923245.9986 | 1478867.319 | 6851019.4693 | 0 | 23119216.1867 | 46372348.9737 | 1000 | 1.0741 | 21524.5687 | 43173.8171 | 438.8074 | 880.1567
1 | 4300 | 707 | 0.04 | 15 | 15 | 7 | 1.3335e-12 | 5spot_SharedNeighbor | Water | Porous | Wet | R600a | MinimizeLCOE_Brownfield | IgnoreSilica | 7.8562 | 3.7956 | 0.36989 | 4 | 16923.8852 | 32640.093 | 345.0163 | 665.4124 | 172.5139 | 0 | 92.2836 | 1217933.8067 | 110085.8045 | 967957.5799 | 476650.3919 | 0 | 183269.1265 | 0 | 1152799.7167 | 2999348.3912 | 2047116.9074 | 9155161.7249 | 961560.8286 | 14923245.9986 | 14923245.9986 | 1478867.319 | 6851019.4693 | 0 | 25039968.5521 | 48293101.339 | 1333.5214 | 1.4796 | 16923.8852 | 32640.093 | 345.0163 | 665.4124
1 | 4300 | 707 | 0.04 | 15 | 15 | 7 | 1.7783e-12 | 5spot_SharedNeighbor | Water | Porous | Wet | R600a | MinimizeLCOE_Brownfield | IgnoreSilica | 10.3842 | 5.1752 | 0.50708 | 4 | 13536.3876 | 25000.6805 | 275.9576 | 509.6727 | 174.9027 | 0 | 101.9621 | 1514864.0214 | 136767.8821 | 1240434.4296 | 626418.5889 | 0 | 217461.9533 | 0 | 1457019.2814 | 3790865.2944 | 2587343.4579 | 11571174.909 | 961560.8286 | 14923245.9986 | 14923245.9986 | 1478867.319 | 6851019.4693 | 0 | 27455981.7362 | 50709114.5232 | 1778.2794 | 2.0283 | 13536.3876 | 25000.6805 | 275.9576 | 509.6727
1 | 4300 | 707 | 0.04 | 15 | 15 | 7 | 2.3714e-12 | 5spot_SharedNeighbor | Water | Porous | Wet | R600a | MinimizeLCOE_Brownfield | IgnoreSilica | 13.7365 | 6.992 | 0.68755 | 4 | 11072.294 | 19527.3127 | 225.7237 | 398.0907 | 176.5845 | 0 | 76.395 | 1872711.445 | 168832.827 | 1578025.88 | 824436.7839 | 0 | 258998.2822 | 0 | 1834172.0351 | 4772139.3948 | 3257083.1946 | 14566399.8426 | 961560.8286 | 14923245.9986 | 14923245.9986 | 1478867.319 | 6851019.4693 | 0 | 30451206.6698 | 53704339.4567 | 2371.3737 | 2.7502 | 11072.294 | 19527.3127 | 225.7237 | 398.0907
1 | 4300 | 707 | 0.04 | 15 | 15 | 7 | 3.1623e-12 | 5spot_SharedNeighbor | Water | Porous | Wet | R600a | MinimizeLCOE_Brownfield | IgnoreSilica | 18.1922 | 9.4079 | 0.92717 | 4 | 9223.4646 | 15493.4032 | 188.0328 | 315.854 | 177.8757 | 0 | 47.579 | 2309126.5164 | 207817.8314 | 2000918.7512 | 1087555.6154 | 0 | 310137.8098 | 0 | 2307067.0444 | 6002515.2051 | 4096839.9668 | 18321978.7405 | 961560.8286 | 14923245.9986 | 14923245.9986 | 1478867.319 | 6851019.4693 | 0 | 34206785.5677 | 57459918.3546 | 3162.2777 | 3.7087 | 9223.4646 | 15493.4032 | 188.0328 | 315.854
1 | 4300 | 707 | 0.04 | 15 | 15 | 7 | 4.217e-12 | 5spot_SharedNeighbor | Water | Porous | Wet | R600a | MinimizeLCOE_Brownfield | IgnoreSilica | 24.1043 | 12.6145 | 1.2462 | 4 | 7805.7165 | 12470.6412 | 159.1301 | 254.2309 | 178.8616 | 0 | 54.2939 | 2841066.4877 | 255178.7978 | 2530047.2358 | 1436610.529 | 0 | 370828.4599 | 0 | 2899155.289 | 7543007.3634 | 5148257.5188 | 23024151.6813 | 961560.8286 | 14923245.9986 | 14923245.9986 | 1478867.319 | 6851019.4693 | 0 | 38908958.5085 | 62162091.2955 | 4216.965 | 4.9847 | 7805.7165 | 12470.6412 | 159.1301 | 254.2309
1 | 4300 | 707 | 0.04 | 15 | 15 | 7 | 5.6234e-12 | 5spot_SharedNeighbor | Water | Porous | Wet | R600a | MinimizeLCOE_Brownfield | IgnoreSilica | 31.9117 | 16.8496 | 1.6675 | 4 | 6714.1185 | 10200.251 | 136.8764 | 207.9459 | 179.6104 | 0 | 60.2605 | 3487158.1269 | 312499.7143 | 3189376.6866 | 1897419.0347 | 0 | 444256.3459 | 0 | 3638976.8643 | 9467871.344 | 6462016.7376 | 28899574.8542 | 961560.8286 | 14923245.9986 | 14923245.9986 | 1478867.319 | 6851019.4693 | 0 | 44784381.6814 | 68037514.4683 | 5623.4133 | 6.6702 | 6714.1185 | 10200.251 | 136.8764 | 207.9459
1 | 4300 | 707 | 0.04 | 15 | 15 | 7 | 7.4989e-12 | 5spot_SharedNeighbor | Water | Porous | Wet | R600a | MinimizeLCOE_Brownfield | IgnoreSilica | 42.1675 | 22.4133 | 2.221 | 4 | 5864.7315 | 8482.18 | 119.5605 | 172.9207 | 180.1741 | 0 | 66.8562 | 4268771.1443 | 381584.3106 | 4007174.5042 | 2502793.1363 | 0 | 532887.8888 | 0 | 4560352.2838 | 11865101.1856 | 8098175.3626 | 36216839.8163 | 961560.8286 | 14923245.9986 | 14923245.9986 | 1478867.319 | 6851019.4693 | 0 | 52101646.6435 | 75354779.4304 | 7498.9421 | 8.8839 | 5864.7315 | 8482.18 | 119.5605 | 172.9207
1 | 4300 | 707 | 0.04 | 15 | 15 | 7 | 1e-11 | 5spot_SharedNeighbor | Water | Porous | Wet | R600a | MinimizeLCOE_Brownfield | IgnoreSilica | 55.1495 | 29.4441 | 2.9204 | 4 | 5212.7371 | 7203.2898 | 106.2687 | 146.8488 | 180.5524 | 0 | 122.9523 | 5180825.3137 | 461886.1301 | 4984617.8517 | 3268871.924 | 0 | 635727.5625 | 0 | 5667452.225 | 14745548.1351 | 10064139.5929 | 45009068.7351 | 961560.8286 | 14923245.9986 | 14923245.9986 | 1478867.319 | 6851019.4693 | 0 | 60893875.5623 | 84147008.3492 | 10000 | 11.6817 | 5212.7371 | 7203.2898 | 106.2687 | 146.8488
1 | 4300 | 707 | 0.04 | 15 | 15 | 7 | 1.3335e-11 | 5spot_SharedNeighbor | Water | Porous | Wet | R600a | MinimizeLCOE_Brownfield | IgnoreSilica | 71.8922 | 38.4367 | 3.8134 | 4 | 4696.3823 | 6220.8004 | 95.7421 | 126.8194 | 180.6718 | 0 | 111.1723 | 6261073.826 | 556619.5884 | 6169219.5785 | 4255194.3703 | 0 | 758600.6773 | 0 | 7020276.1358 | 18265318.4487 | 12466455.156 | 55752757.7811 | 961560.8286 | 14923245.9986 | 14923245.9986 | 1478867.319 | 6851019.4693 | 0 | 71637564.6083 | 94890697.3952 | 13335.2143 | 15.2538 | 4696.3823 | 6220.8004 | 95.7421 | 126.8194
1 | 4300 | 707 | 0.04 | 15 | 15 | 7 | 1.7783e-11 | 5spot_SharedNeighbor | Water | Porous | Wet | R600a | MinimizeLCOE_Brownfield | IgnoreSilica | 92.5185 | 49.2725 | 4.8848 | 4 | 4303.9671 | 5494.0446 | 87.7422 | 112.0035 | 180.3403 | 0 | 117.1696 | 7471048.5199 | 662307.6209 | 7525188.6165 | 5464726.6648 | 0 | 899840.9095 | 0 | 8589013.8093 | 22346852.0829 | 15252185.7284 | 68211163.9522 | 961560.8286 | 14923245.9986 | 14923245.9986 | 1478867.319 | 6851019.4693 | 0 | 84095970.7794 | 107349103.5663 | 17782.7941 | 19.5392 | 4303.9671 | 5494.0446 | 87.7422 | 112.0035
1 | 4300 | 707 | 0.04 | 15 | 15 | 7 | 2.3714e-11 | 5spot_SharedNeighbor | Water | Porous | Wet | R600a | MinimizeLCOE_Brownfield | IgnoreSilica | 117.0326 | 61.6248 | 6.0949 | 4 | 4016.352 | 4970.1452 | 81.8788 | 101.3231 | 179.3788 | 0 | 91.0246 | 8761304.8454 | 774578.7613 | 8999913.6187 | 6890641.2699 | 0 | 1059089.9336 | 0 | 10329356.0873 | 26874865.6969 | 18342648.0614 | 82032398.2745 | 961560.8286 | 14923245.9986 | 14923245.9986 | 1478867.319 | 6851019.4693 | 0 | 97917205.1017 | 121170337.8886 | 23713.7371 | 24.3796 | 4016.352 | 4970.1452 | 81.8788 | 101.3231
1 | 4300 | 707 | 0.04 | 15 | 15 | 7 | 3.1623e-11 | 5spot_SharedNeighbor | Water | Porous | Wet | R600a | MinimizeLCOE_Brownfield | IgnoreSilica | 130.6734 | 68.1789 | 6.8715 | 4 | 3812.553 | 4658.5471 | 77.724 | 94.9708 | 178.6103 | 0 | 105.0166 | 9415658.4755 | 831364.6254 | 9757840.6174 | 7676821.2881 | 0 | 1023629.5983 | 0 | 11195072.6958 | 29127282.7294 | 19879968.9686 | 88907638.9986 | 961560.8286 | 14923245.9986 | 14923245.9986 | 1478867.319 | 6851019.4693 | 0 | 104792445.8258 | 128045578.6127 | 31622.7766 | 27.4862 | 3812.553 | 4658.5471 | 77.724 | 94.9708
1 | 4300 | 707 | 0.04 | 15 | 15 | 7 | 4.217e-11 | 5spot_SharedNeighbor | Water | Porous | Wet | R600a | MinimizeLCOE_Brownfield | IgnoreSilica | 144.1713 | 74.4845 | 7.6225 | 4 | 3651.9935 | 4414.641 | 74.4508 | 89.9984 | 177.7961 | 0 | 367.2528 | 10028586.7978 | 884469.353 | 10473373.0969 | 8450287.0247 | 0 | 985600.8043 | 0 | 12020703.6599 | 31275405.1378 | 21346106.6518 | 95464532.5263 | 961560.8286 | 14923245.9986 | 14923245.9986 | 1478867.319 | 6851019.4693 | 0 | 111349339.3535 | 134602472.1404 | 42169.6503 | 30.49 | 3651.9935 | 4414.641 | 74.4508 | 89.9984
1 | 4300 | 707 | 0.04 | 15 | 15 | 7 | 5.6234e-11 | 5spot_SharedNeighbor | Water | Porous | Wet | R600a | MinimizeLCOE_Brownfield | IgnoreSilica | 155.9 | 79.8409 | 8.2864 | 4 | 3524.2254 | 4225.7679 | 71.8461 | 86.148 | 177.0789 | 0 | 180.2768 | 10537784.88 | 928526.4408 | 11071691.7905 | 9119398.3988 | 0 | 928949.4466 | 0 | 12708676.8732 | 33065370.3159 | 22567794.666 | 100928192.8118 | 961560.8286 | 14923245.9986 | 14923245.9986 | 1478867.319 | 6851019.4693 | 0 | 116812999.639 | 140066132.4259 | 56234.1325 | 33.1457 | 3524.2254 | 4225.7679 | 71.8461 | 86.148
1 | 4300 | 707 | 0.04 | 15 | 15 | 7 | 7.4989e-11 | 5spot_SharedNeighbor | Water | Porous | Wet | R600a | MinimizeLCOE_Brownfield | IgnoreSilica | 163.5728 | 83.2492 | 8.764 | 4 | 3426.6173 | 4089.9316 | 69.8562 | 83.3788 | 176.574 | 0 | 251.9333 | 10856760.1752 | 956098.1225 | 11448211.215 | 9554436.7695 | 0 | 839673.8191 | 0 | 13125520.2395 | 34149911.2489 | 23308016.1379 | 104238627.7276 | 961560.8286 | 14923245.9986 | 14923245.9986 | 1478867.319 | 6851019.4693 | 0 | 120123434.5548 | 143376567.3418 | 74989.4209 | 35.056 | 3426.6173 | 4089.9316 | 69.8562 | 83.3788
1 | 4300 | 707 | 0.04 | 15 | 15 | 7 | 1e-10 | 5spot_SharedNeighbor | Water | Porous | Wet | R600a | MinimizeLCOE_Brownfield | IgnoreSilica | 170.1887 | 86.1306 | 9.168 | 4 | 3351.6734 | 3985.7589 | 68.3284 | 81.2551 | 176.1216 | 0 | 262.2011 | 11123561.9491 | 979144.5623 | 11764128.2067 | 9928357.0045 | 0 | 760416.7651 | 0 | 13476687.3102 | 35063575.9326 | 23931611.0584 | 107027482.789 | 961560.8286 | 14923245.9986 | 14923245.9986 | 1478867.319 | 6851019.4693 | 0 | 122912289.6163 | 146165422.4032 | 100000 | 36.6719 | 3351.6734 | 3985.7589 | 68.3284 | 81.2551
1 | 4300 | 707 | 0.04 | 15 | 15 | 7 | 1.3335e-10 | 5spot_SharedNeighbor | Water | Porous | Wet | R600a | MinimizeLCOE_Brownfield | IgnoreSilica | 175.4144 | 88.3666 | 9.4894 | 4 | 3294.3215 | 3906.9324 | 67.1592 | 79.6481 | 175.7534 | 0 | 276.3704 | 11328866.4498 | 996869.4473 | 12007823.2079 | 10222413.8296 | 0 | 687881.6047 | 0 | 13745103.2704 | 35761939.2011 | 24408258.3391 | 109159155.3499 | 961560.8286 | 14923245.9986 | 14923245.9986 | 1478867.319 | 6851019.4693 | 0 | 125043962.1772 | 148297094.9641 | 133352.1432 | 37.9574 | 3294.3215 | 3906.9324 | 67.1592 | 79.6481
1 | 4300 | 707 | 0.04 | 15 | 15 | 7 | 1.7783e-10 | 5spot_SharedNeighbor | Water | Porous | Wet | R600a | MinimizeLCOE_Brownfield | IgnoreSilica | 179.3339 | 90.0202 | 9.7356 | 4 | 3250.5726 | 3847.6866 | 66.2673 | 78.4403 | 175.4709 | 0 | 283.7267 | 11479748.9396 | 1009890.6969 | 12187244.5589 | 10442317.2649 | 0 | 622375.9479 | 0 | 13939215.1892 | 36266978.5961 | 24752958.1038 | 110700729.2973 | 961560.8286 | 14923245.9986 | 14923245.9986 | 1478867.319 | 6851019.4693 | 0 | 126585536.1246 | 149838668.9115 | 177827.941 | 38.9425 | 3250.5726 | 3847.6866 | 66.2673 | 78.4403
1 | 4300 | 707 | 0.04 | 15 | 15 | 7 | 2.3714e-10 | 5spot_SharedNeighbor | Water | Porous | Wet | R600a | MinimizeLCOE_Brownfield | IgnoreSilica | 182.2887 | 91.2535 | 9.924 | 4 | 3217.2871 | 3803.0665 | 65.5887 | 77.5307 | 175.2544 | 0 | 276.3624 | 11591783.4031 | 1019556.5571 | 12320645.7197 | 10607866.3413 | 0 | 565941.5811 | 0 | 14081259.5049 | 36636548.7682 | 25005197.3401 | 111828799.2154 | 961560.8286 | 14923245.9986 | 14923245.9986 | 1478867.319 | 6851019.4693 | 0 | 127713606.0426 | 150966738.8296 | 237137.3706 | 39.6961 | 3217.2871 | 3803.0665 | 65.5887 | 77.5307
1 | 4300 | 707 | 0.04 | 15 | 15 | 7 | 3.1623e-10 | 5spot_SharedNeighbor | Water | Porous | Wet | R600a | MinimizeLCOE_Brownfield | IgnoreSilica | 184.4734 | 92.1581 | 10.0659 | 4 | 3192.014 | 3769.534 | 65.0735 | 76.8471 | 175.0923 | 0 | 341.6914 | 11673674.5289 | 1026620.29 | 12418248.6395 | 10730145.5204 | 0 | 518275.9958 | 0 | 14183116.3401 | 36901559.3597 | 25186072.5142 | 112637713.1887 | 961560.8286 | 14923245.9986 | 14923245.9986 | 1478867.319 | 6851019.4693 | 0 | 128522520.0159 | 151775652.8029 | 316227.766 | 40.2638 | 3192.014 | 3769.534 | 65.0735 | 76.8471
1 | 4300 | 707 | 0.04 | 15 | 15 | 7 | 4.217e-10 | 5spot_SharedNeighbor | Water | Porous | Wet | R600a | MinimizeLCOE_Brownfield | IgnoreSilica | 186.1667 | 92.8546 | 10.1754 | 4 | 3172.8554 | 3744.1614 | 64.6829 | 76.3298 | 174.9657 | 0 | 312.8781 | 11736584.0727 | 1032045.869 | 12493281.6217 | 10824742.5971 | 0 | 479881.4727 | 0 | 14260948.8969 | 37104063.707 | 25324285.8923 | 113255834.1293 | 961560.8286 | 14923245.9986 | 14923245.9986 | 1478867.319 | 6851019.4693 | 0 | 129140640.9565 | 152393773.7435 | 421696.5034 | 40.7017 | 3172.8554 | 3744.1614 | 64.6829 | 76.3298
1 | 4300 | 707 | 0.04 | 15 | 15 | 7 | 5.6234e-10 | 5spot_SharedNeighbor | Water | Porous | Wet | R600a | MinimizeLCOE_Brownfield | IgnoreSilica | 187.3239 | 93.3278 | 10.2539 | 4 | 3158.3517 | 3725.286 | 64.3873 | 75.945 | 174.8785 | 0 | 346.276 | 11779243.9678 | 1035724.6171 | 12544188.9122 | 10889151.3221 | 0 | 447677.1109 | 0 | 14311434.5128 | 37235416.9234 | 25413937.1615 | 113656774.5279 | 961560.8286 | 14923245.9986 | 14923245.9986 | 1478867.319 | 6851019.4693 | 0 | 129541581.3551 | 152794714.142 | 562341.3252 | 41.0156 | 3158.3517 | 3725.286 | 64.3873 | 75.945
1 | 4300 | 707 | 0.04 | 15 | 15 | 7 | 7.4989e-10 | 5spot_SharedNeighbor | Water | Porous | Wet | R600a | MinimizeLCOE_Brownfield | IgnoreSilica | 188.1593 | 93.6682 | 10.3119 | 4 | 3147.3917 | 3711.1393 | 64.1638 | 75.6566 | 174.8153 | 0 | 344.6433 | 11809894.3905 | 1038367.5287 | 12580778.0313 | 10935622.7776 | 0 | 421793.0483 | 0 | 14346717.7528 | 37327216.6762 | 25476592.3791 | 113936982.5844 | 961560.8286 | 14923245.9986 | 14923245.9986 | 1478867.319 | 6851019.4693 | 0 | 129821789.4116 | 153074922.1985 | 749894.2093 | 41.2474 | 3147.3917 | 3711.1393 | 64.1638 | 75.6566
1 | 4300 | 707 | 0.04 | 15 | 15 | 7 | 1e-09 | 5spot_SharedNeighbor | Water | Porous | Wet | R600a | MinimizeLCOE_Brownfield | IgnoreSilica | 188.7466 | 93.9069 | 10.3541 | 4 | 3139.1202 | 3700.5703 | 63.9952 | 75.4411 | 174.7706 | 0 | 334.3217 | 11831368.7841 | 1040219.1103 | 12606419.7125 | 10968284.487 | 0 | 401071.0782 | 0 | 14370471.6371 | 37389019.4107 | 25518774.0153 | 114125628.2352 | 961560.8286 | 14923245.9986 | 14923245.9986 | 1478867.319 | 6851019.4693 | 0 | 130010435.0624 | 153263567.8493 | 1000000 | 41.4162 | 3139.1202 | 3700.5703 | 63.9952 | 75.4411
1 | 4300 | 707 | 0.04 | 15 | 15 | 7 | 1.3335e-09 | 5spot_SharedNeighbor | Water | Porous | Wet | R600a | MinimizeLCOE_Brownfield | IgnoreSilica | 189.183 | 94.084 | 10.3856 | 4 | 3132.8847 | 3692.6269 | 63.8681 | 75.2792 | 174.7373 | 0 | 332.2781 | 11847285.8767 | 1041591.4713 | 12625429.1011 | 10992545.8047 | 0 | 384951.7095 | 0 | 14387803.5457 | 37434113.4816 | 25549551.6453 | 114263272.6358 | 961560.8286 | 14923245.9986 | 14923245.9986 | 1478867.319 | 6851019.4693 | 0 | 130148079.4631 | 153401212.25 | 1333521.4322 | 41.5426 | 3132.8847 | 3692.6269 | 63.8681 | 75.2792
1 | 4300 | 707 | 0.04 | 15 | 15 | 7 | 1.7783e-09 | 5spot_SharedNeighbor | Water | Porous | Wet | R600a | MinimizeLCOE_Brownfield | IgnoreSilica | 189.4823 | 94.2052 | 10.4083 | 4 | 3128.1887 | 3686.7099 | 63.7724 | 75.1586 | 174.7144 | 0 | 351.9897 | 11858180.4056 | 1042530.7633 | 12638441.8574 | 11009182.6577 | 0 | 372209.9781 | 0 | 14399012.8082 | 37463277.6833 | 25569456.8122 | 114352292.9658 | 961560.8286 | 14923245.9986 | 14923245.9986 | 1478867.319 | 6851019.4693 | 0 | 130237099.793 | 153490232.5799 | 1778279.41 | 41.6334 | 3128.1887 | 3686.7099 | 63.7724 | 75.1586
1 | 4300 | 707 | 0.04 | 15 | 15 | 7 | 2.3714e-09 | 5spot_SharedNeighbor | Water | Porous | Wet | R600a | MinimizeLCOE_Brownfield | IgnoreSilica | 188.781 | 93.9193 | 10.392 | 4 | 3124.134 | 3683.5316 | 63.6897 | 75.0938 | 174.7666 | 0 | 314.299 | 11832482.349 | 1040315.1226 | 12607749.5198 | 10970157.8706 | 0 | 349543.9972 | 0 | 14352097.0551 | 37341212.5176 | 25486144.8284 | 113979703.2605 | 961560.8286 | 14923245.9986 | 14923245.9986 | 1478867.319 | 6851019.4693 | 0 | 129864510.0877 | 153117642.8747 | 2371373.7057 | 41.5682 | 3124.134 | 3683.5316 | 63.6897 | 75.0938
1 | 4300 | 707 | 0.04 | 15 | 15 | 7 | 3.1623e-09 | 5spot_SharedNeighbor | Water | Porous | Wet | R600a | MinimizeLCOE_Brownfield | IgnoreSilica | 190.3254 | 94.5471 | 10.4564 | 4 | 3121.4707 | 3677.4276 | 63.6354 | 74.9693 | 174.6506 | 0 | 344.7923 | 11888889.2183 | 1045178.2634 | 12675128.7811 | 11056063.5806 | 0 | 358514.1694 | 0 | 14439271.865 | 37568023.4908 | 25640947.9781 | 114672017.3467 | 961560.8286 | 14923245.9986 | 14923245.9986 | 1478867.319 | 6851019.4693 | 0 | 130556824.1739 | 153809956.9608 | 3162277.6602 | 41.8254 | 3121.4707 | 3677.4276 | 63.6354 | 74.9693
1 | 4300 | 707 | 0.04 | 15 | 15 | 7 | 4.217e-09 | 5spot_SharedNeighbor | Water | Porous | Wet | R600a | MinimizeLCOE_Brownfield | IgnoreSilica | 190.4445 | 94.5952 | 10.4656 | 4 | 3119.5074 | 3674.9717 | 63.5954 | 74.9193 | 174.6415 | 0 | 319.5507 | 11893201.741 | 1045550.0453 | 12680281.6983 | 11062680.8968 | 0 | 352911.7101 | 0 | 14443504.1757 | 37579035.0951 | 25648463.6243 | 114705628.9866 | 961560.8286 | 14923245.9986 | 14923245.9986 | 1478867.319 | 6851019.4693 | 0 | 130590435.8139 | 153843568.6008 | 4216965.0343 | 41.8625 | 3119.5074 | 3674.9717 | 63.5954 | 74.9193
1 | 4300 | 707 | 0.04 | 15 | 15 | 7 | 5.6234e-09 | 5spot_SharedNeighbor | Water | Porous | Wet | R600a | MinimizeLCOE_Brownfield | IgnoreSilica | 190.5371 | 94.6325 | 10.4727 | 4 | 3118.0329 | 3673.1215 | 63.5653 | 74.8815 | 174.6343 | 0 | 317.0869 | 11896553.6625 | 1045839.0115 | 12684286.9671 | 11067825.6592 | 0 | 348711.5322 | 0 | 14446854.5647 | 37587752.12 | 25654413.173 | 114732236.6903 | 961560.8286 | 14923245.9986 | 14923245.9986 | 1478867.319 | 6851019.4693 | 0 | 130617043.5175 | 153870176.3044 | 5623413.2519 | 41.8908 | 3118.0329 | 3673.1215 | 63.5653 | 74.8815
1 | 4300 | 707 | 0.04 | 15 | 15 | 7 | 7.4989e-09 | 5spot_SharedNeighbor | Water | Porous | Wet | R600a | MinimizeLCOE_Brownfield | IgnoreSilica | 190.5908 | 94.6542 | 10.4774 | 4 | 3116.9258 | 3671.764 | 63.5427 | 74.8539 | 174.6302 | 0 | 303.727 | 11898493.9738 | 1046006.2831 | 12686605.5377 | 11070808.6221 | 0 | 345352.4288 | 0 | 14448434.0697 | 37591861.6681 | 25657218.024 | 114744780.6073 | 961560.8286 | 14923245.9986 | 14923245.9986 | 1478867.319 | 6851019.4693 | 0 | 130629587.4345 | 153882720.2214 | 7498942.0933 | 41.9098 | 3116.9258 | 3671.764 | 63.5427 | 74.8539
1 | 4300 | 707 | 0.04 | 15 | 15 | 7 | 1e-08 | 5spot_SharedNeighbor | Water | Porous | Wet | R600a | MinimizeLCOE_Brownfield | IgnoreSilica | 190.6445 | 94.6758 | 10.4815 | 4 | 3116.0948 | 3670.7188 | 63.5258 | 74.8326 | 174.626 | 0 | 306.6973 | 11900437.273 | 1046173.8115 | 12688927.7222 | 11073792.5125 | 0 | 342980.9585 | 0 | 14450401.7883 | 37596981.2682 | 25660712.2563 | 114760407.5906 | 961560.8286 | 14923245.9986 | 14923245.9986 | 1478867.319 | 6851019.4693 | 0 | 130645214.4178 | 153898347.2048 | 10000000 | 41.9259 | 3116.0948 | 3670.7188 | 63.5258 | 74.8326
1 | 4400 | 707 | 0.04 | 15 | 15 | 7 | 1e-13 | 5spot_SharedNeighbor | Water | Porous | Wet | R600a | MinimizeLCOE_Brownfield | IgnoreSilica | 0.74031 | 0.1473 | 0.0045223 | 4 | 952694.8149 | 2273625.9067 | 19421.9724 | 46350.9394 | 111.8971 | 0 | 53.7148 | 101295.7637 | 6722.7134 | 74165.1301 | 51494.0945 | 0 | 53834.4803 | 0 | 112129.751 | 291738.6111 | 199117.5967 | 890498.1408 | 961560.8286 | 15381354.416 | 15381354.416 | 1478867.319 | 7034262.8363 | 0 | 17233413.3854 | 41127897.9566 | 100 | 0.018089 | 952694.8149 | 2273625.9067 | 19421.9724 | 46350.9394
1 | 4400 | 707 | 0.04 | 15 | 15 | 7 | 1.3335e-13 | 5spot_SharedNeighbor | Water | Porous | Wet | R600a | MinimizeLCOE_Brownfield | IgnoreSilica | 0.95719 | 0.22977 | 0.011595 | 4 | 378157.144 | 893328.5259 | 7709.2449 | 18211.7103 | 124.0445 | 0 | 52.5104 | 147505.701 | 10558.0218 | 104951.4985 | 63091.8691 | 0 | 60243.7935 | 0 | 150676.8447 | 392030.2419 | 267568.6955 | 1196626.6661 | 961560.8286 | 15381354.416 | 15381354.416 | 1478867.319 | 7034262.8363 | 0 | 17539541.9107 | 41434026.4819 | 133.3521 | 0.046382 | 378157.144 | 893328.5259 | 7709.2449 | 18211.7103
1 | 4400 | 707 | 0.04 | 15 | 15 | 7 | 1.7783e-13 | 5spot_SharedNeighbor | Water | Porous | Wet | R600a | MinimizeLCOE_Brownfield | IgnoreSilica | 1.235 | 0.34646 | 0.022923 | 4 | 195617.6317 | 456215.0542 | 3987.93 | 9300.561 | 134.9024 | 0 | 46.1588 | 207319.4935 | 15945.3325 | 144685.6163 | 79245.1201 | 0 | 67291.1347 | 0 | 200649.8119 | 522049.6515 | 356309.6142 | 1593495.7747 | 961560.8286 | 15381354.416 | 15381354.416 | 1478867.319 | 7034262.8363 | 0 | 17936411.0193 | 41830895.5906 | 177.8279 | 0.091691 | 195617.6317 | 456215.0542 | 3987.93 | 9300.561
1 | 4400 | 707 | 0.04 | 15 | 15 | 7 | 2.3714e-13 | 5spot_SharedNeighbor | Water | Porous | Wet | R600a | MinimizeLCOE_Brownfield | IgnoreSilica | 1.6125 | 0.51622 | 0.040656 | 4 | 113575.3512 | 260507.6179 | 2315.3872 | 5310.8002 | 144.7817 | 0 | 276.6545 | 286877.8636 | 23702.7402 | 197694.7907 | 102060.4811 | 0 | 76397.0918 | 0 | 267825.8573 | 696827.9421 | 475599.3888 | 2126986.1557 | 961560.8286 | 15381354.416 | 15381354.416 | 1478867.319 | 7034262.8363 | 0 | 18469901.4003 | 42364385.9715 | 237.1374 | 0.16262 | 113575.3512 | 260507.6179 | 2315.3872 | 5310.8002
1 | 4400 | 707 | 0.04 | 15 | 15 | 7 | 3.1623e-13 | 5spot_SharedNeighbor | Water | Porous | Wet | R600a | MinimizeLCOE_Brownfield | IgnoreSilica | 2.0793 | 0.73726 | 0.065765 | 4 | 72672.6039 | 163505.5571 | 1481.5293 | 3333.2819 | 152.7512 | 0 | 374.6775 | 382621.9614 | 33892.9243 | 261357.1728 | 132360.7728 | 0 | 85500.8163 | 0 | 349336.1226 | 908900.9323 | 620343.5623 | 2774314.2649 | 961560.8286 | 15381354.416 | 15381354.416 | 1478867.319 | 7034262.8363 | 0 | 19117229.5095 | 43011714.0808 | 316.2278 | 0.26306 | 72672.6039 | 163505.5571 | 1481.5293 | 3333.2819
1 | 4400 | 707 | 0.04 | 15 | 15 | 7 | 4.217e-13 | 5spot_SharedNeighbor | Water | Porous | Wet | R600a | MinimizeLCOE_Brownfield | IgnoreSilica | 2.7211 | 1.0852 | 0.1017 | 4 | 49156.9122 | 107892.7652 | 1002.1301 | 2199.54 | 159.7297 | 0 | 487.8261 | 506426.572 | 45822.6262 | 355489.0407 | 173481.3994 | 0 | 98772.7272 | 0 | 460197.0225 | 1197338.2532 | 817207.9607 | 3654735.6019 | 961560.8286 | 15381354.416 | 15381354.416 | 1478867.319 | 7034262.8363 | 0 | 19997650.8465 | 43892135.4178 | 421.6965 | 0.40681 | 49156.9122 | 107892.7652 | 1002.1301 | 2199.54
1 | 4400 | 707 | 0.04 | 15 | 15 | 7 | 5.6234e-13 | 5spot_SharedNeighbor | Water | Porous | Wet | R600a | MinimizeLCOE_Brownfield | IgnoreSilica | 3.5379 | 1.542 | 0.14753 | 4 | 35637.7905 | 76128.1797 | 726.5246 | 1551.9759 | 165.253 | 0 | 635.5824 | 647461.6603 | 58600.9857 | 470881.7606 | 222924.0093 | 0 | 113704.2334 | 0 | 590293.3333 | 1535822.1673 | 1048230.1872 | 4687918.3372 | 961560.8286 | 15381354.416 | 15381354.416 | 1478867.319 | 7034262.8363 | 0 | 21030833.5818 | 44925318.153 | 562.3413 | 0.59013 | 35637.7905 | 76128.1797 | 726.5246 | 1551.9759
1 | 4400 | 707 | 0.04 | 15 | 15 | 7 | 7.4989e-13 | 5spot_SharedNeighbor | Water | Porous | Wet | R600a | MinimizeLCOE_Brownfield | IgnoreSilica | 4.6379 | 2.1598 | 0.2093 | 4 | 26670.0897 | 55211.6214 | 543.7059 | 1125.5636 | 169.8075 | 0 | 83.413 | 819797.0785 | 74187.531 | 616552.6241 | 289000.1853 | 0 | 132764.7741 | 0 | 753597.8553 | 1960707.0353 | 1338222.8401 | 5984829.9238 | 961560.8286 | 15381354.416 | 15381354.416 | 1478867.319 | 7034262.8363 | 0 | 22327745.1684 | 46222229.7397 | 749.8942 | 0.83718 | 26670.0897 | 55211.6214 | 543.7059 | 1125.5636
1 | 4400 | 707 | 0.04 | 15 | 15 | 7 | 1e-12 | 5spot_SharedNeighbor | Water | Porous | Wet | R600a | MinimizeLCOE_Brownfield | IgnoreSilica | 6.1117 | 2.9887 | 0.292 | 4 | 20504.5673 | 40962.0232 | 418.0133 | 835.0662 | 173.4335 | 0 | 81.6886 | 1029640.5163 | 93126.6272 | 799501.4271 | 377112.0867 | 0 | 156535.7287 | 0 | 957807.3906 | 2492018.357 | 1700853.7345 | 7606595.8681 | 961560.8286 | 15381354.416 | 15381354.416 | 1478867.319 | 7034262.8363 | 0 | 23949511.1127 | 47843995.684 | 1000 | 1.168 | 20504.5673 | 40962.0232 | 418.0133 | 835.0662
1 | 4400 | 707 | 0.04 | 15 | 15 | 7 | 1.3335e-12 | 5spot_SharedNeighbor | Water | Porous | Wet | R600a | MinimizeLCOE_Brownfield | IgnoreSilica | 8.0459 | 4.0686 | 0.39981 | 4 | 16212.6079 | 31153.6385 | 330.5159 | 635.1091 | 176.055 | 0 | 89.7782 | 1278900.4767 | 115570.2409 | 1023263.3246 | 492237.6653 | 0 | 184751.6388 | 0 | 1206942.1051 | 3140215.7796 | 2143261.7945 | 9585143.0256 | 961560.8286 | 15381354.416 | 15381354.416 | 1478867.319 | 7034262.8363 | 0 | 25928058.2702 | 49822542.8414 | 1333.5214 | 1.5993 | 16212.6079 | 31153.6385 | 330.5159 | 635.1091
1 | 4400 | 707 | 0.04 | 15 | 15 | 7 | 1.7783e-12 | 5spot_SharedNeighbor | Water | Porous | Wet | R600a | MinimizeLCOE_Brownfield | IgnoreSilica | 10.6205 | 5.5351 | 0.54678 | 4 | 13002.7789 | 23927.8074 | 265.0792 | 487.8007 | 178.5175 | 0 | 73.606 | 1588328.6386 | 143358.4733 | 1308979.8157 | 645913.4744 | 0 | 218777.8062 | 0 | 1523089.7012 | 3962766.9739 | 2704669.8864 | 12095884.7698 | 961560.8286 | 15381354.416 | 15381354.416 | 1478867.319 | 7034262.8363 | 0 | 28438800.0144 | 52333284.5856 | 1778.2794 | 2.1871 | 13002.7789 | 23927.8074 | 265.0792 | 487.8007
1 | 4400 | 707 | 0.04 | 15 | 15 | 7 | 2.3714e-12 | 5spot_SharedNeighbor | Water | Porous | Wet | R600a | MinimizeLCOE_Brownfield | IgnoreSilica | 14.0117 | 7.4516 | 0.73948 | 4 | 10658.051 | 18736.1803 | 217.2788 | 381.9624 | 180.2191 | 0 | 56.7903 | 1958728.6352 | 176526.7196 | 1660475.5066 | 847810.2702 | 0 | 258472.511 | 0 | 1911785.3206 | 4974073.2432 | 3394907.1955 | 15182779.4019 | 961560.8286 | 15381354.416 | 15381354.416 | 1478867.319 | 7034262.8363 | 0 | 31525694.6465 | 55420179.2178 | 2371.3737 | 2.9579 | 10658.051 | 18736.1803 | 217.2788 | 381.9624
1 | 4400 | 707 | 0.04 | 15 | 15 | 7 | 3.1623e-12 | 5spot_SharedNeighbor | Water | Porous | Wet | R600a | MinimizeLCOE_Brownfield | IgnoreSilica | 18.4675 | 9.9711 | 0.99196 | 4 | 8911.2162 | 14933.2754 | 181.6672 | 304.435 | 181.5199 | 0 | 99.8539 | 2405934.6296 | 216449.3423 | 2096175.7695 | 1113081.0764 | 0 | 307747.4047 | 0 | 2394361.4068 | 6229637.2293 | 4251855.4153 | 19015242.2738 | 961560.8286 | 15381354.416 | 15381354.416 | 1478867.319 | 7034262.8363 | 0 | 35358157.5184 | 59252642.0897 | 3162.2777 | 3.9678 | 8911.2162 | 14933.2754 | 181.6672 | 304.435
1 | 4400 | 707 | 0.04 | 15 | 15 | 7 | 4.217e-12 | 5spot_SharedNeighbor | Water | Porous | Wet | R600a | MinimizeLCOE_Brownfield | IgnoreSilica | 24.4138 | 13.3341 | 1.3293 | 4 | 7558.3847 | 12052.1355 | 154.0879 | 245.6991 | 182.5259 | 0 | 96.183 | 2954801.3721 | 265284.6878 | 2644879.4508 | 1466921.4599 | 0 | 367532.1794 | 0 | 3002773.4685 | 7812600.6115 | 5332260.4502 | 23847053.6801 | 961560.8286 | 15381354.416 | 15381354.416 | 1478867.319 | 7034262.8363 | 0 | 40189968.9247 | 64084453.4959 | 4216.965 | 5.3173 | 7558.3847 | 12052.1355 | 154.0879 | 245.6991
1 | 4400 | 707 | 0.04 | 15 | 15 | 7 | 5.6234e-12 | 5spot_SharedNeighbor | Water | Porous | Wet | R600a | MinimizeLCOE_Brownfield | IgnoreSilica | 32.2406 | 17.7619 | 1.7737 | 4 | 6512.9695 | 9880.7622 | 132.7757 | 201.4327 | 183.2909 | 0 | 111.0229 | 3619871.0526 | 324248.8642 | 3326783.1132 | 1932655.1918 | 0 | 439370.3514 | 0 | 3760742.1435 | 9784679.6232 | 6678244.8979 | 29866595.2377 | 961560.8286 | 15381354.416 | 15381354.416 | 1478867.319 | 7034262.8363 | 0 | 46209510.4823 | 70103995.0535 | 5623.4133 | 7.095 | 6512.9695 | 9880.7622 | 132.7757 | 201.4327
1 | 4400 | 707 | 0.04 | 15 | 15 | 7 | 7.4989e-12 | 5spot_SharedNeighbor | Water | Porous | Wet | R600a | MinimizeLCOE_Brownfield | IgnoreSilica | 42.499 | 23.5652 | 2.3563 | 4 | 5696.4523 | 8231.5938 | 116.1299 | 167.8122 | 183.8678 | 0 | 97.9835 | 4423263.0806 | 395208.9738 | 4171105.3173 | 2543071.9398 | 0 | 525740.4031 | 0 | 4702771.9887 | 12235648.0434 | 8351081.207 | 37347890.9537 | 961560.8286 | 15381354.416 | 15381354.416 | 1478867.319 | 7034262.8363 | 0 | 53690806.1983 | 77585290.7696 | 7498.9421 | 9.4253 | 5696.4523 | 8231.5938 | 116.1299 | 167.8122
1 | 4400 | 707 | 0.04 | 15 | 15 | 7 | 1e-11 | 5spot_SharedNeighbor | Water | Porous | Wet | R600a | MinimizeLCOE_Brownfield | IgnoreSilica | 55.8 | 31.0759 | 3.11 | 4 | 5055.957 | 6976.759 | 103.0725 | 142.2307 | 184.2606 | 0 | 107.2528 | 5383158.2614 | 479659.4025 | 5204421.7938 | 3334141.6654 | 0 | 628844.6316 | 0 | 5861788.0443 | 15251170.0733 | 10409236.9552 | 46552420.8276 | 961560.8286 | 15381354.416 | 15381354.416 | 1478867.319 | 7034262.8363 | 0 | 62895336.0722 | 86789820.6434 | 10000 | 12.4398 | 5055.957 | 6976.759 | 103.0725 | 142.2307
1 | 4400 | 707 | 0.04 | 15 | 15 | 7 | 1.3335e-11 | 5spot_SharedNeighbor | Water | Porous | Wet | R600a | MinimizeLCOE_Brownfield | IgnoreSilica | 72.6816 | 40.5266 | 4.0568 | 4 | 4557.5403 | 6030.0327 | 92.9116 | 122.9304 | 184.37 | 0 | 128.7109 | 6501302.1563 | 577636.4756 | 6436144.6793 | 4336521.0936 | 0 | 749835.0698 | 0 | 7254561.3951 | 18874880.6348 | 12882493.8733 | 57613375.3778 | 961560.8286 | 15381354.416 | 15381354.416 | 1478867.319 | 7034262.8363 | 0 | 73956290.6224 | 97850775.1937 | 13335.2143 | 16.2272 | 4557.5403 | 6030.0327 | 92.9116 | 122.9304
1 | 4400 | 707 | 0.04 | 15 | 15 | 7 | 1.7783e-11 | 5spot_SharedNeighbor | Water | Porous | Wet | R600a | MinimizeLCOE_Brownfield | IgnoreSilica | 93.4394 | 51.8895 | 5.1902 | 4 | 4178.8668 | 5329.7982 | 85.1919 | 108.6551 | 184.0032 | 0 | 139.8332 | 7751418.8534 | 686739.6802 | 7843271.7717 | 5564054.6531 | 0 | 889020.4997 | 0 | 8866457.1287 | 23068702.6884 | 15744863.5992 | 70414528.8744 | 961560.8286 | 15381354.416 | 15381354.416 | 1478867.319 | 7034262.8363 | 0 | 86757444.119 | 110651928.6903 | 17782.7941 | 20.761 | 4178.8668 | 5329.7982 | 85.1919 | 108.6551
1 | 4400 | 707 | 0.04 | 15 | 15 | 7 | 2.3714e-11 | 5spot_SharedNeighbor | Water | Porous | Wet | R600a | MinimizeLCOE_Brownfield | IgnoreSilica | 117.8368 | 64.6949 | 6.4563 | 4 | 3903.1801 | 4828.4245 | 79.5716 | 98.434 | 182.9848 | 0 | 144.448 | 9070145.6041 | 801392.6278 | 9356846.2541 | 6995265.0677 | 0 | 1044671.3555 | 0 | 10634645.1546 | 27669165.2266 | 18884773.8117 | 84456905.1022 | 961560.8286 | 15381354.416 | 15381354.416 | 1478867.319 | 7034262.8363 | 0 | 100799820.3468 | 124694304.9181 | 23713.7371 | 25.8251 | 3903.1801 | 4828.4245 | 79.5716 | 98.434
1 | 4400 | 707 | 0.04 | 15 | 15 | 7 | 3.1623e-11 | 5spot_SharedNeighbor | Water | Porous | Wet | R600a | MinimizeLCOE_Brownfield | IgnoreSilica | 134.6371 | 73.0762 | 7.3879 | 4 | 3708.2756 | 4516.8403 | 75.5982 | 92.0819 | 181.9761 | 0 | 160.45 | 9893002.8555 | 872729.1782 | 10314643.9201 | 7971658.4441 | 0 | 1053037.9096 | 0 | 11740978.1999 | 30547616.8705 | 20849376.2048 | 93243043.5828 | 961560.8286 | 15381354.416 | 15381354.416 | 1478867.319 | 7034262.8363 | 0 | 109585958.8274 | 133480443.3986 | 31622.7766 | 29.5517 | 3708.2756 | 4516.8403 | 75.5982 | 92.0819
1 | 4400 | 707 | 0.04 | 15 | 15 | 7 | 4.217e-11 | 5spot_SharedNeighbor | Water | Porous | Wet | R600a | MinimizeLCOE_Brownfield | IgnoreSilica | 148.5339 | 79.8256 | 8.1898 | 4 | 3555.03 | 4284.427 | 72.4741 | 87.3438 | 181.117 | 0 | 210.9404 | 10536345.8783 | 928402.0097 | 11069996.1394 | 8775173.738 | 0 | 1014565.4343 | 0 | 12606548.4479 | 32799653.1027 | 22386437.2081 | 100117121.9584 | 961560.8286 | 15381354.416 | 15381354.416 | 1478867.319 | 7034262.8363 | 0 | 116460037.203 | 140354521.7743 | 42169.6503 | 32.7592 | 3555.03 | 4284.427 | 72.4741 | 87.3438
1 | 4400 | 707 | 0.04 | 15 | 15 | 7 | 5.6234e-11 | 5spot_SharedNeighbor | Water | Porous | Wet | R600a | MinimizeLCOE_Brownfield | IgnoreSilica | 162.3411 | 86.3331 | 8.9579 | 4 | 3434.6693 | 4101.5249 | 70.0204 | 83.6151 | 180.2173 | 0 | 139.6488 | 11142216.9342 | 980755.4685 | 11786250.2956 | 9567904.8654 | 0 | 981368.0398 | 0 | 13438813.2854 | 34965035.4889 | 23864355.1808 | 106726699.5585 | 961560.8286 | 15381354.416 | 15381354.416 | 1478867.319 | 7034262.8363 | 0 | 123069614.8031 | 146964099.3744 | 56234.1325 | 35.8316 | 3434.6693 | 4101.5249 | 70.0204 | 83.6151
1 | 4400 | 707 | 0.04 | 15 | 15 | 7 | 7.4989e-11 | 5spot_SharedNeighbor | Water | Porous | Wet | R600a | MinimizeLCOE_Brownfield | IgnoreSilica | 166.1649 | 88.0797 | 9.306 | 4 | 3342.9565 | 3984.8689 | 68.1507 | 81.2369 | 179.941 | 0 | 196.7554 | 11302601.7697 | 994602.3472 | 11976618.6497 | 9786272.2164 | 0 | 840170.343 | 0 | 13611103.4772 | 35413299.2264 | 24170304.3925 | 108094972.4221 | 961560.8286 | 15381354.416 | 15381354.416 | 1478867.319 | 7034262.8363 | 0 | 124437887.6667 | 148332372.238 | 74989.4209 | 37.2239 | 3342.9565 | 3984.8689 | 68.1507 | 81.2369
1 | 4400 | 707 | 0.04 | 15 | 15 | 7 | 1e-10 | 5spot_SharedNeighbor | Water | Porous | Wet | R600a | MinimizeLCOE_Brownfield | IgnoreSilica | 172.6714 | 91.0154 | 9.7175 | 4 | 3273.0224 | 3887.7494 | 66.725 | 79.257 | 179.4653 | 0 | 200.0423 | 11570180.0191 | 1017692.8918 | 12294910.6546 | 10157125.848 | 0 | 759453.914 | 0 | 13961751.6977 | 36325613.9685 | 24792977.9502 | 110879706.944 | 961560.8286 | 15381354.416 | 15381354.416 | 1478867.319 | 7034262.8363 | 0 | 127222622.1886 | 151117106.7598 | 100000 | 38.8701 | 3273.0224 | 3887.7494 | 66.725 | 79.257
1 | 4400 | 707 | 0.04 | 15 | 15 | 7 | 1.3335e-10 | 5spot_SharedNeighbor | Water | Porous | Wet | R600a | MinimizeLCOE_Brownfield | IgnoreSilica | 177.7481 | 93.2663 | 10.0424 | 4 | 3219.4138 | 3814.2542 | 65.6321 | 77.7587 | 179.0822 | 0 | 237.3154 | 11773699.6691 | 1035246.5272 | 12537571.5406 | 10445872.9585 | 0 | 684946.5043 | 0 | 14226161.5079 | 37013554.0566 | 25262511.1961 | 112979563.9603 | 961560.8286 | 15381354.416 | 15381354.416 | 1478867.319 | 7034262.8363 | 0 | 129322479.2049 | 153216963.7761 | 133352.1432 | 40.1696 | 3219.4138 | 3814.2542 | 65.6321 | 77.7587
1 | 4400 | 707 | 0.04 | 15 | 15 | 7 | 1.7783e-10 | 5spot_SharedNeighbor | Water | Porous | Wet | R600a | MinimizeLCOE_Brownfield | IgnoreSilica | 181.746 | 95.0121 | 10.2984 | 4 | 3178.4332 | 3758.4883 | 64.7967 | 76.6219 | 178.7734 | 0 | 245.6173 | 11930599.1605 | 1048773.9275 | 12724975.8548 | 10672180.689 | 0 | 620044.8517 | 0 | 14428664.0485 | 37540424.1283 | 25622110.8462 | 114587773.5064 | 961560.8286 | 15381354.416 | 15381354.416 | 1478867.319 | 7034262.8363 | 0 | 130930688.751 | 154825173.3223 | 177827.941 | 41.1935 | 3178.4332 | 3758.4883 | 64.7967 | 76.6219
1 | 4400 | 707 | 0.04 | 15 | 15 | 7 | 2.3714e-10 | 5spot_SharedNeighbor | Water | Porous | Wet | R600a | MinimizeLCOE_Brownfield | IgnoreSilica | 184.6735 | 96.2756 | 10.4907 | 4 | 3147.1969 | 3716.6202 | 64.1599 | 75.7683 | 178.5431 | 0 | 276.4542 | 12043634.7496 | 1058516.7226 | 12860163.7854 | 10837465.9467 | 0 | 562888.6025 | 0 | 14571441.2247 | 37911901.053 | 25875651.4803 | 115721663.5649 | 961560.8286 | 15381354.416 | 15381354.416 | 1478867.319 | 7034262.8363 | 0 | 132064578.8095 | 155959063.3807 | 237137.3706 | 41.9626 | 3147.1969 | 3716.6202 | 64.1599 | 75.7683
1 | 4400 | 707 | 0.04 | 15 | 15 | 7 | 3.1623e-10 | 5spot_SharedNeighbor | Water | Porous | Wet | R600a | MinimizeLCOE_Brownfield | IgnoreSilica | 186.8512 | 97.2074 | 10.636 | 4 | 3123.4461 | 3685.0894 | 63.6757 | 75.1255 | 178.3695 | 0 | 281.3253 | 12126738.518 | 1065678.1463 | 12959646.9318 | 10960298.136 | 0 | 514707.9886 | 0 | 14674557.1911 | 38180187.6456 | 26058762.5925 | 116540577.1498 | 961560.8286 | 15381354.416 | 15381354.416 | 1478867.319 | 7034262.8363 | 0 | 132883492.3944 | 156777976.9657 | 316227.766 | 42.5439 | 3123.4461 | 3685.0894 | 63.6757 | 75.1255
1 | 4400 | 707 | 0.04 | 15 | 15 | 7 | 4.217e-10 | 5spot_SharedNeighbor | Water | Porous | Wet | R600a | MinimizeLCOE_Brownfield | IgnoreSilica | 188.4519 | 97.8879 | 10.7447 | 4 | 3105.423 | 3661.3814 | 63.3082 | 74.6422 | 178.2407 | 0 | 268.6366 | 12187280.7768 | 1070894.5589 | 13032171.0743 | 11050510.2882 | 0 | 474822.2758 | 0 | 14748114.7998 | 38371569.4549 | 26189384.6098 | 117124747.8385 | 961560.8286 | 15381354.416 | 15381354.416 | 1478867.319 | 7034262.8363 | 0 | 133467663.0831 | 157362147.6544 | 421696.5034 | 42.9789 | 3105.423 | 3661.3814 | 63.3082 | 74.6422
1 | 4400 | 707 | 0.04 | 15 | 15 | 7 | 5.6234e-10 | 5spot_SharedNeighbor | Water | Porous | Wet | R600a | MinimizeLCOE_Brownfield | IgnoreSilica | 189.6091 | 98.3774 | 10.8252 | 4 | 3091.7705 | 3643.5956 | 63.0299 | 74.2796 | 178.1469 | 0 | 280.1758 | 12230763.4532 | 1074640.6857 | 13084284.8894 | 11115694.6397 | 0 | 442209.1933 | 0 | 14799561.2159 | 38505422.4764 | 26280742.0475 | 117533318.6012 | 961560.8286 | 15381354.416 | 15381354.416 | 1478867.319 | 7034262.8363 | 0 | 133876233.8458 | 157770718.4171 | 562341.3252 | 43.3008 | 3091.7705 | 3643.5956 | 63.0299 | 74.2796
1 | 4400 | 707 | 0.04 | 15 | 15 | 7 | 7.4989e-10 | 5spot_SharedNeighbor | Water | Porous | Wet | R600a | MinimizeLCOE_Brownfield | IgnoreSilica | 190.425 | 98.7213 | 10.8839 | 4 | 3081.4453 | 3630.2953 | 62.8194 | 74.0085 | 178.0803 | 0 | 275.7556 | 12261270.627 | 1077268.7425 | 13120860.3008 | 11161633.0243 | 0 | 415729.2133 | 0 | 14834337.1441 | 38595902.3079 | 26342496.3916 | 117809497.7515 | 961560.8286 | 15381354.416 | 15381354.416 | 1478867.319 | 7034262.8363 | 0 | 134152412.9961 | 158046897.5674 | 749894.2093 | 43.5355 | 3081.4453 | 3630.2953 | 62.8194 | 74.0085
1 | 4400 | 707 | 0.04 | 15 | 15 | 7 | 1e-09 | 5spot_SharedNeighbor | Water | Porous | Wet | R600a | MinimizeLCOE_Brownfield | IgnoreSilica | 191.0265 | 98.9741 | 10.9277 | 4 | 3073.6475 | 3620.2983 | 62.6605 | 73.8047 | 178.031 | 0 | 325.853 | 12283683.8672 | 1079199.4371 | 13147738.4488 | 11195489.6405 | 0 | 394854.7649 | 0 | 14859376.8018 | 38661050.361 | 26386961.2765 | 118008354.5977 | 961560.8286 | 15381354.416 | 15381354.416 | 1478867.319 | 7034262.8363 | 0 | 134351269.8423 | 158245754.4135 | 1000000 | 43.7107 | 3073.6475 | 3620.2983 | 62.6605 | 73.8047
1 | 4400 | 707 | 0.04 | 15 | 15 | 7 | 1.3335e-09 | 5spot_SharedNeighbor | Water | Porous | Wet | R600a | MinimizeLCOE_Brownfield | IgnoreSilica | 191.5381 | 99.1888 | 10.9629 | 4 | 3067.7654 | 3612.6572 | 62.5405 | 73.6489 | 177.9891 | 0 | 339.1101 | 12302700.8641 | 1080837.5062 | 13170548.2014 | 11224256.282 | 0 | 379371.4556 | 0 | 14881508.5806 | 38718632.7096 | 26426262.4127 | 118184118.0122 | 961560.8286 | 15381354.416 | 15381354.416 | 1478867.319 | 7034262.8363 | 0 | 134527033.2568 | 158421517.8281 | 1333521.4322 | 43.8518 | 3067.7654 | 3612.6572 | 62.5405 | 73.6489
1 | 4400 | 707 | 0.04 | 15 | 15 | 7 | 1.7783e-09 | 5spot_SharedNeighbor | Water | Porous | Wet | R600a | MinimizeLCOE_Brownfield | IgnoreSilica | 191.8398 | 99.315 | 10.9863 | 4 | 3063.3324 | 3607.0672 | 62.4502 | 73.5349 | 177.9643 | 0 | 342.0467 | 12313873.7229 | 1081799.8739 | 13183951.2636 | 11241175.5855 | 0 | 366442.9849 | 0 | 14893024.938 | 38748595.9093 | 26446712.9121 | 118275577.1903 | 961560.8286 | 15381354.416 | 15381354.416 | 1478867.319 | 7034262.8363 | 0 | 134618492.4349 | 158512977.0062 | 1778279.41 | 43.9451 | 3063.3324 | 3607.0672 | 62.4502 | 73.5349
1 | 4400 | 707 | 0.04 | 15 | 15 | 7 | 2.3714e-09 | 5spot_SharedNeighbor | Water | Porous | Wet | R600a | MinimizeLCOE_Brownfield | IgnoreSilica | 191.687 | 99.2505 | 10.9904 | 4 | 3059.4983 | 3603.0281 | 62.372 | 73.4526 | 177.9763 | 0 | 331.5111 | 12308161.6969 | 1081307.8746 | 13177098.8915 | 11232592.1757 | 0 | 350048.391 | 0 | 14878191.5216 | 38710002.4026 | 26420372.0508 | 118157775.0049 | 961560.8286 | 15381354.416 | 15381354.416 | 1478867.319 | 7034262.8363 | 0 | 134500690.2495 | 158395174.8207 | 2371373.7057 | 43.9617 | 3059.4983 | 3603.0281 | 62.372 | 73.4526
1 | 4400 | 707 | 0.04 | 15 | 15 | 7 | 3.1623e-09 | 5spot_SharedNeighbor | Water | Porous | Wet | R600a | MinimizeLCOE_Brownfield | IgnoreSilica | 192.6855 | 99.6692 | 11.0357 | 4 | 3057.0137 | 3598.3156 | 62.3214 | 73.3565 | 177.8953 | 0 | 317.6467 | 12345211.5635 | 1084499.0219 | 13221551.8525 | 11288614.9769 | 0 | 352648.8837 | 0 | 14934085.2564 | 38855426.435 | 26519626.9411 | 118601664.9309 | 961560.8286 | 15381354.416 | 15381354.416 | 1478867.319 | 7034262.8363 | 0 | 134944580.1755 | 158839064.7468 | 3162277.6602 | 44.1426 | 3057.0137 | 3598.3156 | 62.3214 | 73.3565
1 | 4400 | 707 | 0.04 | 15 | 15 | 7 | 4.217e-09 | 5spot_SharedNeighbor | Water | Porous | Wet | R600a | MinimizeLCOE_Brownfield | IgnoreSilica | 192.795 | 99.7147 | 11.0448 | 4 | 3055.1596 | 3596.015 | 62.2836 | 73.3096 | 177.8862 | 0 | 329.6599 | 12349239.5196 | 1084845.9396 | 13226385.5742 | 11294748.5222 | 0 | 346829.8214 | 0 | 14937799.257 | 38865089.5028 | 26526222.1834 | 118631160.3201 | 961560.8286 | 15381354.416 | 15381354.416 | 1478867.319 | 7034262.8363 | 0 | 134974075.5647 | 158868560.136 | 4216965.0343 | 44.1791 | 3055.1596 | 3596.015 | 62.2836 | 73.3096
1 | 4400 | 707 | 0.04 | 15 | 15 | 7 | 5.6234e-09 | 5spot_SharedNeighbor | Water | Porous | Wet | R600a | MinimizeLCOE_Brownfield | IgnoreSilica | 192.883 | 99.7514 | 11.0518 | 4 | 3053.7668 | 3594.2765 | 62.2552 | 73.2742 | 177.8789 | 0 | 326.8618 | 12352477.0397 | 1085124.777 | 13230270.8694 | 11299678.7709 | 0 | 342497.3141 | 0 | 14940919.0207 | 38873206.488 | 26531762.1926 | 118655936.4724 | 961560.8286 | 15381354.416 | 15381354.416 | 1478867.319 | 7034262.8363 | 0 | 134998851.717 | 158893336.2883 | 5623413.2519 | 44.2073 | 3053.7668 | 3594.2765 | 62.2552 | 73.2742
1 | 4400 | 707 | 0.04 | 15 | 15 | 7 | 7.4989e-09 | 5spot_SharedNeighbor | Water | Porous | Wet | R600a | MinimizeLCOE_Brownfield | IgnoreSilica | 192.9413 | 99.7756 | 11.0568 | 4 | 3052.721 | 3592.986 | 62.2338 | 73.2479 | 177.874 | 0 | 322.5241 | 12354621.5128 | 1085309.4727 | 13232844.4809 | 11302947.7263 | 0 | 339132.3537 | 0 | 14942793.6631 | 38878083.9229 | 26535091.1421 | 118670824.2744 | 961560.8286 | 15381354.416 | 15381354.416 | 1478867.319 | 7034262.8363 | 0 | 135013739.519 | 158908224.0902 | 7498942.0933 | 44.2273 | 3052.721 | 3592.986 | 62.2338 | 73.2479
1 | 4400 | 707 | 0.04 | 15 | 15 | 7 | 1e-08 | 5spot_SharedNeighbor | Water | Porous | Wet | R600a | MinimizeLCOE_Brownfield | IgnoreSilica | 192.9802 | 99.7918 | 11.0604 | 4 | 3051.936 | 3592.0267 | 62.2178 | 73.2283 | 177.8708 | 0 | 312.9963 | 12356049.5601 | 1085432.4647 | 13234558.3284 | 11305126.642 | 0 | 336536.2713 | 0 | 14943904.274 | 38880973.5046 | 26537063.341 | 118679644.3861 | 961560.8286 | 15381354.416 | 15381354.416 | 1478867.319 | 7034262.8363 | 0 | 135022559.6307 | 158917044.2019 | 10000000 | 44.2416 | 3051.936 | 3592.0267 | 62.2178 | 73.2283
1 | 4500 | 707 | 0.04 | 15 | 15 | 7 | 1e-13 | 5spot_SharedNeighbor | Water | Porous | Wet | R600a | MinimizeLCOE_Brownfield | IgnoreSilica | 0.75975 | 0.15706 | 0.0055015 | 4 | 805892.6242 | 1921218.3582 | 16429.2112 | 39166.6349 | 114.2817 | 0 | 54.6731 | 107395.4387 | 7230.9668 | 77940.1469 | 52751.1331 | 0 | 54212.5551 | 0 | 116816.7938 | 303933.3351 | 207440.7464 | 927721.116 | 961560.8286 | 15845322.9242 | 15845322.9242 | 1478867.319 | 7219850.2396 | 0 | 17734604.8689 | 42278645.3517 | 100 | 0.022006 | 805892.6242 | 1921218.3582 | 16429.2112 | 39166.6349
1 | 4500 | 707 | 0.04 | 15 | 15 | 7 | 1.3335e-13 | 5spot_SharedNeighbor | Water | Porous | Wet | R600a | MinimizeLCOE_Brownfield | IgnoreSilica | 0.97664 | 0.24286 | 0.013236 | 4 | 340907.091 | 804495.3924 | 6949.8522 | 16400.7267 | 126.4167 | 0 | 55.3738 | 155245.3099 | 11282.5021 | 109527.9301 | 64763.8563 | 0 | 60171.1287 | 0 | 156386.3836 | 406885.2908 | 277707.5716 | 1241969.973 | 961560.8286 | 15845322.9242 | 15845322.9242 | 1478867.319 | 7219850.2396 | 0 | 18048853.7259 | 42592894.2087 | 133.3521 | 0.052944 | 340907.091 | 804495.3924 | 6949.8522 | 16400.7267
1 | 4500 | 707 | 0.04 | 15 | 15 | 7 | 1.7783e-13 | 5spot_SharedNeighbor | Water | Porous | Wet | R600a | MinimizeLCOE_Brownfield | IgnoreSilica | 1.2739 | 0.37228 | 0.02608 | 4 | 177190.5696 | 412466.9931 | 3612.2694 | 8408.6976 | 137.9671 | 0 | 54.068 | 221149.5658 | 17363.1988 | 152932.4271 | 82137.17 | 0 | 68071.5294 | 0 | 211245.0175 | 549616.2033 | 375124.3522 | 1677639.4642 | 961560.8286 | 15845322.9242 | 15845322.9242 | 1478867.319 | 7219850.2396 | 0 | 18484523.217 | 43028563.6998 | 177.8279 | 0.10432 | 177190.5696 | 412466.9931 | 3612.2694 | 8408.6976
1 | 4500 | 707 | 0.04 | 15 | 15 | 7 | 2.3714e-13 | 5spot_SharedNeighbor | Water | Porous | Wet | R600a | MinimizeLCOE_Brownfield | IgnoreSilica | 1.6514 | 0.54959 | 0.045445 | 4 | 104723.0771 | 239743.8739 | 2134.9216 | 4887.5031 | 147.7581 | 0 | 276.1253 | 304062.5628 | 25732.6873 | 207404.2129 | 106146.6042 | 0 | 76532.4092 | 0 | 280752.6058 | 730460.69 | 498554.4304 | 2229646.2027 | 961560.8286 | 15845322.9242 | 15845322.9242 | 1478867.319 | 7219850.2396 | 0 | 19036529.9555 | 43580570.4383 | 237.1374 | 0.18178 | 104723.0771 | 239743.8739 | 2134.9216 | 4887.5031
1 | 4500 | 707 | 0.04 | 15 | 15 | 7 | 3.1623e-13 | 5spot_SharedNeighbor | Water | Porous | Wet | R600a | MinimizeLCOE_Brownfield | IgnoreSilica | 2.1376 | 0.79909 | 0.073571 | 4 | 67097.1773 | 150499.3185 | 1367.8667 | 3068.1322 | 155.9988 | 0 | 358.6307 | 408340.1241 | 36799.8853 | 278372.1753 | 139065.1747 | 0 | 86276.9278 | 0 | 370053.172 | 962802.4452 | 657132.4524 | 2938842.3567 | 961560.8286 | 15845322.9242 | 15845322.9242 | 1478867.319 | 7219850.2396 | 0 | 19745726.1096 | 44289766.5924 | 316.2278 | 0.29429 | 67097.1773 | 150499.3185 | 1367.8667 | 3068.1322
1 | 4500 | 707 | 0.04 | 15 | 15 | 7 | 4.217e-13 | 5spot_SharedNeighbor | Water | Porous | Wet | R600a | MinimizeLCOE_Brownfield | IgnoreSilica | 2.7794 | 1.1687 | 0.111 | 4 | 46478.5312 | 101755.7327 | 947.5277 | 2074.4282 | 162.9394 | 0 | 475.5953 | 533355.6808 | 48264.0908 | 377216.7455 | 178870.8265 | 0 | 98999.2116 | 0 | 482315.5566 | 1254886.1417 | 856485.5771 | 3830393.8307 | 961560.8286 | 15845322.9242 | 15845322.9242 | 1478867.319 | 7219850.2396 | 0 | 20637277.5836 | 45181318.0664 | 421.6965 | 0.44402 | 46478.5312 | 101755.7327 | 947.5277 | 2074.4282
1 | 4500 | 707 | 0.04 | 15 | 15 | 7 | 5.6234e-13 | 5spot_SharedNeighbor | Water | Porous | Wet | R600a | MinimizeLCOE_Brownfield | IgnoreSilica | 3.6351 | 1.6665 | 0.16103 | 4 | 33750.5115 | 71855.7626 | 688.0498 | 1464.8769 | 168.6934 | 0 | 627.3105 | 683616.0003 | 61873.4129 | 501051.4545 | 230943.0633 | 0 | 114964.8685 | 0 | 621055.0318 | 1615857.7969 | 1102856.149 | 4932217.7773 | 961560.8286 | 15845322.9242 | 15845322.9242 | 1478867.319 | 7219850.2396 | 0 | 21739101.5301 | 46283142.0129 | 562.3413 | 0.64411 | 33750.5115 | 71855.7626 | 688.0498 | 1464.8769
1 | 4500 | 707 | 0.04 | 15 | 15 | 7 | 7.4989e-13 | 5spot_SharedNeighbor | Water | Porous | Wet | R600a | MinimizeLCOE_Brownfield | IgnoreSilica | 4.7622 | 2.325 | 0.22727 | 4 | 25398.8237 | 52397.2055 | 517.7894 | 1068.1879 | 173.3094 | 0 | 81.7526 | 863271.5874 | 78114.768 | 653992.395 | 299062.2157 | 0 | 134133.5356 | 0 | 791144.0556 | 2058394.5468 | 1404896.574 | 6283009.6781 | 961560.8286 | 15845322.9242 | 15845322.9242 | 1478867.319 | 7219850.2396 | 0 | 23089893.4309 | 47633933.9137 | 749.8942 | 0.90909 | 25398.8237 | 52397.2055 | 517.7894 | 1068.1879
1 | 4500 | 707 | 0.04 | 15 | 15 | 7 | 1e-12 | 5spot_SharedNeighbor | Water | Porous | Wet | R600a | MinimizeLCOE_Brownfield | IgnoreSilica | 6.258 | 3.2 | 0.31529 | 4 | 19635.7646 | 39097.5206 | 400.3016 | 797.0558 | 176.9542 | 0 | 67.0551 | 1080249.9811 | 97688.0622 | 844410.5814 | 389059.4126 | 0 | 157515.0385 | 0 | 1001879.9995 | 2606686.2449 | 1779116.9242 | 7956606.2444 | 961560.8286 | 15845322.9242 | 15845322.9242 | 1478867.319 | 7219850.2396 | 0 | 24763489.9973 | 49307530.4801 | 1000 | 1.2611 | 19635.7646 | 39097.5206 | 400.3016 | 797.0558
1 | 4500 | 707 | 0.04 | 15 | 15 | 7 | 1.3335e-12 | 5spot_SharedNeighbor | Water | Porous | Wet | R600a | MinimizeLCOE_Brownfield | IgnoreSilica | 8.2311 | 4.3446 | 0.43052 | 4 | 15571.3674 | 29823.8615 | 317.4434 | 607.9998 | 179.5813 | 0 | 49.8537 | 1339346.1469 | 121004.6919 | 1078436.2677 | 507244.5919 | 0 | 185338.1447 | 0 | 1260234.2388 | 3278870.9798 | 2237896.8178 | 10008371.8794 | 961560.8286 | 15845322.9242 | 15845322.9242 | 1478867.319 | 7219850.2396 | 0 | 26815255.6323 | 51359296.1151 | 1333.5214 | 1.7221 | 15571.3674 | 29823.8615 | 317.4434 | 607.9998
1 | 4500 | 707 | 0.04 | 15 | 15 | 7 | 1.7783e-12 | 5spot_SharedNeighbor | Water | Porous | Wet | R600a | MinimizeLCOE_Brownfield | IgnoreSilica | 10.7863 | 5.8614 | 0.58424 | 4 | 12561.4946 | 23064.1157 | 256.0831 | 470.1932 | 182.08 | 0 | 91.813 | 1653738.7616 | 149223.0195 | 1370354.4038 | 660931.6673 | 0 | 217286.5099 | 0 | 1580098.4012 | 4111091.9172 | 2805904.708 | 12548629.3885 | 961560.8286 | 15845322.9242 | 15845322.9242 | 1478867.319 | 7219850.2396 | 0 | 29355513.1413 | 53899553.6241 | 1778.2794 | 2.3369 | 12561.4946 | 23064.1157 | 256.0831 | 470.1932
1 | 4500 | 707 | 0.04 | 15 | 15 | 7 | 2.3714e-12 | 5spot_SharedNeighbor | Water | Porous | Wet | R600a | MinimizeLCOE_Brownfield | IgnoreSilica | 14.1969 | 7.8672 | 0.78718 | 4 | 10329.6106 | 18124.5136 | 210.5831 | 369.4927 | 183.8127 | 0 | 86.1628 | 2035196.8904 | 183362.2796 | 1734159.7465 | 865452.308 | 0 | 256732.8791 | 0 | 1979212.6004 | 5149505.194 | 3514643.1067 | 15718265.0048 | 961560.8286 | 15845322.9242 | 15845322.9242 | 1478867.319 | 7219850.2396 | 0 | 32525148.7577 | 57069189.2405 | 2371.3737 | 3.1487 | 10329.6106 | 18124.5136 | 210.5831 | 369.4927
1 | 4500 | 707 | 0.04 | 15 | 15 | 7 | 3.1623e-12 | 5spot_SharedNeighbor | Water | Porous | Wet | R600a | MinimizeLCOE_Brownfield | IgnoreSilica | 18.7453 | 10.5434 | 1.0578 | 4 | 8630.2522 | 14431.1714 | 175.9394 | 294.1989 | 185.1579 | 0 | 90.3337 | 2502711.1713 | 225072.4309 | 2191883.3924 | 1138106.2894 | 0 | 305359.6482 | 0 | 2481621.8435 | 6456670.9863 | 4406810.6195 | 19708236.3814 | 961560.8286 | 15845322.9242 | 15845322.9242 | 1478867.319 | 7219850.2396 | 0 | 36515120.1343 | 61059160.6171 | 3162.2777 | 4.2311 | 8630.2522 | 14431.1714 | 175.9394 | 294.1989
1 | 4500 | 707 | 0.04 | 15 | 15 | 7 | 4.217e-12 | 5spot_SharedNeighbor | Water | Porous | Wet | R600a | MinimizeLCOE_Brownfield | IgnoreSilica | 24.7474 | 14.0761 | 1.4152 | 4 | 7329.2659 | 11664.969 | 149.417 | 237.8062 | 186.186 | 0 | 122.1308 | 3070222.8927 | 275533.5162 | 2761975.8932 | 1497883.6709 | 0 | 363849.8117 | 0 | 3108091.656 | 8086616.9316 | 5519282.2192 | 24683456.5913 | 961560.8286 | 15845322.9242 | 15845322.9242 | 1478867.319 | 7219850.2396 | 0 | 41490340.3441 | 66034380.8269 | 4216.965 | 5.6609 | 7329.2659 | 11664.969 | 149.417 | 237.8062
1 | 4500 | 707 | 0.04 | 15 | 15 | 7 | 5.6234e-12 | 5spot_SharedNeighbor | Water | Porous | Wet | R600a | MinimizeLCOE_Brownfield | IgnoreSilica | 32.6622 | 18.7359 | 1.8868 | 4 | 6320.3185 | 9572.3298 | 128.8482 | 195.1449 | 186.9709 | 0 | 105.7361 | 3759439.2221 | 336596.2515 | 3471954.1983 | 1972344.4869 | 0 | 434540.9789 | 0 | 3890201.3037 | 10121505.8022 | 6908135.6861 | 30894717.9296 | 961560.8286 | 15845322.9242 | 15845322.9242 | 1478867.319 | 7219850.2396 | 0 | 47701601.6824 | 72245642.1653 | 5623.4133 | 7.5473 | 6320.3185 | 9572.3298 | 128.8482 | 195.1449
1 | 4500 | 707 | 0.04 | 15 | 15 | 7 | 7.4989e-12 | 5spot_SharedNeighbor | Water | Porous | Wet | R600a | MinimizeLCOE_Brownfield | IgnoreSilica | 43.0495 | 24.8513 | 2.5056 | 4 | 5530.6743 | 7979.5674 | 112.7503 | 162.6743 | 187.5631 | 0 | 127.9834 | 4593211.7166 | 410185.8751 | 4352239.2378 | 2594979.2209 | 0 | 519890.3661 | 0 | 4863497.5024 | 12653822.8607 | 8636494.1125 | 38624320.8921 | 961560.8286 | 15845322.9242 | 15845322.9242 | 1478867.319 | 7219850.2396 | 0 | 55431204.6449 | 79975245.1277 | 7498.9421 | 10.0225 | 5530.6743 | 7979.5674 | 112.7503 | 162.6743
1 | 4500 | 707 | 0.04 | 15 | 15 | 7 | 1e-11 | 5spot_SharedNeighbor | Water | Porous | Wet | R600a | MinimizeLCOE_Brownfield | IgnoreSilica | 56.4795 | 32.7427 | 3.304 | 4 | 4911.6202 | 6768.7407 | 100.13 | 137.9899 | 187.9612 | 0 | 119.2264 | 5586720.9799 | 497526.5699 | 5426562.9921 | 3399782.0602 | 0 | 621225.371 | 0 | 6057409.0095 | 15760135.6972 | 10756616.4517 | 48105979.1314 | 961560.8286 | 15845322.9242 | 15845322.9242 | 1478867.319 | 7219850.2396 | 0 | 64912862.8842 | 89456903.367 | 10000 | 13.2162 | 4911.6202 | 6768.7407 | 100.13 | 137.9899
1 | 4500 | 707 | 0.04 | 15 | 15 | 7 | 1.3335e-11 | 5spot_SharedNeighbor | Water | Porous | Wet | R600a | MinimizeLCOE_Brownfield | IgnoreSilica | 73.5099 | 42.6597 | 4.3058 | 4 | 4429.7221 | 5854.7924 | 90.3059 | 119.3579 | 188.0588 | 0 | 146.8981 | 6742887.6726 | 598754.8493 | 6705760.0433 | 4418502.0926 | 0 | 740270.4052 | 0 | 7490408.2746 | 19488505.8365 | 13301305.6822 | 59486394.8564 | 961560.8286 | 15845322.9242 | 15845322.9242 | 1478867.319 | 7219850.2396 | 0 | 76293278.6093 | 100837319.0921 | 13335.2143 | 17.223 | 4429.7221 | 5854.7924 | 90.3059 | 119.3579
1 | 4500 | 707 | 0.04 | 15 | 15 | 7 | 1.7783e-11 | 5spot_SharedNeighbor | Water | Porous | Wet | R600a | MinimizeLCOE_Brownfield | IgnoreSilica | 94.4138 | 54.5553 | 5.502 | 4 | 4063.7428 | 5178.9794 | 82.8449 | 105.5805 | 187.6539 | 0 | 119.7049 | 8032922.2583 | 711250.0318 | 8164003.0313 | 5663484.5202 | 0 | 877387.7246 | 0 | 9145128.5508 | 23793748.5654 | 16239722.3085 | 72627646.9908 | 961560.8286 | 15845322.9242 | 15845322.9242 | 1478867.319 | 7219850.2396 | 0 | 89434530.7437 | 113978571.2265 | 17782.7941 | 22.0079 | 4063.7428 | 5178.9794 | 82.8449 | 105.5805
1 | 4500 | 707 | 0.04 | 15 | 15 | 7 | 2.3714e-11 | 5spot_SharedNeighbor | Water | Porous | Wet | R600a | MinimizeLCOE_Brownfield | IgnoreSilica | 118.889 | 67.9042 | 6.8328 | 4 | 3797.5264 | 4695.546 | 77.4177 | 95.7251 | 186.5699 | 0 | 137.7137 | 9388596.371 | 829018.0501 | 9726370.31 | 7109849.1995 | 0 | 1030543.4462 | 0 | 10952907.1769 | 28497217.7242 | 19449936.656 | 86984438.9339 | 961560.8286 | 15845322.9242 | 15845322.9242 | 1478867.319 | 7219850.2396 | 0 | 103791322.6867 | 128335363.1695 | 23713.7371 | 27.3313 | 3797.5264 | 4695.546 | 77.4177 | 95.7251
1 | 4500 | 707 | 0.04 | 15 | 15 | 7 | 3.1623e-11 | 5spot_SharedNeighbor | Water | Porous | Wet | R600a | MinimizeLCOE_Brownfield | IgnoreSilica | 140.2092 | 78.9207 | 7.9831 | 4 | 3611.2138 | 4379.8369 | 73.6195 | 89.2889 | 185.2267 | 0 | 143.5346 | 10451006.8944 | 921021.9588 | 10969484.704 | 8357818.9826 | 0 | 1105659.6048 | 0 | 12403946.9364 | 32272525.5292 | 22026661.8078 | 98508126.418 | 961560.8286 | 15845322.9242 | 15845322.9242 | 1478867.319 | 7219850.2396 | 0 | 115315010.1708 | 139859050.6537 | 31622.7766 | 31.9325 | 3611.2138 | 4379.8369 | 73.6195 | 89.2889
1 | 4500 | 707 | 0.04 | 15 | 15 | 7 | 4.217e-11 | 5spot_SharedNeighbor | Water | Porous | Wet | R600a | MinimizeLCOE_Brownfield | IgnoreSilica | 151.9056 | 84.787 | 8.7293 | 4 | 3466.5295 | 4169.4492 | 70.6699 | 84.9999 | 184.4616 | 0 | 186.1163 | 10999473.2343 | 968427.4622 | 11617086.1968 | 9038830.5508 | 0 | 1030155.0707 | 0 | 13125049.2808 | 34148685.9108 | 23307179.8195 | 104234887.5259 | 961560.8286 | 15845322.9242 | 15845322.9242 | 1478867.319 | 7219850.2396 | 0 | 121041771.2787 | 145585811.7615 | 42169.6503 | 34.9173 | 3466.5295 | 4169.4492 | 70.6699 | 84.9999
1 | 4500 | 707 | 0.04 | 15 | 15 | 7 | 5.6234e-11 | 5spot_SharedNeighbor | Water | Porous | Wet | R600a | MinimizeLCOE_Brownfield | IgnoreSilica | 161.842 | 89.6355 | 9.3683 | 4 | 3354.3441 | 4009.3204 | 68.3828 | 81.7354 | 183.7641 | 0 | 220.2634 | 11444719.5235 | 1006868.0218 | 12145565.1418 | 9614560.3762 | 0 | 945577.9902 | 0 | 13711343.5109 | 35674103.232 | 24348308.4854 | 108891046.2819 | 961560.8286 | 15845322.9242 | 15845322.9242 | 1478867.319 | 7219850.2396 | 0 | 125697930.0347 | 150241970.5175 | 56234.1325 | 37.4732 | 3354.3441 | 4009.3204 | 68.3828 | 81.7354
1 | 4500 | 707 | 0.04 | 15 | 15 | 7 | 7.4989e-11 | 5spot_SharedNeighbor | Water | Porous | Wet | R600a | MinimizeLCOE_Brownfield | IgnoreSilica | 169.8844 | 93.4643 | 9.8926 | 4 | 3267.8181 | 3888.0825 | 66.6189 | 79.2638 | 183.1695 | 0 | 272.4831 | 11791532.0877 | 1036784.2127 | 12558856.6147 | 10078293.5025 | 0 | 857561.6323 | 0 | 14165980.9395 | 36856976.5623 | 25155643.8389 | 112501629.3907 | 961560.8286 | 15845322.9242 | 15845322.9242 | 1478867.319 | 7219850.2396 | 0 | 129308513.1435 | 153852553.6263 | 74989.4209 | 39.5703 | 3267.8181 | 3888.0825 | 66.6189 | 79.2638
1 | 4500 | 707 | 0.04 | 15 | 15 | 7 | 1e-10 | 5spot_SharedNeighbor | Water | Porous | Wet | R600a | MinimizeLCOE_Brownfield | IgnoreSilica | 176.3176 | 96.4635 | 10.3153 | 4 | 3201.3851 | 3796.2307 | 65.2646 | 77.3913 | 182.6755 | 0 | 258.001 | 12060417.3812 | 1059963.0578 | 12880247.8705 | 10447790.6029 | 0 | 773618.1858 | 0 | 14516594.4683 | 37769201.0436 | 25778255.7917 | 115286088.4018 | 961560.8286 | 15845322.9242 | 15845322.9242 | 1478867.319 | 7219850.2396 | 0 | 132092972.1546 | 156637012.6374 | 100000 | 41.2612 | 3201.3851 | 3796.2307 | 65.2646 | 77.3913
1 | 4500 | 707 | 0.04 | 15 | 15 | 7 | 1.3335e-10 | 5spot_SharedNeighbor | Water | Porous | Wet | R600a | MinimizeLCOE_Brownfield | IgnoreSilica | 181.2681 | 98.7324 | 10.6456 | 4 | 3150.5641 | 3726.951 | 64.2285 | 75.9789 | 182.2845 | 0 | 253.2243 | 12262251.6761 | 1077353.2528 | 13122036.6654 | 10731340.6662 | 0 | 696154.3685 | 0 | 14776763.2853 | 38446106.9374 | 26240257.9733 | 117352264.8248 | 961560.8286 | 15845322.9242 | 15845322.9242 | 1478867.319 | 7219850.2396 | 0 | 134159148.5777 | 158703189.0605 | 133352.1432 | 42.5826 | 3150.5641 | 3726.951 | 64.2285 | 75.9789
1 | 4500 | 707 | 0.04 | 15 | 15 | 7 | 1.7783e-10 | 5spot_SharedNeighbor | Water | Porous | Wet | R600a | MinimizeLCOE_Brownfield | IgnoreSilica | 185.0802 | 100.456 | 10.9023 | 4 | 3111.8009 | 3674.6173 | 63.4383 | 74.912 | 181.9771 | 0 | 290.9014 | 12414718.1726 | 1090485.0476 | 13304988.0902 | 10949323.2911 | 0 | 628250.9239 | 0 | 14971228.5549 | 38952065.6785 | 26585585.2105 | 118896644.9692 | 961560.8286 | 15845322.9242 | 15845322.9242 | 1478867.319 | 7219850.2396 | 0 | 135703528.722 | 160247569.2048 | 177827.941 | 43.6093 | 3111.8009 | 3674.6173 | 63.4383 | 74.912
1 | 4500 | 707 | 0.04 | 15 | 15 | 7 | 2.3714e-10 | 5spot_SharedNeighbor | Water | Porous | Wet | R600a | MinimizeLCOE_Brownfield | IgnoreSilica | 187.8964 | 101.715 | 11.0959 | 4 | 3082.291 | 3635.2871 | 62.8367 | 74.1102 | 181.7464 | 0 | 303.8475 | 12525611.0824 | 1100033.5626 | 13438215.4502 | 11109733.7811 | 0 | 569363.8714 | 0 | 15109753.5216 | 39312479.2266 | 26831574.8628 | 119996765.3588 | 961560.8286 | 15845322.9242 | 15845322.9242 | 1478867.319 | 7219850.2396 | 0 | 136803649.1116 | 161347689.5945 | 237137.3706 | 44.3838 | 3082.291 | 3635.2871 | 62.8367 | 74.1102
1 | 4500 | 707 | 0.04 | 15 | 15 | 7 | 3.1623e-10 | 5spot_SharedNeighbor | Water | Porous | Wet | R600a | MinimizeLCOE_Brownfield | IgnoreSilica | 189.9575 | 102.629 | 11.2408 | 4 | 3059.8789 | 3605.7489 | 62.3798 | 73.5081 | 181.5757 | 0 | 290.8895 | 12605882.8059 | 1106944.0693 | 13534738.7126 | 11227030.501 | 0 | 519612.4315 | 0 | 15207741.323 | 39567423.3857 | 27005579.49 | 120774952.719 | 961560.8286 | 15845322.9242 | 15845322.9242 | 1478867.319 | 7219850.2396 | 0 | 137581836.4719 | 162125876.9547 | 316227.766 | 44.9632 | 3059.8789 | 3605.7489 | 62.3798 | 73.5081
1 | 4500 | 707 | 0.04 | 15 | 15 | 7 | 4.217e-10 | 5spot_SharedNeighbor | Water | Porous | Wet | R600a | MinimizeLCOE_Brownfield | IgnoreSilica | 191.4534 | 103.2885 | 11.3484 | 4 | 3042.8867 | 3583.5811 | 62.0334 | 73.0561 | 181.4507 | 0 | 268.6369 | 12663666.9043 | 1111917.9432 | 13604265.1702 | 11312103.8292 | 0 | 478408.8907 | 0 | 15276441.4677 | 39746167.0699 | 27127575.7273 | 121320547.0026 | 961560.8286 | 15845322.9242 | 15845322.9242 | 1478867.319 | 7219850.2396 | 0 | 138127430.7555 | 162671471.2383 | 421696.5034 | 45.3936 | 3042.8867 | 3583.5811 | 62.0334 | 73.0561
1 | 4500 | 707 | 0.04 | 15 | 15 | 7 | 5.6234e-10 | 5spot_SharedNeighbor | Water | Porous | Wet | R600a | MinimizeLCOE_Brownfield | IgnoreSilica | 192.5197 | 103.7565 | 11.4274 | 4 | 3030.0232 | 3566.9792 | 61.7711 | 72.7177 | 181.361 | 0 | 317.0905 | 12704614.1657 | 1115442.203 | 13653555.3535 | 11372724.9412 | 0 | 444687.609 | 0 | 15323499.4663 | 39868602.3293 | 27211140.3076 | 121694266.3757 | 961560.8286 | 15845322.9242 | 15845322.9242 | 1478867.319 | 7219850.2396 | 0 | 138501150.1285 | 163045190.6113 | 562341.3252 | 45.7096 | 3030.0232 | 3566.9792 | 61.7711 | 72.7177
1 | 4500 | 707 | 0.04 | 15 | 15 | 7 | 7.4989e-10 | 5spot_SharedNeighbor | Water | Porous | Wet | R600a | MinimizeLCOE_Brownfield | IgnoreSilica | 193.2749 | 104.0867 | 11.4852 | 4 | 3020.299 | 3554.5544 | 61.5729 | 72.4644 | 181.2972 | 0 | 347.0074 | 12733481.5468 | 1117926.5935 | 13688315.334 | 11415636.6157 | 0 | 417467.0166 | 0 | 15355402.5716 | 39951607.6651 | 27267793.1549 | 121947630.4982 | 961560.8286 | 15845322.9242 | 15845322.9242 | 1478867.319 | 7219850.2396 | 0 | 138754514.251 | 163298554.7338 | 749894.2093 | 45.9407 | 3020.299 | 3554.5544 | 61.5729 | 72.4644
1 | 4500 | 707 | 0.04 | 15 | 15 | 7 | 1e-09 | 5spot_SharedNeighbor | Water | Porous | Wet | R600a | MinimizeLCOE_Brownfield | IgnoreSilica | 193.8085 | 104.3196 | 11.5273 | 4 | 3012.9573 | 3545.2582 | 61.4232 | 72.2749 | 181.2518 | 0 | 347.2628 | 12753814.4809 | 1119676.4039 | 13712804.1728 | 11445952.2966 | 0 | 395768.5131 | 0 | 15376926.1883 | 40007607.7006 | 27306014.3298 | 122118564.0861 | 961560.8286 | 15845322.9242 | 15845322.9242 | 1478867.319 | 7219850.2396 | 0 | 138925447.839 | 163469488.3218 | 1000000 | 46.1093 | 3012.9573 | 3545.2582 | 61.4232 | 72.2749
1 | 4500 | 707 | 0.04 | 15 | 15 | 7 | 1.3335e-09 | 5spot_SharedNeighbor | Water | Porous | Wet | R600a | MinimizeLCOE_Brownfield | IgnoreSilica | 194.1787 | 104.4808 | 11.5578 | 4 | 3007.4206 | 3538.3165 | 61.3103 | 72.1334 | 181.2203 | 0 | 308.1725 | 12767887.8975 | 1120887.4912 | 13729756.7099 | 11466983.4137 | 0 | 378572.5806 | 0 | 15390994.3563 | 40044210.1879 | 27330996.2795 | 122230288.9167 | 961560.8286 | 15845322.9242 | 15845322.9242 | 1478867.319 | 7219850.2396 | 0 | 139037172.6695 | 163581213.1523 | 1333521.4322 | 46.2314 | 3007.4206 | 3538.3165 | 61.3103 | 72.1334
1 | 4500 | 707 | 0.04 | 15 | 15 | 7 | 1.7783e-09 | 5spot_SharedNeighbor | Water | Porous | Wet | R600a | MinimizeLCOE_Brownfield | IgnoreSilica | 194.4345 | 104.592 | 11.5799 | 4 | 3003.2496 | 3533.1348 | 61.2253 | 72.0277 | 181.1984 | 0 | 319.946 | 12777590.9328 | 1121722.4657 | 13741446.024 | 11481509.087 | 0 | 365061.6363 | 0 | 15400058.7569 | 40067793.899 | 27347092.6469 | 122302275.4485 | 961560.8286 | 15845322.9242 | 15845322.9242 | 1478867.319 | 7219850.2396 | 0 | 139109159.2014 | 163653199.6842 | 1778279.41 | 46.3195 | 3003.2496 | 3533.1348 | 61.2253 | 72.0277
1 | 4500 | 707 | 0.04 | 15 | 15 | 7 | 2.3714e-09 | 5spot_SharedNeighbor | Water | Porous | Wet | R600a | MinimizeLCOE_Brownfield | IgnoreSilica | 194.228 | 104.5013 | 11.5816 | 4 | 2999.6548 | 3529.4608 | 61.152 | 71.9528 | 181.2153 | 0 | 326.168 | 12769680.9631 | 1121041.791 | 13731916.752 | 11469762.6839 | 0 | 347871.3699 | 0 | 15381706.6884 | 40020045.5813 | 27314503.4389 | 122156529.2685 | 961560.8286 | 15845322.9242 | 15845322.9242 | 1478867.319 | 7219850.2396 | 0 | 138963413.0213 | 163507453.5041 | 2371373.7057 | 46.3265 | 2999.6548 | 3529.4608 | 61.152 | 71.9528
1 | 4500 | 707 | 0.04 | 15 | 15 | 7 | 3.1623e-09 | 5spot_SharedNeighbor | Water | Porous | Wet | R600a | MinimizeLCOE_Brownfield | IgnoreSilica | 195.2628 | 104.953 | 11.63 | 4 | 2997.3164 | 3524.917 | 61.1043 | 71.8602 | 181.1287 | 0 | 325.3021 | 12809072.9648 | 1124431.4741 | 13779379.6342 | 11528571.9181 | 0 | 351244.2799 | 0 | 15441153.1057 | 40174712.9651 | 27420067.1064 | 122628633.4483 | 961560.8286 | 15845322.9242 | 15845322.9242 | 1478867.319 | 7219850.2396 | 0 | 139435517.2011 | 163979557.6839 | 3162277.6602 | 46.5201 | 2997.3164 | 3524.917 | 61.1043 | 71.8602
1 | 4500 | 707 | 0.04 | 15 | 15 | 7 | 4.217e-09 | 5spot_SharedNeighbor | Water | Porous | Wet | R600a | MinimizeLCOE_Brownfield | IgnoreSilica | 195.3554 | 104.9931 | 11.6387 | 4 | 2995.5731 | 3522.7822 | 61.0688 | 71.8167 | 181.1207 | 0 | 322.6646 | 12812564.8991 | 1124731.9422 | 13783587.8243 | 11533828.313 | 0 | 345208.5909 | 0 | 15443969.4121 | 40182040.4166 | 27425068.2427 | 122650999.6409 | 961560.8286 | 15845322.9242 | 15845322.9242 | 1478867.319 | 7219850.2396 | 0 | 139457883.3938 | 164001923.8766 | 4216965.0343 | 46.5547 | 2995.5731 | 3522.7822 | 61.0688 | 71.8167
1 | 4500 | 707 | 0.04 | 15 | 15 | 7 | 5.6234e-09 | 5spot_SharedNeighbor | Water | Porous | Wet | R600a | MinimizeLCOE_Brownfield | IgnoreSilica | 195.4091 | 105.0163 | 11.6445 | 4 | 2994.2635 | 3521.2081 | 61.0421 | 71.7846 | 181.116 | 0 | 308.2761 | 12814584.7681 | 1124905.7436 | 13786022.063 | 11536875.8251 | 0 | 340443.5608 | 0 | 15445104.4646 | 40184993.5904 | 27427083.8445 | 122660013.8602 | 961560.8286 | 15845322.9242 | 15845322.9242 | 1478867.319 | 7219850.2396 | 0 | 139466897.6131 | 164010938.0959 | 5623413.2519 | 46.578 | 2994.2635 | 3521.2081 | 61.0421 | 71.7846
1 | 4500 | 707 | 0.04 | 15 | 15 | 7 | 7.4989e-09 | 5spot_SharedNeighbor | Water | Porous | Wet | R600a | MinimizeLCOE_Brownfield | IgnoreSilica | 195.4675 | 105.0415 | 11.6496 | 4 | 2993.2802 | 3519.9934 | 61.0221 | 71.7598 | 181.111 | 0 | 315.5583 | 12816785.2444 | 1125095.0846 | 13788674.0099 | 11540187.6607 | 0 | 337072.9461 | 0 | 15447047.8288 | 40190049.8254 | 27430534.8288 | 122675447.4286 | 961560.8286 | 15845322.9242 | 15845322.9242 | 1478867.319 | 7219850.2396 | 0 | 139482331.1814 | 164026371.6642 | 7498942.0933 | 46.5985 | 2993.2802 | 3519.9934 | 61.0221 | 71.7598
1 | 4500 | 707 | 0.04 | 15 | 15 | 7 | 1e-08 | 5spot_SharedNeighbor | Water | Porous | Wet | R600a | MinimizeLCOE_Brownfield | IgnoreSilica | 195.5017 | 105.0563 | 11.6531 | 4 | 2992.542 | 3519.0992 | 61.007 | 71.7416 | 181.108 | 0 | 303.5142 | 12818074.7444 | 1125206.0399 | 13790228.1002 | 11542132.0723 | 0 | 334412.2782 | 0 | 15447920.7616 | 40192321.0175 | 27432084.964 | 122682379.9781 | 961560.8286 | 15845322.9242 | 15845322.9242 | 1478867.319 | 7219850.2396 | 0 | 139489263.7309 | 164033304.2138 | 10000000 | 46.6123 | 2992.542 | 3519.0992 | 61.007 | 71.7416
1 | 4600 | 707 | 0.04 | 15 | 15 | 7 | 1e-13 | 5spot_SharedNeighbor | Water | Porous | Wet | R600a | MinimizeLCOE_Brownfield | IgnoreSilica | 0.78939 | 0.17119 | 0.0067665 | 4 | 674628.3109 | 1605750.6996 | 13753.2106 | 32735.4 | 117.3313 | 0 | 37.9074 | 116008.4162 | 7957.9213 | 83323.6828 | 54608.0024 | 0 | 55417.9064 | 0 | 123753.2123 | 321980.4732 | 219758.289 | 982807.9037 | 961560.8286 | 16315151.5233 | 16315151.5233 | 1478867.319 | 7407781.6792 | 0 | 18259520.2556 | 43461320.7772 | 100 | 0.027066 | 674628.3109 | 1605750.6996 | 13753.2106 | 32735.4
1 | 4600 | 707 | 0.04 | 15 | 15 | 7 | 1.3335e-13 | 5spot_SharedNeighbor | Water | Porous | Wet | R600a | MinimizeLCOE_Brownfield | IgnoreSilica | 1.0155 | 0.26481 | 0.015546 | 4 | 299065.4964 | 704344.2757 | 6096.8547 | 14359.0108 | 129.6979 | 0 | 61.4717 | 167653.1313 | 12445.3005 | 117109.8987 | 67554.8619 | 0 | 61529.2571 | 0 | 166254.0553 | 432558.9484 | 295230.3705 | 1320335.8237 | 961560.8286 | 16315151.5233 | 16315151.5233 | 1478867.319 | 7407781.6792 | 0 | 18597048.1756 | 43798848.6972 | 133.3521 | 0.062184 | 299065.4964 | 704344.2757 | 6096.8547 | 14359.0108
1 | 4600 | 707 | 0.04 | 15 | 15 | 7 | 1.7783e-13 | 5spot_SharedNeighbor | Water | Porous | Wet | R600a | MinimizeLCOE_Brownfield | IgnoreSilica | 1.3128 | 0.39964 | 0.029547 | 4 | 161123.541 | 374356.6662 | 3284.7213 | 7631.767 | 141.0279 | 0 | 60.1898 | 235743.8364 | 18912.3771 | 161519.0363 | 85332.3392 | 0 | 68775.3214 | 0 | 222410.335 | 578666.0691 | 394951.4826 | 1766310.7971 | 961560.8286 | 16315151.5233 | 16315151.5233 | 1478867.319 | 7407781.6792 | 0 | 19043023.1491 | 44244823.6706 | 177.8279 | 0.11819 | 161123.541 | 374356.6662 | 3284.7213 | 7631.767
1 | 4600 | 707 | 0.04 | 15 | 15 | 7 | 2.3714e-13 | 5spot_SharedNeighbor | Water | Porous | Wet | R600a | MinimizeLCOE_Brownfield | IgnoreSilica | 1.6903 | 0.58433 | 0.050589 | 4 | 96921.2303 | 221462.3784 | 1975.8704 | 4514.8101 | 150.7345 | 0 | 276.3975 | 321996.311 | 27954.7364 | 217349.7828 | 110333.2599 | 0 | 76581.9661 | 0 | 294144.2619 | 765303.0322 | 522335.0449 | 2335998.3953 | 961560.8286 | 16315151.5233 | 16315151.5233 | 1478867.319 | 7407781.6792 | 0 | 19612710.7473 | 44814511.2688 | 237.1374 | 0.20236 | 96921.2303 | 221462.3784 | 1975.8704 | 4514.8101
1 | 4600 | 707 | 0.04 | 15 | 15 | 7 | 3.1623e-13 | 5spot_SharedNeighbor | Water | Porous | Wet | R600a | MinimizeLCOE_Brownfield | IgnoreSilica | 2.196 | 0.86846 | 0.08134 | 4 | 62634.973 | 140093.0449 | 1276.8986 | 2855.9862 | 159.2436 | 0 | 363.2406 | 433495.4072 | 39206.8695 | 297464.0148 | 144372.9804 | 0 | 87069.5798 | 0 | 390627.4521 | 1016332.5017 | 693667.816 | 3102236.6214 | 961560.8286 | 16315151.5233 | 16315151.5233 | 1478867.319 | 7407781.6792 | 0 | 20378948.9733 | 45580749.4949 | 316.2278 | 0.32536 | 62634.973 | 140093.0449 | 1276.8986 | 2855.9862
1 | 4600 | 707 | 0.04 | 15 | 15 | 7 | 4.217e-13 | 5spot_SharedNeighbor | Water | Porous | Wet | R600a | MinimizeLCOE_Brownfield | IgnoreSilica | 2.8572 | 1.2654 | 0.12148 | 4 | 43853.8118 | 95716.6052 | 894.0193 | 1951.3125 | 166.313 | 0 | 484.1493 | 563821.7131 | 51025.3309 | 401979.898 | 185310.7879 | 0 | 100069.5572 | 0 | 507860.842 | 1321349.7343 | 901848.3447 | 4033266.2082 | 961560.8286 | 16315151.5233 | 16315151.5233 | 1478867.319 | 7407781.6792 | 0 | 21309978.5601 | 46511779.0817 | 421.6965 | 0.48593 | 43853.8118 | 95716.6052 | 894.0193 | 1951.3125
1 | 4600 | 707 | 0.04 | 15 | 15 | 7 | 5.6234e-13 | 5spot_SharedNeighbor | Water | Porous | Wet | R600a | MinimizeLCOE_Brownfield | IgnoreSilica | 3.7365 | 1.7965 | 0.17514 | 4 | 32057.5138 | 68030.3545 | 653.5358 | 1386.8908 | 172.1512 | 0 | 73.5182 | 720531.3526 | 65213.3335 | 532079.3648 | 239088.3331 | 0 | 116213.1658 | 0 | 652518.9644 | 1697720.4953 | 1158729.1227 | 5182094.1322 | 961560.8286 | 16315151.5233 | 16315151.5233 | 1478867.319 | 7407781.6792 | 0 | 22458806.4841 | 47660607.0057 | 562.3413 | 0.70058 | 32057.5138 | 68030.3545 | 653.5358 | 1386.8908
1 | 4600 | 707 | 0.04 | 15 | 15 | 7 | 7.4989e-13 | 5spot_SharedNeighbor | Water | Porous | Wet | R600a | MinimizeLCOE_Brownfield | IgnoreSilica | 4.8742 | 2.4867 | 0.24518 | 4 | 24311.0736 | 50008.0542 | 495.6141 | 1019.4818 | 176.7681 | 0 | 86.7321 | 904958.2466 | 81878.7532 | 690129.3492 | 308213.874 | 0 | 134726.1255 | 0 | 826763.4759 | 2151068.9717 | 1468148.7732 | 6565887.5692 | 961560.8286 | 16315151.5233 | 16315151.5233 | 1478867.319 | 7407781.6792 | 0 | 23842599.9212 | 49044400.4427 | 749.8942 | 0.98073 | 24311.0736 | 50008.0542 | 495.6141 | 1019.4818
1 | 4600 | 707 | 0.04 | 15 | 15 | 7 | 1e-12 | 5spot_SharedNeighbor | Water | Porous | Wet | R600a | MinimizeLCOE_Brownfield | IgnoreSilica | 6.3869 | 3.4053 | 0.33835 | 4 | 18887.8761 | 37509.0481 | 385.0549 | 764.6727 | 180.4369 | 0 | 80.0038 | 1128502.1085 | 102034.8519 | 887486.421 | 399754.8479 | 0 | 157509.3292 | 0 | 1043362.1478 | 2714614.2856 | 1852780.0297 | 8286044.0216 | 961560.8286 | 16315151.5233 | 16315151.5233 | 1478867.319 | 7407781.6792 | 0 | 25562756.3735 | 50764556.8951 | 1000 | 1.3534 | 18887.8761 | 37509.0481 | 385.0549 | 764.6727
1 | 4600 | 707 | 0.04 | 15 | 15 | 7 | 1.3335e-12 | 5spot_SharedNeighbor | Water | Porous | Wet | R600a | MinimizeLCOE_Brownfield | IgnoreSilica | 8.3534 | 4.5891 | 0.4586 | 4 | 15069.1193 | 28807.6213 | 307.2044 | 587.2823 | 183.0412 | 0 | 60.478 | 1391954.8476 | 125732.075 | 1126720.1294 | 518320.3595 | 0 | 184096.4265 | 0 | 1305261.2968 | 3396022.1483 | 2317854.8975 | 10365962.1805 | 961560.8286 | 16315151.5233 | 16315151.5233 | 1478867.319 | 7407781.6792 | 0 | 27642674.5325 | 52844475.054 | 1333.5214 | 1.8344 | 15069.1193 | 28807.6213 | 307.2044 | 587.2823
1 | 4600 | 707 | 0.04 | 15 | 15 | 7 | 1.7783e-12 | 5spot_SharedNeighbor | Water | Porous | Wet | R600a | MinimizeLCOE_Brownfield | IgnoreSilica | 10.9689 | 6.2026 | 0.62329 | 4 | 12150.5698 | 22258.9354 | 247.7058 | 453.7785 | 185.6475 | 0 | 115.0796 | 1721027.7639 | 155252.6906 | 1433817.3379 | 676603.6896 | 0 | 215936.4558 | 0 | 1639028.7957 | 4264416.7154 | 2910552.0332 | 13016635.482 | 961560.8286 | 16315151.5233 | 16315151.5233 | 1478867.319 | 7407781.6792 | 0 | 30293347.8339 | 55495148.3555 | 1778.2794 | 2.4932 | 12150.5698 | 22258.9354 | 247.7058 | 453.7785
1 | 4600 | 707 | 0.04 | 15 | 15 | 7 | 2.3714e-12 | 5spot_SharedNeighbor | Water | Porous | Wet | R600a | MinimizeLCOE_Brownfield | IgnoreSilica | 14.4138 | 8.3073 | 0.83797 | 4 | 10010.8168 | 17529.5133 | 204.084 | 357.3628 | 187.4119 | 0 | 88.3179 | 2114907.5707 | 190483.5556 | 1811342.2518 | 884601.8681 | 0 | 254413.5408 | 0 | 2049742.0269 | 5333008.2941 | 3639887.7431 | 16278386.8511 | 961560.8286 | 16315151.5233 | 16315151.5233 | 1478867.319 | 7407781.6792 | 0 | 33555099.2031 | 58756899.7246 | 2371.3737 | 3.3519 | 10010.8168 | 17529.5133 | 204.084 | 357.3628
1 | 4600 | 707 | 0.04 | 15 | 15 | 7 | 3.1623e-12 | 5spot_SharedNeighbor | Water | Porous | Wet | R600a | MinimizeLCOE_Brownfield | IgnoreSilica | 19.0205 | 11.1233 | 1.1249 | 4 | 8372.9957 | 13974.0184 | 170.6948 | 284.8793 | 188.7884 | 0 | 106.3059 | 2599241.9727 | 233668.1757 | 2287810.4339 | 1162712.9685 | 0 | 302265.5949 | 0 | 2568422.6668 | 6682508.9232 | 4560949.6519 | 20397580.3876 | 961560.8286 | 16315151.5233 | 16315151.5233 | 1478867.319 | 7407781.6792 | 0 | 37674292.7395 | 62876093.2611 | 3162.2777 | 4.4995 | 8372.9957 | 13974.0184 | 170.6948 | 284.8793
1 | 4600 | 707 | 0.04 | 15 | 15 | 7 | 4.217e-12 | 5spot_SharedNeighbor | Water | Porous | Wet | R600a | MinimizeLCOE_Brownfield | IgnoreSilica | 25.0984 | 14.8396 | 1.5038 | 4 | 7116.9025 | 11306.6176 | 145.0877 | 230.5007 | 189.8413 | 0 | 102.4477 | 3187182.0916 | 285911.9443 | 2881188.8729 | 1529522.0189 | 0 | 359816.1517 | 0 | 3215012.221 | 8364802.3094 | 5709149.4556 | 25532585.0655 | 961560.8286 | 16315151.5233 | 16315151.5233 | 1478867.319 | 7407781.6792 | 0 | 42809297.4175 | 68011097.939 | 4216.965 | 6.0152 | 7116.9025 | 11306.6176 | 145.0877 | 230.5007
1 | 4600 | 707 | 0.04 | 15 | 15 | 7 | 5.6234e-12 | 5spot_SharedNeighbor | Water | Porous | Wet | R600a | MinimizeLCOE_Brownfield | IgnoreSilica | 33.1226 | 19.7474 | 2.0042 | 4 | 6140.6899 | 9284.3732 | 125.1863 | 189.2745 | 190.6463 | 0 | 115.2077 | 3902176.7549 | 349215.0819 | 3621104.7829 | 2013800.5873 | 0 | 429626.7406 | 0 | 4023210.3395 | 10467568.0296 | 7144330.2672 | 31951032.5839 | 961560.8286 | 16315151.5233 | 16315151.5233 | 1478867.319 | 7407781.6792 | 0 | 49227744.9358 | 74429545.4574 | 5623.4133 | 8.0166 | 6140.6899 | 9284.3732 | 125.1863 | 189.2745
1 | 4600 | 707 | 0.04 | 15 | 15 | 7 | 7.4989e-12 | 5spot_SharedNeighbor | Water | Porous | Wet | R600a | MinimizeLCOE_Brownfield | IgnoreSilica | 43.6322 | 26.1748 | 2.6595 | 4 | 5376.7104 | 7745.7389 | 109.6115 | 157.9074 | 191.252 | 0 | 112.2238 | 4765504.4552 | 425358.0137 | 4536700.3507 | 2648014.8599 | 0 | 513552.422 | 0 | 5026760.7396 | 13078600.314 | 8926413.4527 | 39920904.6078 | 961560.8286 | 16315151.5233 | 16315151.5233 | 1478867.319 | 7407781.6792 | 0 | 57197616.9598 | 82399417.4814 | 7498.9421 | 10.638 | 5376.7104 | 7745.7389 | 109.6115 | 157.9074
1 | 4600 | 707 | 0.04 | 15 | 15 | 7 | 1e-11 | 5spot_SharedNeighbor | Water | Porous | Wet | R600a | MinimizeLCOE_Brownfield | IgnoreSilica | 57.2178 | 34.4654 | 3.5046 | 4 | 4777.2548 | 6575.0055 | 97.3908 | 134.0404 | 191.6545 | 0 | 118.6035 | 5794039.8825 | 515709.2607 | 5653800.1143 | 3467445.0967 | 0 | 613323.2718 | 0 | 6257283.8741 | 16280169.0951 | 11111549.9314 | 49693320.5267 | 961560.8286 | 16315151.5233 | 16315151.5233 | 1478867.319 | 7407781.6792 | 0 | 66970032.8787 | 92171833.4003 | 10000 | 14.0185 | 4777.2548 | 6575.0055 | 97.3908 | 134.0404
1 | 4600 | 707 | 0.04 | 15 | 15 | 7 | 1.3335e-11 | 5spot_SharedNeighbor | Water | Porous | Wet | R600a | MinimizeLCOE_Brownfield | IgnoreSilica | 74.4138 | 44.8613 | 4.5626 | 4 | 4310.8486 | 5691.7337 | 87.8825 | 116.0337 | 191.7375 | 0 | 112.3261 | 6988649.9285 | 620221.0801 | 6981212.2498 | 4502960.1573 | 0 | 730420.6629 | 0 | 7731150.9906 | 20114869.0005 | 13728811.4121 | 61398295.4817 | 961560.8286 | 16315151.5233 | 16315151.5233 | 1478867.319 | 7407781.6792 | 0 | 78675007.8337 | 103876808.3552 | 13335.2143 | 18.2505 | 4310.8486 | 5691.7337 | 87.8825 | 116.0337
1 | 4600 | 707 | 0.04 | 15 | 15 | 7 | 1.7783e-11 | 5spot_SharedNeighbor | Water | Porous | Wet | R600a | MinimizeLCOE_Brownfield | IgnoreSilica | 95.4764 | 57.2984 | 5.8226 | 4 | 3956.937 | 5038.9982 | 80.6675 | 102.7268 | 191.2906 | 0 | 118.3892 | 8318550.0804 | 736099.1361 | 8490782.9528 | 5766188.5333 | 0 | 865454.3643 | 0 | 9429059.2761 | 24532478.0704 | 16743920.3751 | 74882532.7885 | 961560.8286 | 16315151.5233 | 16315151.5233 | 1478867.319 | 7407781.6792 | 0 | 92159245.1405 | 117361045.662 | 17782.7941 | 23.2906 | 3956.937 | 5038.9982 | 80.6675 | 102.7268
1 | 4600 | 707 | 0.04 | 15 | 15 | 7 | 2.3714e-11 | 5spot_SharedNeighbor | Water | Porous | Wet | R600a | MinimizeLCOE_Brownfield | IgnoreSilica | 120.0358 | 71.1899 | 7.2183 | 4 | 3699.8433 | 4572.6933 | 75.4263 | 93.2205 | 190.1373 | 0 | 137.0167 | 9710253.395 | 856898.7541 | 10101097.0341 | 7228016.2218 | 0 | 1016081.9862 | 0 | 11275815.4825 | 29337358.8978 | 20023350.2702 | 89548872.0416 | 961560.8286 | 16315151.5233 | 16315151.5233 | 1478867.319 | 7407781.6792 | 0 | 106825584.3936 | 132027384.9151 | 23713.7371 | 28.873 | 3699.8433 | 4572.6933 | 75.4263 | 93.2205
1 | 4600 | 707 | 0.04 | 15 | 15 | 7 | 3.1623e-11 | 5spot_SharedNeighbor | Water | Porous | Wet | R600a | MinimizeLCOE_Brownfield | IgnoreSilica | 143.6413 | 83.8246 | 8.512 | 4 | 3520.8063 | 4260.9877 | 71.7764 | 86.866 | 188.5874 | 0 | 159.4399 | 10910247.8161 | 960719.5231 | 11511474.3103 | 8619583.6642 | 0 | 1124160.167 | 0 | 12919212.3375 | 33613140.4072 | 22941659.0089 | 102600197.2343 | 961560.8286 | 16315151.5233 | 16315151.5233 | 1478867.319 | 7407781.6792 | 0 | 119876909.5863 | 145078710.1078 | 31622.7766 | 34.0481 | 3520.8063 | 4260.9877 | 71.7764 | 86.866
1 | 4600 | 707 | 0.04 | 15 | 15 | 7 | 4.217e-11 | 5spot_SharedNeighbor | Water | Porous | Wet | R600a | MinimizeLCOE_Brownfield | IgnoreSilica | 155.2897 | 89.8498 | 9.2815 | 4 | 3384.2657 | 4063.0863 | 68.9928 | 82.8315 | 187.7776 | 0 | 182.732 | 11464235.1865 | 1008552.0496 | 12168783.8601 | 9302002.6533 | 0 | 1044541.2795 | 0 | 13645364.8613 | 35502440.3199 | 24231145.0205 | 108367065.2306 | 961560.8286 | 16315151.5233 | 16315151.5233 | 1478867.319 | 7407781.6792 | 0 | 125643777.5825 | 150845578.1041 | 42169.6503 | 37.1259 | 3384.2657 | 4063.0863 | 68.9928 | 82.8315
1 | 4600 | 707 | 0.04 | 15 | 15 | 7 | 5.6234e-11 | 5spot_SharedNeighbor | Water | Porous | Wet | R600a | MinimizeLCOE_Brownfield | IgnoreSilica | 165.0519 | 94.7605 | 9.9332 | 4 | 3278.4327 | 3912.7142 | 66.8353 | 79.766 | 187.0517 | 0 | 232.8718 | 11908032.0848 | 1046828.5406 | 12698003.7132 | 9870855.0342 | 0 | 955283.2787 | 0 | 14226811.0341 | 37015243.9905 | 25263664.6107 | 112984722.2867 | 961560.8286 | 16315151.5233 | 16315151.5233 | 1478867.319 | 7407781.6792 | 0 | 130261434.6387 | 155463235.1602 | 56234.1325 | 39.7328 | 3278.4327 | 3912.7142 | 66.8353 | 79.766
1 | 4600 | 707 | 0.04 | 15 | 15 | 7 | 7.4989e-11 | 5spot_SharedNeighbor | Water | Porous | Wet | R600a | MinimizeLCOE_Brownfield | IgnoreSilica | 173.0197 | 98.6713 | 10.4697 | 4 | 3196.8413 | 3798.6214 | 65.1719 | 77.44 | 186.4292 | 0 | 251.0983 | 12256834.7907 | 1076886.6254 | 13115541.4755 | 10333103.135 | 0 | 864866.6108 | 0 | 14682420.7286 | 38200646.9571 | 26072726.493 | 116603026.816 | 961560.8286 | 16315151.5233 | 16315151.5233 | 1478867.319 | 7407781.6792 | 0 | 133879739.168 | 159081539.6896 | 74989.4209 | 41.8788 | 3196.8413 | 3798.6214 | 65.1719 | 77.44
1 | 4600 | 707 | 0.04 | 15 | 15 | 7 | 1e-10 | 5spot_SharedNeighbor | Water | Porous | Wet | R600a | MinimizeLCOE_Brownfield | IgnoreSilica | 179.3339 | 101.707 | 10.8992 | 4 | 3134.2186 | 3712.282 | 63.8953 | 75.6799 | 185.9174 | 0 | 283.2029 | 12524909.3132 | 1099973.143 | 13437371.9149 | 10698384.9547 | 0 | 778552.4626 | 0 | 15030284.7975 | 39105717.9078 | 26690456.0142 | 119365650.508 | 961560.8286 | 16315151.5233 | 16315151.5233 | 1478867.319 | 7407781.6792 | 0 | 136642362.8599 | 161844163.3815 | 100000 | 43.5969 | 3134.2186 | 3712.282 | 63.8953 | 75.6799
1 | 4600 | 707 | 0.04 | 15 | 15 | 7 | 1.3335e-10 | 5spot_SharedNeighbor | Water | Porous | Wet | R600a | MinimizeLCOE_Brownfield | IgnoreSilica | 184.1982 | 104.0054 | 11.2346 | 4 | 3086.3065 | 3647.1117 | 62.9185 | 74.3513 | 185.5123 | 0 | 306.3699 | 12726370.9246 | 1117314.6511 | 13679752.4073 | 10978748.7502 | 0 | 699501.9353 | 0 | 15288658.5807 | 39777953.492 | 27149270.6135 | 121417571.3548 | 961560.8286 | 16315151.5233 | 16315151.5233 | 1478867.319 | 7407781.6792 | 0 | 138694283.7067 | 163896084.2283 | 133352.1432 | 44.9386 | 3086.3065 | 3647.1117 | 62.9185 | 74.3513
1 | 4600 | 707 | 0.04 | 15 | 15 | 7 | 1.7783e-10 | 5spot_SharedNeighbor | Water | Porous | Wet | R600a | MinimizeLCOE_Brownfield | IgnoreSilica | 187.8723 | 105.7184 | 11.4921 | 4 | 3049.7622 | 3598.0046 | 62.1735 | 73.3502 | 185.2001 | 0 | 324.6266 | 12875712.8733 | 1130165.2316 | 13859711.1321 | 11190225.4373 | 0 | 629617.21 | 0 | 15477318.4348 | 40268807.7329 | 27484288.7189 | 122915846.7708 | 961560.8286 | 16315151.5233 | 16315151.5233 | 1478867.319 | 7407781.6792 | 0 | 140192559.1228 | 165394359.6443 | 177827.941 | 45.9684 | 3049.7622 | 3598.0046 | 62.1735 | 73.3502
1 | 4600 | 707 | 0.04 | 15 | 15 | 7 | 2.3714e-10 | 5spot_SharedNeighbor | Water | Porous | Wet | R600a | MinimizeLCOE_Brownfield | IgnoreSilica | 190.6614 | 107.0053 | 11.6893 | 4 | 3021.9498 | 3560.9409 | 61.6065 | 72.5946 | 184.9596 | 0 | 305.9029 | 12987449.6674 | 1139777.456 | 13994511.5403 | 11350526.1096 | 0 | 570205.7747 | 0 | 15616563.5137 | 40631094.865 | 27731557.1308 | 124021686.0574 | 961560.8286 | 16315151.5233 | 16315151.5233 | 1478867.319 | 7407781.6792 | 0 | 141298398.4093 | 166500198.9309 | 237137.3706 | 46.7574 | 3021.9498 | 3560.9409 | 61.6065 | 72.5946
1 | 4600 | 707 | 0.04 | 15 | 15 | 7 | 3.1623e-10 | 5spot_SharedNeighbor | Water | Porous | Wet | R600a | MinimizeLCOE_Brownfield | IgnoreSilica | 192.6707 | 107.9243 | 11.8354 | 4 | 3000.8175 | 3533.156 | 61.1757 | 72.0282 | 184.7844 | 0 | 321.5071 | 13067018.386 | 1146621.1041 | 14090584.9497 | 11465666.4109 | 0 | 519685.227 | 0 | 15712934.6703 | 40881832.8461 | 27902690.9551 | 124787034.5494 | 961560.8286 | 16315151.5233 | 16315151.5233 | 1478867.319 | 7407781.6792 | 0 | 142063746.9013 | 167265547.4229 | 316227.766 | 47.3417 | 3000.8175 | 3533.156 | 61.1757 | 72.0282
1 | 4600 | 707 | 0.04 | 15 | 15 | 7 | 4.217e-10 | 5spot_SharedNeighbor | Water | Porous | Wet | R600a | MinimizeLCOE_Brownfield | IgnoreSilica | 194.123 | 108.5846 | 11.9436 | 4 | 2984.7929 | 3512.3081 | 60.849 | 71.6032 | 184.6566 | 0 | 316.3805 | 13124072.3623 | 1151527.6141 | 14159514.6326 | 11548838.1778 | 0 | 477838.1848 | 0 | 15780098.4789 | 41056579.2988 | 28021958.9998 | 125320427.7489 | 961560.8286 | 16315151.5233 | 16315151.5233 | 1478867.319 | 7407781.6792 | 0 | 142597140.1008 | 167798940.6224 | 421696.5034 | 47.7746 | 2984.7929 | 3512.3081 | 60.849 | 71.6032
1 | 4600 | 707 | 0.04 | 15 | 15 | 7 | 5.6234e-10 | 5spot_SharedNeighbor | Water | Porous | Wet | R600a | MinimizeLCOE_Brownfield | IgnoreSilica | 195.1534 | 109.051 | 12.0229 | 4 | 2972.6601 | 3496.6987 | 60.6017 | 71.2849 | 184.5654 | 0 | 310.4352 | 13164311.0668 | 1154987.7186 | 14208149.5626 | 11607819.242 | 0 | 443573.4998 | 0 | 15825748.025 | 41175350.0537 | 28103022.4805 | 125682961.6489 | 961560.8286 | 16315151.5233 | 16315151.5233 | 1478867.319 | 7407781.6792 | 0 | 142959674.0009 | 168161474.5224 | 562341.3252 | 48.0915 | 2972.6601 | 3496.6987 | 60.6017 | 71.2849
1 | 4600 | 707 | 0.04 | 15 | 15 | 7 | 7.4989e-10 | 5spot_SharedNeighbor | Water | Porous | Wet | R600a | MinimizeLCOE_Brownfield | IgnoreSilica | 195.8696 | 109.3742 | 12.0802 | 4 | 2963.4867 | 3485.037 | 60.4147 | 71.0472 | 184.5016 | 0 | 335.4012 | 13192159.4269 | 1157382.2242 | 14241818.7183 | 11648804.7725 | 0 | 415777.804 | 0 | 15855817.7489 | 41253585.3072 | 28156419.6486 | 125921765.6505 | 961560.8286 | 16315151.5233 | 16315151.5233 | 1478867.319 | 7407781.6792 | 0 | 143198478.0024 | 168400278.524 | 749894.2093 | 48.3209 | 2963.4867 | 3485.037 | 60.4147 | 71.0472
1 | 4600 | 707 | 0.04 | 15 | 15 | 7 | 1e-09 | 5spot_SharedNeighbor | Water | Porous | Wet | R600a | MinimizeLCOE_Brownfield | IgnoreSilica | 196.3714 | 109.6 | 12.1219 | 4 | 2956.5597 | 3476.3157 | 60.2735 | 70.8694 | 184.4568 | 0 | 301.7471 | 13211607.091 | 1159054.3293 | 14265336.0996 | 11677510.9779 | 0 | 393594.9588 | 0 | 15875770.3481 | 41305497.8774 | 28191851.0444 | 126080222.7265 | 961560.8286 | 16315151.5233 | 16315151.5233 | 1478867.319 | 7407781.6792 | 0 | 143356935.0784 | 168558735.6 | 1000000 | 48.4878 | 2956.5597 | 3476.3157 | 60.2735 | 70.8694
1 | 4600 | 707 | 0.04 | 15 | 15 | 7 | 1.3335e-09 | 5spot_SharedNeighbor | Water | Porous | Wet | R600a | MinimizeLCOE_Brownfield | IgnoreSilica | 196.7197 | 109.7564 | 12.1521 | 4 | 2951.335 | 3469.7996 | 60.167 | 70.7366 | 184.4255 | 0 | 302.8333 | 13225076.9811 | 1160212.4296 | 14281627.0848 | 11697438.1128 | 0 | 376043.2855 | 0 | 15888755.1786 | 41339281.7429 | 28214909.2268 | 126183344.0422 | 961560.8286 | 16315151.5233 | 16315151.5233 | 1478867.319 | 7407781.6792 | 0 | 143460056.3942 | 168661856.9157 | 1333521.4322 | 48.6085 | 2951.335 | 3469.7996 | 60.167 | 70.7366
1 | 4600 | 707 | 0.04 | 15 | 15 | 7 | 1.7783e-09 | 5spot_SharedNeighbor | Water | Porous | Wet | R600a | MinimizeLCOE_Brownfield | IgnoreSilica | 194.9365 | 108.9479 | 12.09 | 4 | 2947.0625 | 3468.191 | 60.0799 | 70.7038 | 184.5804 | 0 | 296.6033 | 13155417.7001 | 1154223.0063 | 14197399.0388 | 11595304.4511 | 0 | 334575.57 | 0 | 15770398.7088 | 41031342.4868 | 28004734.357 | 125243395.3189 | 961560.8286 | 16315151.5233 | 16315151.5233 | 1478867.319 | 7407781.6792 | 0 | 142520107.6708 | 167721908.1924 | 1778279.41 | 48.3601 | 2947.0625 | 3468.191 | 60.0799 | 70.7038
1 | 4600 | 707 | 0.04 | 15 | 15 | 7 | 2.3714e-09 | 5spot_SharedNeighbor | Water | Porous | Wet | R600a | MinimizeLCOE_Brownfield | IgnoreSilica | 197.3506 | 110.0401 | 12.2004 | 4 | 2944.0088 | 3460.4212 | 60.0176 | 70.5454 | 184.3694 | 0 | 317.1968 | 13249477.9028 | 1162310.2694 | 14311143.2885 | 11733530.7869 | 0 | 352567.2718 | 0 | 15915521.5126 | 41408922.2534 | 28262440.3062 | 126395913.5917 | 961560.8286 | 16315151.5233 | 16315151.5233 | 1478867.319 | 7407781.6792 | 0 | 143672625.9436 | 168874426.4652 | 2371373.7057 | 48.8017 | 2944.0088 | 3460.4212 | 60.0176 | 70.5454
1 | 4600 | 707 | 0.04 | 15 | 15 | 7 | 3.1623e-09 | 5spot_SharedNeighbor | Water | Porous | Wet | R600a | MinimizeLCOE_Brownfield | IgnoreSilica | 197.7649 | 110.2263 | 12.2243 | 4 | 2941.8182 | 3457.2223 | 59.9729 | 70.4802 | 184.3327 | 0 | 315.4738 | 13265488.4801 | 1163686.7052 | 14330513.6124 | 11757236.6465 | 0 | 348266.6006 | 0 | 15937424.8975 | 41465910.3679 | 28301335.8653 | 126569863.1755 | 961560.8286 | 16315151.5233 | 16315151.5233 | 1478867.319 | 7407781.6792 | 0 | 143846575.5275 | 169048376.0491 | 3162277.6602 | 48.8972 | 2941.8182 | 3457.2223 | 59.9729 | 70.4802
1 | 4600 | 707 | 0.04 | 15 | 15 | 7 | 4.217e-09 | 5spot_SharedNeighbor | Water | Porous | Wet | R600a | MinimizeLCOE_Brownfield | IgnoreSilica | 197.8575 | 110.2676 | 12.2331 | 4 | 2940.1731 | 3455.2071 | 59.9394 | 70.4391 | 184.3242 | 0 | 311.6068 | 13269042.2148 | 1163992.2154 | 14334813.4443 | 11762530.3066 | 0 | 342197.0495 | 0 | 15940304.3399 | 41473402.0865 | 28306449.1172 | 126592730.7743 | 961560.8286 | 16315151.5233 | 16315151.5233 | 1478867.319 | 7407781.6792 | 0 | 143869443.1262 | 169071243.6478 | 4216965.0343 | 48.9323 | 2940.1731 | 3455.2071 | 59.9394 | 70.4391
1 | 4600 | 707 | 0.04 | 15 | 15 | 7 | 5.6234e-09 | 5spot_SharedNeighbor | Water | Porous | Wet | R600a | MinimizeLCOE_Brownfield | IgnoreSilica | 197.9159 | 110.2936 | 12.2392 | 4 | 2938.9373 | 3453.7135 | 59.9142 | 70.4086 | 184.3189 | 0 | 318.138 | 13271276.6813 | 1164184.3087 | 14337517.0983 | 11765864.4182 | 0 | 337460.7538 | 0 | 15941758.2715 | 41477184.9182 | 28309030.9776 | 126604277.4277 | 961560.8286 | 16315151.5233 | 16315151.5233 | 1478867.319 | 7407781.6792 | 0 | 143880989.7796 | 169082790.3012 | 5623413.2519 | 48.9568 | 2938.9373 | 3453.7135 | 59.9142 | 70.4086
1 | 4600 | 707 | 0.04 | 15 | 15 | 7 | 7.4989e-09 | 5spot_SharedNeighbor | Water | Porous | Wet | R600a | MinimizeLCOE_Brownfield | IgnoreSilica | 197.965 | 110.3155 | 12.244 | 4 | 2938.0093 | 3452.5829 | 59.8953 | 70.3856 | 184.3144 | 0 | 308.3083 | 13273158.0409 | 1164346.0453 | 14339793.5413 | 11768669.7243 | 0 | 333952.8843 | 0 | 15943168.892 | 41480855.0635 | 28311535.9272 | 126615480.1187 | 961560.8286 | 16315151.5233 | 16315151.5233 | 1478867.319 | 7407781.6792 | 0 | 143892192.4707 | 169093992.9922 | 7498942.0933 | 48.9761 | 2938.0093 | 3452.5829 | 59.8953 | 70.3856
1 | 4600 | 707 | 0.04 | 15 | 15 | 7 | 1e-08 | 5spot_SharedNeighbor | Water | Porous | Wet | R600a | MinimizeLCOE_Brownfield | IgnoreSilica | 197.989 | 110.3262 | 12.2471 | 4 | 2937.3126 | 3451.7567 | 59.8811 | 70.3687 | 184.3122 | 0 | 313.0901 | 13274076.4412 | 1164424.998 | 14340904.818 | 11770044.9037 | 0 | 331143.9068 | 0 | 15943432.0763 | 41481539.815 | 28312003.2842 | 126617570.2431 | 961560.8286 | 16315151.5233 | 16315151.5233 | 1478867.319 | 7407781.6792 | 0 | 143894282.5951 | 169096083.1166 | 10000000 | 48.9884 | 2937.3126 | 3451.7567 | 59.8811 | 70.3687
1 | 4700 | 707 | 0.04 | 15 | 15 | 7 | 1e-13 | 5spot_SharedNeighbor | Water | Porous | Wet | R600a | MinimizeLCOE_Brownfield | IgnoreSilica | 0.81347 | 0.18385 | 0.0080465 | 4 | 583574.5018 | 1387270.9732 | 11896.9556 | 28281.3952 | 120.0127 | 0 | 45.3447 | 123718.7614 | 8628.0979 | 88053.7696 | 56231.1929 | 0 | 56088.9659 | 0 | 129761.1072 | 337611.7832 | 230426.9793 | 1030520.6574 | 961560.8286 | 16790840.2133 | 16790840.2133 | 1478867.319 | 7598057.1552 | 0 | 18782921.6993 | 44650686.3868 | 100 | 0.032186 | 583574.5018 | 1387270.9732 | 11896.9556 | 28281.3952
1 | 4700 | 707 | 0.04 | 15 | 15 | 7 | 1.3335e-13 | 5spot_SharedNeighbor | Water | Porous | Wet | R600a | MinimizeLCOE_Brownfield | IgnoreSilica | 1.0498 | 0.28577 | 0.017927 | 4 | 266995.3721 | 627733.1268 | 5443.0618 | 12797.1889 | 132.7527 | 0 | 49.3993 | 179473.2348 | 13591.7732 | 124211.2027 | 70112.154 | 0 | 62458.4332 | 0 | 175440.2512 | 456459.5458 | 311543.0193 | 1393289.6142 | 961560.8286 | 16790840.2133 | 16790840.2133 | 1478867.319 | 7598057.1552 | 0 | 19145690.6561 | 45013455.3436 | 133.3521 | 0.071708 | 266995.3721 | 627733.1268 | 5443.0618 | 12797.1889
1 | 4700 | 707 | 0.04 | 15 | 15 | 7 | 1.7783e-13 | 5spot_SharedNeighbor | Water | Porous | Wet | R600a | MinimizeLCOE_Brownfield | IgnoreSilica | 1.3445 | 0.42509 | 0.033059 | 4 | 148222.2297 | 343838.992 | 3021.7106 | 7009.6229 | 143.8599 | 0 | 65.6198 | 249496.4679 | 20445.852 | 169356.7727 | 88459.5714 | 0 | 68916.7417 | 0 | 232703.4082 | 605446.5341 | 413229.7002 | 1848055.0483 | 961560.8286 | 16790840.2133 | 16790840.2133 | 1478867.319 | 7598057.1552 | 0 | 19600456.0902 | 45468220.7777 | 177.8279 | 0.13224 | 148222.2297 | 343838.992 | 3021.7106 | 7009.6229
1 | 4700 | 707 | 0.04 | 15 | 15 | 7 | 2.3714e-13 | 5spot_SharedNeighbor | Water | Porous | Wet | R600a | MinimizeLCOE_Brownfield | IgnoreSilica | 1.7487 | 0.63037 | 0.057137 | 4 | 88522.6393 | 201706.1191 | 1804.6537 | 4112.0521 | 154.1132 | 0 | 288.4404 | 345389.1249 | 30973.8273 | 230338.2557 | 116047.3719 | 0 | 77701.9217 | 0 | 312175.6956 | 812217.1239 | 554354.8764 | 2479198.1974 | 961560.8286 | 16790840.2133 | 16790840.2133 | 1478867.319 | 7598057.1552 | 0 | 20231599.2393 | 46099363.9268 | 237.1374 | 0.22855 | 88522.6393 | 201706.1191 | 1804.6537 | 4112.0521
1 | 4700 | 707 | 0.04 | 15 | 15 | 7 | 3.1623e-13 | 5spot_SharedNeighbor | Water | Porous | Wet | R600a | MinimizeLCOE_Brownfield | IgnoreSilica | 2.2543 | 0.94102 | 0.08926 | 4 | 58866.4684 | 131316.9074 | 1200.0726 | 2677.0728 | 162.4859 | 0 | 381.3527 | 458460.2216 | 41472.0702 | 317185.0981 | 149381.2436 | 0 | 87768.1277 | 0 | 411164.0369 | 1069764.4826 | 730136.2408 | 3265331.5214 | 961560.8286 | 16790840.2133 | 16790840.2133 | 1478867.319 | 7598057.1552 | 0 | 21017732.5633 | 46885497.2508 | 316.2278 | 0.35704 | 58866.4684 | 131316.9074 | 1200.0726 | 2677.0728
1 | 4700 | 707 | 0.04 | 15 | 15 | 7 | 4.217e-13 | 5spot_SharedNeighbor | Water | Porous | Wet | R600a | MinimizeLCOE_Brownfield | IgnoreSilica | 2.935 | 1.3644 | 0.13229 | 4 | 41554.38 | 90439.7551 | 847.1422 | 1843.7367 | 169.6827 | 0 | 508.3191 | 594333.6481 | 53789.7747 | 426964.3798 | 191656.2449 | 0 | 100970.0233 | 0 | 533408.4876 | 1387819.4676 | 947215.3035 | 4236157.3296 | 961560.8286 | 16790840.2133 | 16790840.2133 | 1478867.319 | 7598057.1552 | 0 | 21988558.3715 | 47856323.059 | 421.6965 | 0.52915 | 41554.38 | 90439.7551 | 847.1422 | 1843.7367
1 | 4700 | 707 | 0.04 | 15 | 15 | 7 | 5.6234e-13 | 5spot_SharedNeighbor | Water | Porous | Wet | R600a | MinimizeLCOE_Brownfield | IgnoreSilica | 3.8265 | 1.9226 | 0.18911 | 4 | 30629.0181 | 64825.633 | 624.414 | 1321.5582 | 175.546 | 0 | 85.9681 | 755596.4906 | 68384.5649 | 561751.2652 | 246417.6558 | 0 | 116716.3827 | 0 | 682057.8801 | 1774574.6947 | 1211183.693 | 5416682.6269 | 961560.8286 | 16790840.2133 | 16790840.2133 | 1478867.319 | 7598057.1552 | 0 | 23169083.6688 | 49036848.3563 | 562.3413 | 0.75644 | 30629.0181 | 64825.633 | 624.414 | 1321.5582
1 | 4700 | 707 | 0.04 | 15 | 15 | 7 | 7.4989e-13 | 5spot_SharedNeighbor | Water | Porous | Wet | R600a | MinimizeLCOE_Brownfield | IgnoreSilica | 4.9863 | 2.6519 | 0.2636 | 4 | 23332.0801 | 47865.4486 | 475.656 | 975.8019 | 180.2225 | 0 | 70.3019 | 946737.8146 | 85649.4343 | 726569.3947 | 317219.2923 | 0 | 135052.7177 | 0 | 862379.1749 | 2243733.7147 | 1531394.3644 | 6848735.9076 | 961560.8286 | 16790840.2133 | 16790840.2133 | 1478867.319 | 7598057.1552 | 0 | 24601136.9495 | 50468901.637 | 749.8942 | 1.0544 | 23332.0801 | 47865.4486 | 475.656 | 975.8019
1 | 4700 | 707 | 0.04 | 15 | 15 | 7 | 1e-12 | 5spot_SharedNeighbor | Water | Porous | Wet | R600a | MinimizeLCOE_Brownfield | IgnoreSilica | 6.499 | 3.6042 | 0.36112 | 4 | 18240.1761 | 36148.0473 | 371.8507 | 736.9268 | 183.8827 | 0 | 97.3732 | 1174431.7081 | 106170.4759 | 928713.9621 | 409296.287 | 0 | 156547.8778 | 0 | 1082312.5213 | 2815955.1675 | 1921947.2639 | 8595375.2636 | 961560.8286 | 16790840.2133 | 16790840.2133 | 1478867.319 | 7598057.1552 | 0 | 26347776.3055 | 52215540.993 | 1000 | 1.4445 | 18240.1761 | 36148.0473 | 371.8507 | 736.9268
1 | 4700 | 707 | 0.04 | 15 | 15 | 7 | 1.3335e-12 | 5spot_SharedNeighbor | Water | Porous | Wet | R600a | MinimizeLCOE_Brownfield | IgnoreSilica | 8.4869 | 4.8439 | 0.488 | 4 | 14592.9751 | 27844.9315 | 297.4975 | 567.6566 | 186.5039 | 0 | 96.9675 | 1445920.4144 | 130579.039 | 1176495.3311 | 529829.1762 | 0 | 182512.7239 | 0 | 1351481.307 | 3516277.1339 | 2399931.3961 | 10733026.5216 | 961560.8286 | 16790840.2133 | 16790840.2133 | 1478867.319 | 7598057.1552 | 0 | 28485427.5636 | 54353192.2511 | 1333.5214 | 1.952 | 14592.9751 | 27844.9315 | 297.4975 | 567.6566
1 | 4700 | 707 | 0.04 | 15 | 15 | 7 | 1.7783e-12 | 5spot_SharedNeighbor | Water | Porous | Wet | R600a | MinimizeLCOE_Brownfield | IgnoreSilica | 11.1347 | 6.5396 | 0.66238 | 4 | 11783.0293 | 21546.1653 | 240.213 | 439.2477 | 189.1976 | 0 | 112.2653 | 1786420.0859 | 161109.2341 | 1495796.2966 | 691155.805 | 0 | 213609.5215 | 0 | 1695755.4678 | 4412007.88 | 3011286.0358 | 13467140.3267 | 961560.8286 | 16790840.2133 | 16790840.2133 | 1478867.319 | 7598057.1552 | 0 | 31219541.3686 | 57087306.0561 | 1778.2794 | 2.6495 | 11783.0293 | 21546.1653 | 240.213 | 439.2477
1 | 4700 | 707 | 0.04 | 15 | 15 | 7 | 2.3714e-12 | 5spot_SharedNeighbor | Water | Porous | Wet | R600a | MinimizeLCOE_Brownfield | IgnoreSilica | 14.6574 | 8.7717 | 0.89137 | 4 | 9708.9391 | 16964.0266 | 197.9299 | 345.8346 | 191.015 | 0 | 96.7758 | 2197712.8747 | 197876.9424 | 1891911.2011 | 905179.9893 | 0 | 252300.0994 | 0 | 2123542.6317 | 5525022.3291 | 3770941.2675 | 16864487.3352 | 961560.8286 | 16790840.2133 | 16790840.2133 | 1478867.319 | 7598057.1552 | 0 | 34616888.3771 | 60484653.0646 | 2371.3737 | 3.5655 | 9708.9391 | 16964.0266 | 197.9299 | 345.8346
1 | 4700 | 707 | 0.04 | 15 | 15 | 7 | 3.1623e-12 | 5spot_SharedNeighbor | Water | Porous | Wet | R600a | MinimizeLCOE_Brownfield | IgnoreSilica | 19.3178 | 11.7261 | 1.1946 | 4 | 8131.7886 | 13545.1468 | 165.7775 | 276.1361 | 192.4168 | 0 | 102.4504 | 2698064.3089 | 242462.4745 | 2386476.3753 | 1188175.5962 | 0 | 299051.5475 | 0 | 2657549.8179 | 6914399.4879 | 4719219.7272 | 21105399.3354 | 961560.8286 | 16790840.2133 | 16790840.2133 | 1478867.319 | 7598057.1552 | 0 | 38857800.3774 | 64725565.0649 | 3162.2777 | 4.7785 | 8131.7886 | 13545.1468 | 165.7775 | 276.1361
1 | 4700 | 707 | 0.04 | 15 | 15 | 7 | 4.217e-12 | 5spot_SharedNeighbor | Water | Porous | Wet | R600a | MinimizeLCOE_Brownfield | IgnoreSilica | 25.481 | 15.6348 | 1.596 | 4 | 6917.3801 | 10969.4543 | 141.0202 | 223.6272 | 193.4933 | 0 | 98.5322 | 3307172.7874 | 296552.298 | 3004053.9152 | 1562469.2797 | 0 | 355691.6359 | 0 | 3325116.5673 | 8651271.2329 | 5904670.3823 | 26406998.0985 | 961560.8286 | 16790840.2133 | 16790840.2133 | 1478867.319 | 7598057.1552 | 0 | 44159399.1404 | 70027163.8279 | 4216.965 | 6.3838 | 6917.3801 | 10969.4543 | 141.0202 | 223.6272
1 | 4700 | 707 | 0.04 | 15 | 15 | 7 | 5.6234e-12 | 5spot_SharedNeighbor | Water | Porous | Wet | R600a | MinimizeLCOE_Brownfield | IgnoreSilica | 33.6025 | 20.7869 | 2.1251 | 4 | 5973.1381 | 9016.3001 | 121.7705 | 183.8095 | 194.3156 | 0 | 132.3194 | 4046717.6756 | 361984.3628 | 3772819.4927 | 2055742.725 | 0 | 424120.9539 | 0 | 4157940.2319 | 10818107.5726 | 7383580.7082 | 33021013.7226 | 961560.8286 | 16790840.2133 | 16790840.2133 | 1478867.319 | 7598057.1552 | 0 | 50773414.7645 | 76641179.452 | 5623.4133 | 8.5003 | 5973.1381 | 9016.3001 | 121.7705 | 183.8095
1 | 4700 | 707 | 0.04 | 15 | 15 | 7 | 7.4989e-12 | 5spot_SharedNeighbor | Water | Porous | Wet | R600a | MinimizeLCOE_Brownfield | IgnoreSilica | 44.248 | 27.5399 | 2.8185 | 4 | 5232.7576 | 7527.2366 | 106.6768 | 153.4529 | 194.9345 | 0 | 117.8635 | 4940625.2438 | 440767.8034 | 4725015.4281 | 2702355.0461 | 0 | 506668.8336 | 0 | 5193018.6184 | 13511169.2106 | 9221650.613 | 41241270.7969 | 961560.8286 | 16790840.2133 | 16790840.2133 | 1478867.319 | 7598057.1552 | 0 | 58993671.8389 | 84861436.5264 | 7498.9421 | 11.2739 | 5232.7576 | 7527.2366 | 106.6768 | 153.4529
1 | 4700 | 707 | 0.04 | 15 | 15 | 7 | 1e-11 | 5spot_SharedNeighbor | Water | Porous | Wet | R600a | MinimizeLCOE_Brownfield | IgnoreSilica | 57.9948 | 36.2393 | 3.7115 | 4 | 4651.7201 | 6394.1094 | 94.8316 | 130.3526 | 195.3399 | 0 | 105.2769 | 6004445.9444 | 534148.4876 | 5885415.1796 | 3536823.559 | 0 | 604717.6675 | 0 | 6460564.8269 | 16809064.4355 | 11472531.8689 | 51307711.9694 | 961560.8286 | 16790840.2133 | 16790840.2133 | 1478867.319 | 7598057.1552 | 0 | 69060113.0114 | 94927877.6989 | 10000 | 14.8461 | 4651.7201 | 6394.1094 | 94.8316 | 130.3526
1 | 4700 | 707 | 0.04 | 15 | 15 | 7 | 1.3335e-11 | 5spot_SharedNeighbor | Water | Porous | Wet | R600a | MinimizeLCOE_Brownfield | IgnoreSilica | 75.3736 | 47.1291 | 4.8275 | 4 | 4199.7955 | 5539.3974 | 85.6185 | 112.9281 | 195.4058 | 0 | 143.2767 | 7238252.0598 | 642005.3797 | 7262141.7434 | 4589960.5832 | 0 | 719894.2727 | 0 | 7976379.0751 | 20752902.1731 | 14164282.1627 | 63345817.4497 | 961560.8286 | 16790840.2133 | 16790840.2133 | 1478867.319 | 7598057.1552 | 0 | 81098218.4916 | 106965983.1791 | 13335.2143 | 19.31 | 4199.7955 | 5539.3974 | 85.6185 | 112.9281
1 | 4700 | 707 | 0.04 | 15 | 15 | 7 | 1.7783e-11 | 5spot_SharedNeighbor | Water | Porous | Wet | R600a | MinimizeLCOE_Brownfield | IgnoreSilica | 96.5721 | 60.0944 | 6.1505 | 4 | 3857.4677 | 4908.9148 | 78.6397 | 100.0749 | 194.9144 | 0 | 134.3662 | 8605725.161 | 761062.7374 | 8820659.438 | 5869254.7724 | 0 | 852220.5843 | 0 | 9714479.8503 | 25275083.8568 | 17250764.0833 | 77149250.4836 | 961560.8286 | 16790840.2133 | 16790840.2133 | 1478867.319 | 7598057.1552 | 0 | 94901651.5255 | 120769416.213 | 17782.7941 | 24.6021 | 3857.4677 | 4908.9148 | 78.6397 | 100.0749
1 | 4700 | 707 | 0.04 | 15 | 15 | 7 | 2.3714e-11 | 5spot_SharedNeighbor | Water | Porous | Wet | R600a | MinimizeLCOE_Brownfield | IgnoreSilica | 121.2273 | 74.5285 | 7.6109 | 4 | 3608.9615 | 4458.6506 | 73.5736 | 90.8956 | 193.6891 | 0 | 150.8108 | 10032803.0783 | 884834.3773 | 10478313.1345 | 7345583.8085 | 0 | 1000327.0568 | 0 | 11599325.9676 | 30179066.8188 | 20597833.2216 | 92118087.4634 | 961560.8286 | 16790840.2133 | 16790840.2133 | 1478867.319 | 7598057.1552 | 0 | 109870488.5054 | 135738253.1929 | 23713.7371 | 30.4438 | 3608.9615 | 4458.6506 | 73.5736 | 90.8956
1 | 4700 | 707 | 0.04 | 15 | 15 | 7 | 3.1623e-11 | 5spot_SharedNeighbor | Water | Porous | Wet | R600a | MinimizeLCOE_Brownfield | IgnoreSilica | 147.0324 | 88.807 | 9.0526 | 4 | 3436.2626 | 4150.6385 | 70.0529 | 84.6164 | 191.9229 | 0 | 141.485 | 11369122.7813 | 1000344.0157 | 12055667.1342 | 8876733.729 | 0 | 1140157.5893 | 0 | 13432389.8473 | 34948323.0207 | 23852948.5779 | 106675686.6954 | 961560.8286 | 16790840.2133 | 16790840.2133 | 1478867.319 | 7598057.1552 | 0 | 124428087.7373 | 150295852.4248 | 31622.7766 | 36.2103 | 3436.2626 | 4150.6385 | 70.0529 | 84.6164
1 | 4700 | 707 | 0.04 | 15 | 15 | 7 | 4.217e-11 | 5spot_SharedNeighbor | Water | Porous | Wet | R600a | MinimizeLCOE_Brownfield | IgnoreSilica | 158.5493 | 94.9417 | 9.8407 | 4 | 3307.381 | 3964.5463 | 67.4254 | 80.8226 | 191.0747 | 0 | 186.1139 | 11924280.9656 | 1048229.2791 | 12717423.7651 | 9555972.7686 | 0 | 1055563.9855 | 0 | 14157573.5979 | 36835102.3841 | 25140714.2628 | 112434861.0086 | 961560.8286 | 16790840.2133 | 16790840.2133 | 1478867.319 | 7598057.1552 | 0 | 130187262.0505 | 156055026.7381 | 42169.6503 | 39.3626 | 3307.381 | 3964.5463 | 67.4254 | 80.8226
1 | 4700 | 707 | 0.04 | 15 | 15 | 7 | 5.6234e-11 | 5spot_SharedNeighbor | Water | Porous | Wet | R600a | MinimizeLCOE_Brownfield | IgnoreSilica | 168.2534 | 99.9669 | 10.5088 | 4 | 3207.5311 | 3822.9167 | 65.3899 | 77.9353 | 190.3125 | 0 | 216.7915 | 12371525.7732 | 1086765.3465 | 13253133.3066 | 10125023.1182 | 0 | 963593.8004 | 0 | 14742016.1245 | 38355701.9527 | 26178554.7136 | 117076314.1359 | 961560.8286 | 16790840.2133 | 16790840.2133 | 1478867.319 | 7598057.1552 | 0 | 134828715.1778 | 160696479.8653 | 56234.1325 | 42.035 | 3207.5311 | 3822.9167 | 65.3899 | 77.9353
1 | 4700 | 707 | 0.04 | 15 | 15 | 7 | 7.4989e-11 | 5spot_SharedNeighbor | Water | Porous | Wet | R600a | MinimizeLCOE_Brownfield | IgnoreSilica | 176.1138 | 103.9383 | 11.0552 | 4 | 3130.5802 | 3715.5503 | 63.8211 | 75.7465 | 189.665 | 0 | 262.1232 | 12720513.5553 | 1116810.5574 | 13672699.1144 | 10584176.9945 | 0 | 870613.1695 | 0 | 15196277.2225 | 39537596.148 | 26985221.7873 | 120683908.5489 | 961560.8286 | 16790840.2133 | 16790840.2133 | 1478867.319 | 7598057.1552 | 0 | 138436309.5909 | 164304074.2784 | 74989.4209 | 44.2207 | 3130.5802 | 3715.5503 | 63.8211 | 75.7465
1 | 4700 | 707 | 0.04 | 15 | 15 | 7 | 1e-10 | 5spot_SharedNeighbor | Water | Porous | Wet | R600a | MinimizeLCOE_Brownfield | IgnoreSilica | 182.2692 | 106.9845 | 11.4888 | 4 | 3071.5243 | 3634.4134 | 62.6172 | 74.0924 | 189.1396 | 0 | 274.5619 | 12985654.7814 | 1139623.0667 | 13992345.1208 | 10942661.2419 | 0 | 781646.675 | 0 | 15538353.0454 | 40427607.2698 | 27592672.6659 | 123400563.8669 | 961560.8286 | 16790840.2133 | 16790840.2133 | 1478867.319 | 7598057.1552 | 0 | 141152964.9088 | 167020729.5963 | 100000 | 45.9553 | 3071.5243 | 3634.4134 | 62.6172 | 74.0924
1 | 4700 | 707 | 0.04 | 15 | 15 | 7 | 1.3335e-10 | 5spot_SharedNeighbor | Water | Porous | Wet | R600a | MinimizeLCOE_Brownfield | IgnoreSilica | 187.107 | 109.3375 | 11.8311 | 4 | 3026.3452 | 3572.9487 | 61.6961 | 72.8394 | 188.7158 | 0 | 334.2451 | 13189002.5848 | 1157110.7937 | 14238001.6327 | 11223372.218 | 0 | 701961.2182 | 0 | 15798684.8945 | 41104937.3396 | 28054964.3562 | 125468035.0376 | 961560.8286 | 16790840.2133 | 16790840.2133 | 1478867.319 | 7598057.1552 | 0 | 143220436.0796 | 169088200.7671 | 133352.1432 | 47.3246 | 3026.3452 | 3572.9487 | 61.6961 | 72.8394
1 | 4700 | 707 | 0.04 | 15 | 15 | 7 | 1.7783e-10 | 5spot_SharedNeighbor | Water | Porous | Wet | R600a | MinimizeLCOE_Brownfield | IgnoreSilica | 190.7003 | 111.0614 | 12.0909 | 4 | 2991.8775 | 3526.7357 | 60.9935 | 71.8973 | 188.3948 | 0 | 338.4236 | 13337198.5028 | 1169851.1186 | 14417304.3605 | 11431377.1802 | 0 | 630930.3715 | 0 | 15984797.9981 | 41589165.458 | 28385459.997 | 126946084.9865 | 961560.8286 | 16790840.2133 | 16790840.2133 | 1478867.319 | 7598057.1552 | 0 | 144698486.0285 | 170566250.716 | 177827.941 | 48.3638 | 2991.8775 | 3526.7357 | 60.9935 | 71.8973
1 | 4700 | 707 | 0.04 | 15 | 15 | 7 | 2.3714e-10 | 5spot_SharedNeighbor | Water | Porous | Wet | R600a | MinimizeLCOE_Brownfield | IgnoreSilica | 193.3675 | 112.3279 | 12.2873 | 4 | 2965.645 | 3491.9555 | 60.4587 | 71.1882 | 188.1531 | 0 | 392.0597 | 13445669.357 | 1179173.9771 | 14548687.9423 | 11585629.8425 | 0 | 569972.839 | 0 | 16118362.2436 | 41936672.2271 | 28622640.5075 | 128006808.9362 | 961560.8286 | 16790840.2133 | 16790840.2133 | 1478867.319 | 7598057.1552 | 0 | 145759209.9781 | 171626974.6656 | 237137.3706 | 49.1492 | 2965.645 | 3491.9555 | 60.4587 | 71.1882
1 | 4700 | 707 | 0.04 | 15 | 15 | 7 | 3.1623e-10 | 5spot_SharedNeighbor | Water | Porous | Wet | R600a | MinimizeLCOE_Brownfield | IgnoreSilica | 195.424 | 113.2967 | 12.4385 | 4 | 2945.7156 | 3465.6286 | 60.0524 | 70.6515 | 187.9648 | 0 | 375.6485 | 13528405.1549 | 1186283.6466 | 14648981.7175 | 11704388.0724 | 0 | 520009.9401 | 0 | 16219346.7273 | 42199413.139 | 28801966.5786 | 128808794.9766 | 961560.8286 | 16790840.2133 | 16790840.2133 | 1478867.319 | 7598057.1552 | 0 | 146561196.0185 | 172428960.706 | 316227.766 | 49.754 | 2945.7156 | 3465.6286 | 60.0524 | 70.6515
1 | 4700 | 707 | 0.04 | 15 | 15 | 7 | 4.217e-10 | 5spot_SharedNeighbor | Water | Porous | Wet | R600a | MinimizeLCOE_Brownfield | IgnoreSilica | 196.8318 | 113.955 | 12.547 | 4 | 2930.5944 | 3446.0137 | 59.7441 | 70.2517 | 187.8347 | 0 | 354.2872 | 13584511.5407 | 1191104.3497 | 14717034.6933 | 11785358.3642 | 0 | 477599.3016 | 0 | 16284687.2173 | 42369415.6908 | 28917996.8134 | 129327707.9709 | 961560.8286 | 16790840.2133 | 16790840.2133 | 1478867.319 | 7598057.1552 | 0 | 147080109.0129 | 172947873.7004 | 421696.5034 | 50.1878 | 2930.5944 | 3446.0137 | 59.7441 | 70.2517
1 | 4700 | 707 | 0.04 | 15 | 15 | 7 | 5.6234e-10 | 5spot_SharedNeighbor | Water | Porous | Wet | R600a | MinimizeLCOE_Brownfield | IgnoreSilica | 197.8381 | 114.4235 | 12.6267 | 4 | 2919.1435 | 3431.3091 | 59.5107 | 69.9519 | 187.7411 | 0 | 368.4586 | 13624386.9213 | 1194530.1581 | 14765420.1296 | 11843207.5311 | 0 | 443017.5539 | 0 | 16329519.2947 | 42486059.5597 | 28997608.6507 | 129683749.7991 | 961560.8286 | 16790840.2133 | 16790840.2133 | 1478867.319 | 7598057.1552 | 0 | 147436150.841 | 173303915.5286 | 562341.3252 | 50.5066 | 2919.1435 | 3431.3091 | 59.5107 | 69.9519
1 | 4700 | 707 | 0.04 | 15 | 15 | 7 | 7.4989e-10 | 5spot_SharedNeighbor | Water | Porous | Wet | R600a | MinimizeLCOE_Brownfield | IgnoreSilica | 198.5297 | 114.7444 | 12.684 | 4 | 2910.4846 | 3420.3344 | 59.3342 | 69.7281 | 187.6764 | 0 | 347.8047 | 13651672.7938 | 1196874.2156 | 14798538.5583 | 11882953.3025 | 0 | 414887.1564 | 0 | 16358521.1504 | 42561516.4392 | 29049109.5214 | 129914073.1376 | 961560.8286 | 16790840.2133 | 16790840.2133 | 1478867.319 | 7598057.1552 | 0 | 147666474.1795 | 173534238.867 | 749894.2093 | 50.736 | 2910.4846 | 3420.3344 | 59.3342 | 69.7281
1 | 4700 | 707 | 0.04 | 15 | 15 | 7 | 1e-09 | 5spot_SharedNeighbor | Water | Porous | Wet | R600a | MinimizeLCOE_Brownfield | IgnoreSilica | 199.0024 | 114.9631 | 12.7252 | 4 | 2903.9452 | 3412.1451 | 59.2008 | 69.5612 | 187.632 | 0 | 364.5077 | 13670258.9379 | 1198470.8325 | 14821101.9491 | 11910108.2212 | 0 | 392304.3918 | 0 | 16376975.2897 | 42609530.3243 | 29081879.9846 | 130060629.9312 | 961560.8286 | 16790840.2133 | 16790840.2133 | 1478867.319 | 7598057.1552 | 0 | 147813030.9731 | 173680795.6606 | 1000000 | 50.9008 | 2903.9452 | 3412.1451 | 59.2008 | 69.5612
1 | 4700 | 707 | 0.04 | 15 | 15 | 7 | 1.3335e-09 | 5spot_SharedNeighbor | Water | Porous | Wet | R600a | MinimizeLCOE_Brownfield | IgnoreSilica | 199.3332 | 115.116 | 12.7551 | 4 | 2899.0122 | 3406.0189 | 59.1003 | 69.4363 | 187.6008 | 0 | 425.4184 | 13683239.5187 | 1199585.8779 | 14836862.3167 | 11929114.0081 | 0 | 374495.4076 | 0 | 16389085.8804 | 42641039.5969 | 29103385.7106 | 130156808.317 | 961560.8286 | 16790840.2133 | 16790840.2133 | 1478867.319 | 7598057.1552 | 0 | 147909209.3589 | 173776974.0464 | 1333521.4322 | 51.0206 | 2899.0122 | 3406.0189 | 59.1003 | 69.4363
1 | 4700 | 707 | 0.04 | 15 | 15 | 7 | 1.7783e-09 | 5spot_SharedNeighbor | Water | Porous | Wet | R600a | MinimizeLCOE_Brownfield | IgnoreSilica | 197.928 | 114.4605 | 12.7072 | 4 | 2894.9599 | 3403.8797 | 59.0177 | 69.3927 | 187.7288 | 0 | 669.658 | 13627533.7952 | 1194800.504 | 14769239.2855 | 11848280.8729 | 0 | 337426.7052 | 0 | 16293139.6535 | 42391407.1959 | 28933006.4675 | 129394834.4797 | 961560.8286 | 16790840.2133 | 16790840.2133 | 1478867.319 | 7598057.1552 | 0 | 147147235.5216 | 173015000.2091 | 1778279.41 | 50.8288 | 2894.9599 | 3403.8797 | 59.0177 | 69.3927
1 | 4700 | 707 | 0.04 | 15 | 15 | 7 | 2.3714e-09 | 5spot_SharedNeighbor | Water | Porous | Wet | R600a | MinimizeLCOE_Brownfield | IgnoreSilica | 200.2495 | 115.5401 | 12.8166 | 4 | 2892.1122 | 3396.6888 | 58.9596 | 69.2461 | 187.5157 | 0 | 411.257 | 13719240.638 | 1202678.2674 | 14880581.9752 | 11981769.6294 | 0 | 354808.1524 | 0 | 16434240.6783 | 42758523.1186 | 29183570.6283 | 130515413.0875 | 961560.8286 | 16790840.2133 | 16790840.2133 | 1478867.319 | 7598057.1552 | 0 | 148267814.1294 | 174135578.8169 | 2371373.7057 | 51.2663 | 2892.1122 | 3396.6888 | 58.9596 | 69.2461
1 | 4700 | 707 | 0.04 | 15 | 15 | 7 | 3.1623e-09 | 5spot_SharedNeighbor | Water | Porous | Wet | R600a | MinimizeLCOE_Brownfield | IgnoreSilica | 200.364 | 115.5927 | 12.8281 | 4 | 2890.0461 | 3394.1707 | 58.9175 | 69.1948 | 187.5048 | 0 | 410.8865 | 13723698.6143 | 1203061.1796 | 14885996.6396 | 11988340.8943 | 0 | 346677.4991 | 0 | 16437632.1825 | 42767347.1168 | 29189593.1883 | 130542347.3145 | 961560.8286 | 16790840.2133 | 16790840.2133 | 1478867.319 | 7598057.1552 | 0 | 148294748.3564 | 174162513.0439 | 3162277.6602 | 51.3122 | 2890.0461 | 3394.1707 | 58.9175 | 69.1948
1 | 4700 | 707 | 0.04 | 15 | 15 | 7 | 4.217e-09 | 5spot_SharedNeighbor | Water | Porous | Wet | R600a | MinimizeLCOE_Brownfield | IgnoreSilica | 200.4392 | 115.6271 | 12.8362 | 4 | 2888.4932 | 3392.2972 | 58.8858 | 69.1566 | 187.4975 | 0 | 398.4096 | 13726620.8102 | 1203312.1762 | 14889546.0518 | 11992655.5491 | 0 | 340367.2919 | 0 | 16439475.7329 | 42772143.6568 | 29192866.9254 | 130556988.1944 | 961560.8286 | 16790840.2133 | 16790840.2133 | 1478867.319 | 7598057.1552 | 0 | 148309389.2363 | 174177153.9238 | 4216965.0343 | 51.3449 | 2888.4932 | 3392.2972 | 58.8858 | 69.1566
1 | 4700 | 707 | 0.04 | 15 | 15 | 7 | 5.6234e-09 | 5spot_SharedNeighbor | Water | Porous | Wet | R600a | MinimizeLCOE_Brownfield | IgnoreSilica | 200.4929 | 115.6517 | 12.8422 | 4 | 2887.3265 | 3390.8947 | 58.8621 | 69.128 | 187.4923 | 0 | 386.7792 | 13728706.8106 | 1203491.3485 | 14892079.8412 | 11995737.5368 | 0 | 335556.8526 | 0 | 16440673.232 | 42775259.3038 | 29194993.4185 | 130566498.3439 | 961560.8286 | 16790840.2133 | 16790840.2133 | 1478867.319 | 7598057.1552 | 0 | 148318899.3858 | 174186664.0733 | 5623413.2519 | 51.3689 | 2887.3265 | 3390.8947 | 58.8621 | 69.128
1 | 4700 | 707 | 0.04 | 15 | 15 | 7 | 7.4989e-09 | 5spot_SharedNeighbor | Water | Porous | Wet | R600a | MinimizeLCOE_Brownfield | IgnoreSilica | 200.5318 | 115.6695 | 12.8467 | 4 | 2886.4503 | 3389.8441 | 58.8442 | 69.1066 | 187.4886 | 0 | 391.8485 | 13730216.4023 | 1203621.011 | 14893913.515 | 11997969.1422 | 0 | 331905.9759 | 0 | 16441474.1581 | 42777343.1493 | 29196415.6859 | 130572859.0396 | 961560.8286 | 16790840.2133 | 16790840.2133 | 1478867.319 | 7598057.1552 | 0 | 148325260.0816 | 174193024.7691 | 7498942.0933 | 51.3867 | 2886.4503 | 3389.8441 | 58.8442 | 69.1066
1 | 4700 | 707 | 0.04 | 15 | 15 | 7 | 1e-08 | 5spot_SharedNeighbor | Water | Porous | Wet | R600a | MinimizeLCOE_Brownfield | IgnoreSilica | 200.5707 | 115.6874 | 12.8504 | 4 | 2885.7926 | 3389.0392 | 58.8308 | 69.0901 | 187.4849 | 0 | 411.134 | 13731730.2296 | 1203751.0369 | 14895752.3569 | 12000201.7633 | 0 | 329281.9916 | 0 | 16442679.7775 | 42780479.9237 | 29198556.5989 | 130582433.6782 | 961560.8286 | 16790840.2133 | 16790840.2133 | 1478867.319 | 7598057.1552 | 0 | 148334834.7202 | 174202599.4077 | 10000000 | 51.4018 | 2885.7926 | 3389.0392 | 58.8308 | 69.0901
1 | 4800 | 707 | 0.04 | 15 | 15 | 7 | 1e-13 | 5spot_SharedNeighbor | Water | Porous | Wet | R600a | MinimizeLCOE_Brownfield | IgnoreSilica | 0.83292 | 0.19513 | 0.0093194 | 4 | 517884.9916 | 1229891.7792 | 10557.786 | 25073.0075 | 122.3977 | 0 | 50.3795 | 130603.11 | 9243.438 | 92197.1515 | 57617.3424 | 0 | 56316.6523 | 0 | 134931.3007 | 351063.5663 | 239608.0977 | 1071580.659 | 961560.8286 | 17272388.9941 | 17272388.9941 | 1478867.319 | 7790676.6675 | 0 | 19305530.4817 | 45847463.4624 | 100 | 0.037278 | 517884.9916 | 1229891.7792 | 10557.786 | 25073.0075
1 | 4800 | 707 | 0.04 | 15 | 15 | 7 | 1.3335e-13 | 5spot_SharedNeighbor | Water | Porous | Wet | R600a | MinimizeLCOE_Brownfield | IgnoreSilica | 1.0692 | 0.30093 | 0.020002 | 4 | 245951.2816 | 577699.8695 | 5014.0495 | 11777.1932 | 135.1342 | 0 | 56.3788 | 188241.4637 | 14486.7198 | 129239.7247 | 71935.9836 | 0 | 62208.9012 | 0 | 181783.9892 | 472964.6509 | 322808.0927 | 1443669.5257 | 961560.8286 | 17272388.9941 | 17272388.9941 | 1478867.319 | 7790676.6675 | 0 | 19677619.3484 | 46219552.3291 | 133.3521 | 0.080006 | 245951.2816 | 577699.8695 | 5014.0495 | 11777.1932
1 | 4800 | 707 | 0.04 | 15 | 15 | 7 | 1.7783e-13 | 5spot_SharedNeighbor | Water | Porous | Wet | R600a | MinimizeLCOE_Brownfield | IgnoreSilica | 1.3936 | 0.46059 | 0.037673 | 4 | 134033.6098 | 310166.228 | 2732.4564 | 6323.1581 | 147.2293 | 0 | 53.076 | 268228.8583 | 22585.3614 | 180137.3631 | 93004.4406 | 0 | 70141.8742 | 0 | 247298.1801 | 643419.1368 | 439146.7818 | 1963961.9964 | 961560.8286 | 17272388.9941 | 17272388.9941 | 1478867.319 | 7790676.6675 | 0 | 20197911.8191 | 46739844.7998 | 177.8279 | 0.15069 | 134033.6098 | 310166.228 | 2732.4564 | 6323.1581
1 | 4800 | 707 | 0.04 | 15 | 15 | 7 | 2.3714e-13 | 5spot_SharedNeighbor | Water | Porous | Wet | R600a | MinimizeLCOE_Brownfield | IgnoreSilica | 1.7875 | 0.68047 | 0.063152 | 4 | 82509.2718 | 187580.4347 | 1682.0631 | 3824.0809 | 157.0881 | 0 | 295.9999 | 365698.8757 | 33052.4284 | 244726.7984 | 120960.7307 | 0 | 77805.3757 | 0 | 328475.2415 | 854625.1987 | 583299.2589 | 2608643.908 | 961560.8286 | 17272388.9941 | 17272388.9941 | 1478867.319 | 7790676.6675 | 0 | 20842593.7307 | 47384526.7114 | 237.1374 | 0.25261 | 82509.2718 | 187580.4347 | 1682.0631 | 3824.0809
1 | 4800 | 707 | 0.04 | 15 | 15 | 7 | 3.1623e-13 | 5spot_SharedNeighbor | Water | Porous | Wet | R600a | MinimizeLCOE_Brownfield | IgnoreSilica | 2.3126 | 1.0152 | 0.097411 | 4 | 55594.2857 | 123712.5061 | 1133.3647 | 2522.0468 | 165.7257 | 0 | 391.5364 | 483412.3835 | 43735.5198 | 337045.3136 | 154295.3723 | 0 | 88328.4186 | 0 | 431658.6331 | 1123087.2178 | 766530.1033 | 3428092.962 | 961560.8286 | 17272388.9941 | 17272388.9941 | 1478867.319 | 7790676.6675 | 0 | 21662042.7848 | 48203975.7655 | 316.2278 | 0.38965 | 55594.2857 | 123712.5061 | 1133.3647 | 2522.0468
1 | 4800 | 707 | 0.04 | 15 | 15 | 7 | 4.217e-13 | 5spot_SharedNeighbor | Water | Porous | Wet | R600a | MinimizeLCOE_Brownfield | IgnoreSilica | 3.0128 | 1.4659 | 0.14343 | 4 | 39520.4779 | 85784.4247 | 805.6784 | 1748.8315 | 173.0487 | 0 | 524.649 | 624919.0958 | 56559.9138 | 452185.0834 | 197917.5904 | 0 | 101691.4398 | 0 | 558976.5181 | 1454342.2382 | 992618.4613 | 4439210.3407 | 961560.8286 | 17272388.9941 | 17272388.9941 | 1478867.319 | 7790676.6675 | 0 | 22673160.1635 | 49215093.1442 | 421.6965 | 0.57371 | 39520.4779 | 85784.4247 | 805.6784 | 1748.8315
1 | 4800 | 707 | 0.04 | 15 | 15 | 7 | 5.6234e-13 | 5spot_SharedNeighbor | Water | Porous | Wet | R600a | MinimizeLCOE_Brownfield | IgnoreSilica | 3.9191 | 2.0532 | 0.20364 | 4 | 29326.6765 | 61910.6152 | 597.864 | 1262.1316 | 178.9507 | 0 | 58.1043 | 791200.4617 | 71603.2508 | 592068.8773 | 253790.9247 | 0 | 117054.5215 | 0 | 712030.034 | 1852556.0911 | 1264407.5984 | 5654711.7594 | 961560.8286 | 17272388.9941 | 17272388.9941 | 1478867.319 | 7790676.6675 | 0 | 23888661.5822 | 50430594.5629 | 562.3413 | 0.81457 | 29326.6765 | 61910.6152 | 597.864 | 1262.1316
1 | 4800 | 707 | 0.04 | 15 | 15 | 7 | 7.4989e-13 | 5spot_SharedNeighbor | Water | Porous | Wet | R600a | MinimizeLCOE_Brownfield | IgnoreSilica | 5.0789 | 2.8081 | 0.28146 | 4 | 22508.1063 | 46083.0488 | 458.8582 | 939.4653 | 183.6116 | 0 | 83.9658 | 985559.4772 | 89151.6606 | 760621.2561 | 324945.1765 | 0 | 134297.7623 | 0 | 894884.3797 | 2328305.59 | 1589116.4071 | 7106881.7095 | 961560.8286 | 17272388.9941 | 17272388.9941 | 1478867.319 | 7790676.6675 | 0 | 25340831.5322 | 51882764.5129 | 749.8942 | 1.1259 | 22508.1063 | 46083.0488 | 458.8582 | 939.4653
1 | 4800 | 707 | 0.04 | 15 | 15 | 7 | 1e-12 | 5spot_SharedNeighbor | Water | Porous | Wet | R600a | MinimizeLCOE_Brownfield | IgnoreSilica | 6.6259 | 3.8162 | 0.38526 | 4 | 17621.9166 | 34845.2546 | 359.2466 | 710.3676 | 187.3497 | 0 | 75.9326 | 1222586.705 | 110504.4826 | 972165.9602 | 419600.9796 | 0 | 155826.4549 | 0 | 1123466.9871 | 2923030.6456 | 1995028.4779 | 8922210.6928 | 961560.8286 | 17272388.9941 | 17272388.9941 | 1478867.319 | 7790676.6675 | 0 | 27156160.5155 | 53698093.4962 | 1000 | 1.541 | 17621.9166 | 34845.2546 | 359.2466 | 710.3676
1 | 4800 | 707 | 0.04 | 15 | 15 | 7 | 1.3335e-12 | 5spot_SharedNeighbor | Water | Porous | Wet | R600a | MinimizeLCOE_Brownfield | IgnoreSilica | 8.6332 | 5.1115 | 0.5188 | 4 | 14142.5889 | 26932.69 | 288.3158 | 549.0593 | 189.9737 | 0 | 83.3494 | 1501712.5786 | 135587.6094 | 1228208.1162 | 542045.8365 | 0 | 180998.3436 | 0 | 1399535.4689 | 3641304.2058 | 2485264.9418 | 11114657.1007 | 961560.8286 | 17272388.9941 | 17272388.9941 | 1478867.319 | 7790676.6675 | 0 | 29348606.9234 | 55890539.9041 | 1333.5214 | 2.0752 | 14142.5889 | 26932.69 | 288.3158 | 549.0593
1 | 4800 | 707 | 0.04 | 15 | 15 | 7 | 1.7783e-12 | 5spot_SharedNeighbor | Water | Porous | Wet | R600a | MinimizeLCOE_Brownfield | IgnoreSilica | 11.3394 | 6.9074 | 0.70456 | 4 | 11422.8319 | 20840.7596 | 232.8699 | 424.8671 | 192.7676 | 0 | 108.5424 | 1856708.1137 | 167400.8288 | 1562738.6852 | 707813.6882 | 0 | 212000.4486 | 0 | 1757598.0881 | 4572909.6924 | 3121104.829 | 13958274.3739 | 961560.8286 | 17272388.9941 | 17272388.9941 | 1478867.319 | 7790676.6675 | 0 | 32192224.1967 | 58734157.1774 | 1778.2794 | 2.8182 | 11422.8319 | 20840.7596 | 232.8699 | 424.8671
1 | 4800 | 707 | 0.04 | 15 | 15 | 7 | 2.3714e-12 | 5spot_SharedNeighbor | Water | Porous | Wet | R600a | MinimizeLCOE_Brownfield | IgnoreSilica | 14.8937 | 9.2401 | 0.94567 | 4 | 9431.7881 | 16448.5031 | 192.2798 | 335.325 | 194.6084 | 0 | 101.6159 | 2279949.5826 | 205215.2639 | 1972306.599 | 925042.7952 | 0 | 249382.7549 | 0 | 2196439.8283 | 5714685.8815 | 3900390.5392 | 17443413.2446 | 961560.8286 | 17272388.9941 | 17272388.9941 | 1478867.319 | 7790676.6675 | 0 | 35677363.0674 | 62219296.0481 | 2371.3737 | 3.7827 | 9431.7881 | 16448.5031 | 192.2798 | 335.325
1 | 4800 | 707 | 0.04 | 15 | 15 | 7 | 3.1623e-12 | 5spot_SharedNeighbor | Water | Porous | Wet | R600a | MinimizeLCOE_Brownfield | IgnoreSilica | 19.6273 | 12.3485 | 1.2668 | 4 | 7905.7462 | 13143.6825 | 161.1693 | 267.9517 | 196.041 | 0 | 100.0714 | 2798571.8991 | 251401.1747 | 2487287.6805 | 1214323.3073 | 0 | 295447.3194 | 0 | 2748342.2386 | 7150622.7423 | 4880446.9522 | 21826443.3141 | 961560.8286 | 17272388.9941 | 17272388.9941 | 1478867.319 | 7790676.6675 | 0 | 40060393.1369 | 66602326.1176 | 3162.2777 | 5.0673 | 7905.7462 | 13143.6825 | 161.1693 | 267.9517
1 | 4800 | 707 | 0.04 | 15 | 15 | 7 | 4.217e-12 | 5spot_SharedNeighbor | Water | Porous | Wet | R600a | MinimizeLCOE_Brownfield | IgnoreSilica | 25.8754 | 16.453 | 1.6911 | 4 | 6730.6116 | 10654.3967 | 137.2126 | 217.2043 | 197.1395 | 0 | 88.9813 | 3428821.221 | 307332.5199 | 3129177.9672 | 1596127.8328 | 0 | 350991.0862 | 0 | 3436855.7446 | 8941993.6514 | 6103094.4067 | 27294394.4298 | 961560.8286 | 17272388.9941 | 17272388.9941 | 1478867.319 | 7790676.6675 | 0 | 45528344.2525 | 72070277.2332 | 4216.965 | 6.7644 | 6730.6116 | 10654.3967 | 137.2126 | 217.2043
1 | 4800 | 707 | 0.04 | 15 | 15 | 7 | 5.6234e-12 | 5spot_SharedNeighbor | Water | Porous | Wet | R600a | MinimizeLCOE_Brownfield | IgnoreSilica | 34.1238 | 21.8729 | 2.2513 | 4 | 5814.7248 | 8762.145 | 118.541 | 178.6282 | 197.9805 | 0 | 99.938 | 4195520.3746 | 375120.948 | 3929698.0236 | 2100140.0599 | 0 | 418464.483 | 0 | 4297388.1167 | 11180922.3643 | 7631209.2586 | 34128463.6287 | 961560.8286 | 17272388.9941 | 17272388.9941 | 1478867.319 | 7790676.6675 | 0 | 52362413.4514 | 78904346.4321 | 5623.4133 | 9.0051 | 5814.7248 | 8762.145 | 118.541 | 178.6282
1 | 4800 | 707 | 0.04 | 15 | 15 | 7 | 7.4989e-12 | 5spot_SharedNeighbor | Water | Porous | Wet | R600a | MinimizeLCOE_Brownfield | IgnoreSilica | 44.8937 | 28.9486 | 2.9829 | 4 | 5097.4993 | 7322.0321 | 103.9194 | 149.2695 | 198.6101 | 0 | 113.9134 | 5118763.482 | 456431.6444 | 4917401.4938 | 2758115.8872 | 0 | 499107.0134 | 0 | 5362429.6131 | 13951941.8678 | 9522487.0085 | 42586678.0101 | 961560.8286 | 17272388.9941 | 17272388.9941 | 1478867.319 | 7790676.6675 | 0 | 60820627.8329 | 87362560.8136 | 7498.9421 | 11.9315 | 5097.4993 | 7322.0321 | 103.9194 | 149.2695
1 | 4800 | 707 | 0.04 | 15 | 15 | 7 | 1e-11 | 5spot_SharedNeighbor | Water | Porous | Wet | R600a | MinimizeLCOE_Brownfield | IgnoreSilica | 58.8185 | 38.0738 | 3.9258 | 4 | 4533.6342 | 6223.8652 | 92.4243 | 126.8819 | 199.0171 | 0 | 96.9011 | 6218986.1318 | 552935.6589 | 6122578.4286 | 3608526.8086 | 0 | 595456.9625 | 0 | 6668408.7563 | 17349831.7051 | 11841616.6421 | 52958341.0939 | 961560.8286 | 17272388.9941 | 17272388.9941 | 1478867.319 | 7790676.6675 | 0 | 71192290.9166 | 97734223.8973 | 10000 | 15.7031 | 4533.6342 | 6223.8652 | 92.4243 | 126.8819
1 | 4800 | 707 | 0.04 | 15 | 15 | 7 | 1.3335e-11 | 5spot_SharedNeighbor | Water | Porous | Wet | R600a | MinimizeLCOE_Brownfield | IgnoreSilica | 76.3675 | 49.4549 | 5.1 | 4 | 4095.6758 | 5396.7609 | 83.4959 | 110.0203 | 199.0633 | 0 | 126.6262 | 7490725.7912 | 664023.015 | 7547467.5187 | 4678318.5706 | 0 | 708212.816 | 0 | 8224611.6075 | 21398752.3029 | 14605088.1471 | 65317199.7691 | 961560.8286 | 17272388.9941 | 17272388.9941 | 1478867.319 | 7790676.6675 | 0 | 83551149.5918 | 110093082.5725 | 13335.2143 | 20.3998 | 4095.6758 | 5396.7609 | 83.4959 | 110.0203
1 | 4800 | 707 | 0.04 | 15 | 15 | 7 | 1.7783e-11 | 5spot_SharedNeighbor | Water | Porous | Wet | R600a | MinimizeLCOE_Brownfield | IgnoreSilica | 97.7442 | 62.9761 | 6.4886 | 4 | 3764.1486 | 4786.7821 | 76.7373 | 97.585 | 198.5232 | 0 | 136.8402 | 8897764.5688 | 786429.0555 | 9157444.6478 | 5975889.4931 | 0 | 838302.1657 | 0 | 10005773.6731 | 26032970.6309 | 17768037.3797 | 79462611.6146 | 961560.8286 | 17272388.9941 | 17272388.9941 | 1478867.319 | 7790676.6675 | 0 | 97696561.4373 | 124238494.418 | 17782.7941 | 25.9545 | 3764.1486 | 4786.7821 | 76.7373 | 97.585
1 | 4800 | 707 | 0.04 | 15 | 15 | 7 | 2.3714e-11 | 5spot_SharedNeighbor | Water | Porous | Wet | R600a | MinimizeLCOE_Brownfield | IgnoreSilica | 122.499 | 77.9534 | 8.014 | 4 | 3523.9975 | 4351.9813 | 71.8415 | 88.721 | 197.222 | 0 | 127.3872 | 10359483.8063 | 913105.4627 | 10861795.0909 | 7467461.9971 | 0 | 983853.2375 | 0 | 11928422.8418 | 31035309.3785 | 21182236.3627 | 94731668.1774 | 961560.8286 | 17272388.9941 | 17272388.9941 | 1478867.319 | 7790676.6675 | 0 | 112965618.0002 | 139507550.9809 | 23713.7371 | 32.0561 | 3523.9975 | 4351.9813 | 71.8415 | 88.721
1 | 4800 | 707 | 0.04 | 15 | 15 | 7 | 3.1623e-11 | 5spot_SharedNeighbor | Water | Porous | Wet | R600a | MinimizeLCOE_Brownfield | IgnoreSilica | 149.3986 | 93.3232 | 9.5622 | 4 | 3356.9613 | 4050.8887 | 68.4362 | 82.5828 | 195.3052 | 0 | 139.5753 | 11778822.7598 | 1035688.2962 | 12543686.1688 | 9072625.3471 | 0 | 1138106.7918 | 0 | 13871882.4518 | 36091792.6253 | 24633390.0789 | 110165994.5197 | 961560.8286 | 17272388.9941 | 17272388.9941 | 1478867.319 | 7790676.6675 | 0 | 128399944.3425 | 154941877.3232 | 31622.7766 | 38.2489 | 3356.9613 | 4050.8887 | 68.4362 | 82.5828
1 | 4800 | 707 | 0.04 | 15 | 15 | 7 | 4.217e-11 | 5spot_SharedNeighbor | Water | Porous | Wet | R600a | MinimizeLCOE_Brownfield | IgnoreSilica | 161.9038 | 100.1763 | 10.4162 | 4 | 3235.2005 | 3872.2349 | 65.9539 | 78.9407 | 194.3365 | 0 | 197.5404 | 12390026.0877 | 1088358.6219 | 13275341.3878 | 9813412.639 | 0 | 1066255.1536 | 0 | 14677023.6171 | 38186604.7802 | 26063142.4188 | 116560164.7062 | 961560.8286 | 17272388.9941 | 17272388.9941 | 1478867.319 | 7790676.6675 | 0 | 134794114.5289 | 161336047.5096 | 42169.6503 | 41.6648 | 3235.2005 | 3872.2349 | 65.9539 | 78.9407
1 | 4800 | 707 | 0.04 | 15 | 15 | 7 | 5.6234e-11 | 5spot_SharedNeighbor | Water | Porous | Wet | R600a | MinimizeLCOE_Brownfield | IgnoreSilica | 171.4593 | 105.2595 | 11.0955 | 4 | 3140.9752 | 3739.0098 | 64.033 | 76.2248 | 193.5453 | 0 | 196.902 | 12835774.3909 | 1126728.9805 | 13811561.3129 | 10376710.8413 | 0 | 970531.8437 | 0 | 15257309.874 | 39696390.5877 | 27093602.2553 | 121168610.0864 | 961560.8286 | 17272388.9941 | 17272388.9941 | 1478867.319 | 7790676.6675 | 0 | 139402559.9092 | 165944492.8898 | 56234.1325 | 44.3819 | 3140.9752 | 3739.0098 | 64.033 | 76.2248
1 | 4800 | 707 | 0.04 | 15 | 15 | 7 | 7.4989e-11 | 5spot_SharedNeighbor | Water | Porous | Wet | R600a | MinimizeLCOE_Brownfield | IgnoreSilica | 179.1929 | 109.2736 | 11.6497 | 4 | 3068.3895 | 3637.9721 | 62.5533 | 74.165 | 192.8749 | 0 | 259.8586 | 13183494.7076 | 1156637.2134 | 14231342.0502 | 10831051.5404 | 0 | 874989.027 | 0 | 15708230.6701 | 40869594.0023 | 27894337.6928 | 124749676.9038 | 961560.8286 | 17272388.9941 | 17272388.9941 | 1478867.319 | 7790676.6675 | 0 | 142983626.7265 | 169525559.7072 | 74989.4209 | 46.5989 | 3068.3895 | 3637.9721 | 62.5533 | 74.165
1 | 4800 | 707 | 0.04 | 15 | 15 | 7 | 1e-10 | 5spot_SharedNeighbor | Water | Porous | Wet | R600a | MinimizeLCOE_Brownfield | IgnoreSilica | 185.2628 | 112.3589 | 12.0895 | 4 | 3012.688 | 3561.551 | 61.4177 | 72.607 | 192.3305 | 0 | 332.4915 | 13448315.4593 | 1179401.38 | 14551894.5063 | 11186409.2759 | 0 | 784533.8376 | 0 | 16048716.2391 | 41755467.6097 | 28498964.6327 | 127453702.9407 | 961560.8286 | 17272388.9941 | 17272388.9941 | 1478867.319 | 7790676.6675 | 0 | 145687652.7634 | 172229585.7441 | 100000 | 48.358 | 3012.688 | 3561.551 | 61.4177 | 72.607
1 | 4800 | 707 | 0.04 | 15 | 15 | 7 | 1.3335e-10 | 5spot_SharedNeighbor | Water | Porous | Wet | R600a | MinimizeLCOE_Brownfield | IgnoreSilica | 189.9723 | 114.7127 | 12.4337 | 4 | 2970.0883 | 3503.7585 | 60.5493 | 71.4289 | 191.8973 | 0 | 325.8225 | 13648978.1329 | 1196642.7298 | 14795267.5578 | 11461569.7658 | 0 | 703139.4577 | 0 | 16304183.0812 | 42420139.9294 | 28952617.1485 | 129482537.8031 | 961560.8286 | 17272388.9941 | 17272388.9941 | 1478867.319 | 7790676.6675 | 0 | 147716487.6259 | 174258420.6066 | 133352.1432 | 49.7347 | 2970.0883 | 3503.7585 | 60.5493 | 71.4289
1 | 4800 | 707 | 0.04 | 15 | 15 | 7 | 1.7783e-10 | 5spot_SharedNeighbor | Water | Porous | Wet | R600a | MinimizeLCOE_Brownfield | IgnoreSilica | 193.4944 | 116.4489 | 12.6957 | 4 | 2937.5858 | 3460.242 | 59.8867 | 70.5417 | 191.5671 | 0 | 353.064 | 13796246.132 | 1209292.1029 | 14974141.0856 | 11666770.1835 | 0 | 631263.568 | 0 | 16488308.0981 | 42899195.4542 | 29279582.3878 | 130944799.012 | 961560.8286 | 17272388.9941 | 17272388.9941 | 1478867.319 | 7790676.6675 | 0 | 149178748.8348 | 175720681.8155 | 177827.941 | 50.7828 | 2937.5858 | 3460.242 | 59.8867 | 70.5417
1 | 4800 | 707 | 0.04 | 15 | 15 | 7 | 2.3714e-10 | 5spot_SharedNeighbor | Water | Porous | Wet | R600a | MinimizeLCOE_Brownfield | IgnoreSilica | 196.0935 | 117.7172 | 12.8929 | 4 | 2912.8467 | 3427.5077 | 59.3823 | 69.8744 | 191.32 | 0 | 343.3148 | 13903435.0969 | 1218496.7316 | 15104471.1084 | 11818073.2966 | 0 | 569554.6442 | 0 | 16619472.0423 | 43240457.1317 | 29512500.4949 | 131986460.5468 | 961560.8286 | 17272388.9941 | 17272388.9941 | 1478867.319 | 7790676.6675 | 0 | 150220410.3696 | 176762343.3503 | 237137.3706 | 51.5717 | 2912.8467 | 3427.5077 | 59.3823 | 69.8744
1 | 4800 | 707 | 0.04 | 15 | 15 | 7 | 3.1623e-10 | 5spot_SharedNeighbor | Water | Porous | Wet | R600a | MinimizeLCOE_Brownfield | IgnoreSilica | 197.989 | 118.635 | 13.0399 | 4 | 2894.0517 | 3402.9098 | 58.9992 | 69.3729 | 191.1379 | 0 | 360.7044 | 13980801.6154 | 1225139.269 | 15198611.4828 | 11928346.6045 | 0 | 517699.3008 | 0 | 16711733.3263 | 43480502.0671 | 29676336.0957 | 132719169.7615 | 961560.8286 | 17272388.9941 | 17272388.9941 | 1478867.319 | 7790676.6675 | 0 | 150953119.5843 | 177495052.565 | 316227.766 | 52.1598 | 2894.0517 | 3402.9098 | 58.9992 | 69.3729
1 | 4800 | 707 | 0.04 | 15 | 15 | 7 | 4.217e-10 | 5spot_SharedNeighbor | Water | Porous | Wet | R600a | MinimizeLCOE_Brownfield | IgnoreSilica | 199.3534 | 119.2918 | 13.1485 | 4 | 2879.7957 | 3384.4518 | 58.7085 | 68.9966 | 191.0057 | 0 | 331.3297 | 14036062.2576 | 1229883.2513 | 15265889.5374 | 12007682.2113 | 0 | 474817.937 | 0 | 16775590.7259 | 43646645.922 | 29789732.6906 | 133226304.5331 | 961560.8286 | 17272388.9941 | 17272388.9941 | 1478867.319 | 7790676.6675 | 0 | 151460254.3559 | 178002187.3366 | 421696.5034 | 52.5941 | 2879.7957 | 3384.4518 | 58.7085 | 68.9966
1 | 4800 | 707 | 0.04 | 15 | 15 | 7 | 5.6234e-10 | 5spot_SharedNeighbor | Water | Porous | Wet | R600a | MinimizeLCOE_Brownfield | IgnoreSilica | 200.4346 | 119.8095 | 13.2329 | 4 | 2868.9929 | 3370.4309 | 58.4883 | 68.7108 | 190.9006 | 0 | 394.5965 | 14079559.7309 | 1233617.0527 | 15318867.527 | 12070264.5851 | 0 | 441243.8677 | 0 | 16825985.5777 | 43777762.989 | 29879222.783 | 133626524.1131 | 961560.8286 | 17272388.9941 | 17272388.9941 | 1478867.319 | 7790676.6675 | 0 | 151860473.9358 | 178402406.9165 | 562341.3252 | 52.9316 | 2868.9929 | 3370.4309 | 58.4883 | 68.7108
1 | 4800 | 707 | 0.04 | 15 | 15 | 7 | 7.4989e-10 | 5spot_SharedNeighbor | Water | Porous | Wet | R600a | MinimizeLCOE_Brownfield | IgnoreSilica | 201.0971 | 120.1253 | 13.2899 | 4 | 2860.8227 | 3360.1104 | 58.3217 | 68.5004 | 190.8356 | 0 | 402.3406 | 14106071.1363 | 1235892.6304 | 15351166.3812 | 12108584.9914 | 0 | 412774.6446 | 0 | 16853651.0157 | 43849742.7837 | 29928350.472 | 133846234.0554 | 961560.8286 | 17272388.9941 | 17272388.9941 | 1478867.319 | 7790676.6675 | 0 | 152080183.8782 | 178622116.8588 | 749894.2093 | 53.1596 | 2860.8227 | 3360.1104 | 58.3217 | 68.5004
1 | 4800 | 707 | 0.04 | 15 | 15 | 7 | 1e-09 | 5spot_SharedNeighbor | Water | Porous | Wet | R600a | MinimizeLCOE_Brownfield | IgnoreSilica | 201.5575 | 120.3443 | 13.3312 | 4 | 2854.6514 | 3352.3935 | 58.1959 | 68.3431 | 190.7902 | 0 | 413.712 | 14124438.4645 | 1237469.1045 | 15373547.3549 | 12135210.876 | 0 | 390047.6664 | 0 | 16871678.2519 | 43896645.9543 | 29960362.8497 | 133989400.5223 | 961560.8286 | 17272388.9941 | 17272388.9941 | 1478867.319 | 7790676.6675 | 0 | 152223350.345 | 178765283.3257 | 1000000 | 53.3247 | 2854.6514 | 3352.3935 | 58.1959 | 68.3431
1 | 4800 | 707 | 0.04 | 15 | 15 | 7 | 1.3335e-09 | 5spot_SharedNeighbor | Water | Porous | Wet | R600a | MinimizeLCOE_Brownfield | IgnoreSilica | 201.8741 | 120.4945 | 13.3609 | 4 | 2849.9955 | 3346.6293 | 58.101 | 68.2256 | 190.7589 | 0 | 387.7831 | 14137035.7241 | 1238550.3007 | 15388899.2942 | 12153512.059 | 0 | 372054.724 | 0 | 16883120.3197 | 43926415.8677 | 29980681.4273 | 134080269.7166 | 961560.8286 | 17272388.9941 | 17272388.9941 | 1478867.319 | 7790676.6675 | 0 | 152314219.5393 | 178856152.52 | 1333521.4322 | 53.4437 | 2849.9955 | 3346.6293 | 58.101 | 68.2256
1 | 4800 | 707 | 0.04 | 15 | 15 | 7 | 1.7783e-09 | 5spot_SharedNeighbor | Water | Porous | Wet | R600a | MinimizeLCOE_Brownfield | IgnoreSilica | 201.246 | 120.1933 | 13.3459 | 4 | 2846.1373 | 3343.329 | 58.0224 | 68.1583 | 190.8186 | 0 | 469.2147 | 14111775.5428 | 1236382.2474 | 15358116.9651 | 12117143.7987 | 0 | 344948.4986 | 0 | 16835663.1506 | 43802942.0484 | 29896408.0085 | 133703380.2601 | 961560.8286 | 17272388.9941 | 17272388.9941 | 1478867.319 | 7790676.6675 | 0 | 151937330.0829 | 178479263.0636 | 1778279.41 | 53.3837 | 2846.1373 | 3343.329 | 58.0224 | 68.1583
1 | 4800 | 707 | 0.04 | 15 | 15 | 7 | 2.3714e-09 | 5spot_SharedNeighbor | Water | Porous | Wet | R600a | MinimizeLCOE_Brownfield | IgnoreSilica | 202.7755 | 120.9236 | 13.4228 | 4 | 2843.5057 | 3337.849 | 57.9687 | 68.0466 | 190.6712 | 0 | 391.6708 | 14172985.5742 | 1241635.6615 | 15432718.9579 | 12205658.2778 | 0 | 352405.5104 | 0 | 16928107.5529 | 44043463.4204 | 30060568.7871 | 134437543.7424 | 961560.8286 | 17272388.9941 | 17272388.9941 | 1478867.319 | 7790676.6675 | 0 | 152671493.5651 | 179213426.5458 | 2371373.7057 | 53.6913 | 2843.5057 | 3337.849 | 57.9687 | 68.0466
1 | 4800 | 707 | 0.04 | 15 | 15 | 7 | 3.1623e-09 | 5spot_SharedNeighbor | Water | Porous | Wet | R600a | MinimizeLCOE_Brownfield | IgnoreSilica | 202.8829 | 120.9742 | 13.4341 | 4 | 2841.556 | 3335.4827 | 57.929 | 67.9983 | 190.6604 | 0 | 386.5661 | 14177227.6406 | 1241999.7192 | 15437890.4936 | 12211864.6349 | 0 | 344180.9369 | 0 | 16931133.7358 | 44051336.9276 | 30065942.6175 | 134461576.7061 | 961560.8286 | 17272388.9941 | 17272388.9941 | 1478867.319 | 7790676.6675 | 0 | 152695526.5288 | 179237459.5095 | 3162277.6602 | 53.7366 | 2841.556 | 3335.4827 | 57.929 | 67.9983
1 | 4800 | 707 | 0.04 | 15 | 15 | 7 | 4.217e-09 | 5spot_SharedNeighbor | Water | Porous | Wet | R600a | MinimizeLCOE_Brownfield | IgnoreSilica | 202.9607 | 121.0109 | 13.4425 | 4 | 2840.0905 | 3333.7094 | 57.8991 | 67.9622 | 190.6526 | 0 | 377.5633 | 14180296.5867 | 1242263.097 | 15441631.9791 | 12216358.4287 | 0 | 337902.0345 | 0 | 16933196.3291 | 44056703.3723 | 30069605.3263 | 134477957.1537 | 961560.8286 | 17272388.9941 | 17272388.9941 | 1478867.319 | 7790676.6675 | 0 | 152711906.9765 | 179253839.9572 | 4216965.0343 | 53.7701 | 2840.0905 | 3333.7094 | 57.8991 | 67.9622
1 | 4800 | 707 | 0.04 | 15 | 15 | 7 | 5.6234e-09 | 5spot_SharedNeighbor | Water | Porous | Wet | R600a | MinimizeLCOE_Brownfield | IgnoreSilica | 202.9996 | 121.0291 | 13.4479 | 4 | 2838.9894 | 3332.4094 | 57.8766 | 67.9357 | 190.6486 | 0 | 383.8492 | 14181822.2445 | 1242394.0288 | 15443492.009 | 12218603.4406 | 0 | 332889.6075 | 0 | 16933488.5189 | 44057463.59 | 30070124.1905 | 134480277.6298 | 961560.8286 | 17272388.9941 | 17272388.9941 | 1478867.319 | 7790676.6675 | 0 | 152714227.4526 | 179256160.4333 | 5623413.2519 | 53.7918 | 2838.9894 | 3332.4094 | 57.8766 | 67.9357
1 | 4800 | 707 | 0.04 | 15 | 15 | 7 | 7.4989e-09 | 5spot_SharedNeighbor | Water | Porous | Wet | R600a | MinimizeLCOE_Brownfield | IgnoreSilica | 203.0339 | 121.0452 | 13.4522 | 4 | 2838.1624 | 3331.4251 | 57.8598 | 67.9156 | 190.6451 | 0 | 373.7203 | 14183169.3972 | 1242509.641 | 15445134.4305 | 12220581.9064 | 0 | 329172.916 | 0 | 16934021.6335 | 44058850.645 | 30071070.8841 | 134484511.4537 | 961560.8286 | 17272388.9941 | 17272388.9941 | 1478867.319 | 7790676.6675 | 0 | 152718461.2764 | 179260394.2571 | 7498942.0933 | 53.8089 | 2838.1624 | 3331.4251 | 57.8598 | 67.9156
1 | 4800 | 707 | 0.04 | 15 | 15 | 7 | 1e-08 | 5spot_SharedNeighbor | Water | Porous | Wet | R600a | MinimizeLCOE_Brownfield | IgnoreSilica | 203.0534 | 121.0543 | 13.4552 | 4 | 2837.5416 | 3330.6965 | 57.8471 | 67.9008 | 190.6431 | 0 | 382.5312 | 14183930.3776 | 1242574.9479 | 15446062.2105 | 12221704.0359 | 0 | 326286.7027 | 0 | 16934017.7271 | 44058840.4813 | 30071063.9471 | 134484480.4302 | 961560.8286 | 17272388.9941 | 17272388.9941 | 1478867.319 | 7790676.6675 | 0 | 152718430.2529 | 179260363.2336 | 10000000 | 53.8207 | 2837.5416 | 3330.6965 | 57.8471 | 67.9008
1 | 4900 | 707 | 0.04 | 15 | 15 | 7 | 1e-13 | 5spot_SharedNeighbor | Water | Porous | Wet | R600a | MinimizeLCOE_Brownfield | IgnoreSilica | 0.85236 | 0.20686 | 0.010684 | 4 | 464126.7364 | 1101155.0401 | 9461.8513 | 22448.5349 | 124.7845 | 0 | 54.8447 | 137720.4943 | 9893.2253 | 96446.7616 | 59035.5949 | 0 | 56497.8951 | 0 | 140241.6488 | 364880.0026 | 249038.0993 | 1113753.7219 | 961560.8286 | 17759797.8658 | 17759797.8658 | 1478867.319 | 7985640.2162 | 0 | 19835112.4164 | 47059417.8174 | 100 | 0.042736 | 464126.7364 | 1101155.0401 | 9461.8513 | 22448.5349
1 | 4900 | 707 | 0.04 | 15 | 15 | 7 | 1.3335e-13 | 5spot_SharedNeighbor | Water | Porous | Wet | R600a | MinimizeLCOE_Brownfield | IgnoreSilica | 1.1081 | 0.32563 | 0.022904 | 4 | 221019.5499 | 518176.5725 | 4505.7825 | 10563.7303 | 138.391 | 0 | 62.7729 | 201924.1727 | 15883.3351 | 137360.4519 | 74687.1407 | 0 | 63338.0646 | 0 | 192345.3343 | 500443.1045 | 341562.7019 | 1527544.3057 | 961560.8286 | 17759797.8658 | 17759797.8658 | 1478867.319 | 7985640.2162 | 0 | 20248903.0002 | 47473208.4012 | 133.3521 | 0.091616 | 221019.5499 | 518176.5725 | 4505.7825 | 10563.7303
1 | 4900 | 707 | 0.04 | 15 | 15 | 7 | 1.7783e-13 | 5spot_SharedNeighbor | Water | Porous | Wet | R600a | MinimizeLCOE_Brownfield | IgnoreSilica | 1.4176 | 0.48466 | 0.041447 | 4 | 125230.1227 | 289443.0044 | 2552.9854 | 5900.6871 | 149.8289 | 0 | 60.665 | 281530.7608 | 24241.4547 | 187264.761 | 96026.4841 | 0 | 69625.0068 | 0 | 256888.5023 | 668371.1879 | 456177.0694 | 2040125.2272 | 961560.8286 | 17759797.8658 | 17759797.8658 | 1478867.319 | 7985640.2162 | 0 | 20761483.9216 | 47985789.3227 | 177.8279 | 0.16579 | 125230.1227 | 289443.0044 | 2552.9854 | 5900.6871
1 | 4900 | 707 | 0.04 | 15 | 15 | 7 | 2.3714e-13 | 5spot_SharedNeighbor | Water | Porous | Wet | R600a | MinimizeLCOE_Brownfield | IgnoreSilica | 1.8459 | 0.74525 | 0.070058 | 4 | 76673.9744 | 173822.5099 | 1563.1027 | 3543.607 | 160.4555 | 0 | 308.4584 | 389622.4021 | 35224.619 | 263192.4639 | 125768.9881 | 0 | 79009.0185 | 0 | 348198.8218 | 905941.9088 | 618323.968 | 2765282.1903 | 961560.8286 | 17759797.8658 | 17759797.8658 | 1478867.319 | 7985640.2162 | 0 | 21486640.8848 | 48710946.2858 | 237.1374 | 0.28023 | 76673.9744 | 173822.5099 | 1563.1027 | 3543.607
1 | 4900 | 707 | 0.04 | 15 | 15 | 7 | 3.1623e-13 | 5spot_SharedNeighbor | Water | Porous | Wet | R600a | MinimizeLCOE_Brownfield | IgnoreSilica | 2.3904 | 1.104 | 0.10689 | 4 | 52260.4601 | 115936.2837 | 1065.4002 | 2363.518 | 169.2153 | 0 | 409.2827 | 512560.0297 | 46378.7663 | 360424.1582 | 160352.4324 | 0 | 89824.1464 | 0 | 456120.4179 | 1186731.7642 | 809968.814 | 3622360.5292 | 961560.8286 | 17759797.8658 | 17759797.8658 | 1478867.319 | 7985640.2162 | 0 | 22343719.2236 | 49568024.6247 | 316.2278 | 0.42755 | 52260.4601 | 115936.2837 | 1065.4002 | 2363.518
1 | 4900 | 707 | 0.04 | 15 | 15 | 7 | 4.217e-13 | 5spot_SharedNeighbor | Water | Porous | Wet | R600a | MinimizeLCOE_Brownfield | IgnoreSilica | 3.0906 | 1.5697 | 0.1549 | 4 | 37707.8515 | 81646.6235 | 768.7256 | 1664.4769 | 176.4109 | 0 | 528.2165 | 655578.5316 | 59335.7831 | 477635.65 | 204068.9588 | 0 | 102222.0828 | 0 | 584547.9925 | 1520873.9692 | 1038027.7348 | 4642290.7029 | 961560.8286 | 17759797.8658 | 17759797.8658 | 1478867.319 | 7985640.2162 | 0 | 23363649.3974 | 50587954.7984 | 421.6965 | 0.6196 | 37707.8515 | 81646.6235 | 768.7256 | 1664.4769
1 | 4900 | 707 | 0.04 | 15 | 15 | 7 | 5.6234e-13 | 5spot_SharedNeighbor | Water | Porous | Wet | R600a | MinimizeLCOE_Brownfield | IgnoreSilica | 4.0117 | 2.1867 | 0.21856 | 4 | 28156.0868 | 59296.9891 | 573.9999 | 1208.8493 | 182.3517 | 0 | 78.0151 | 826944.8465 | 74833.3481 | 622690.3856 | 261076.8381 | 0 | 117279.7468 | 0 | 742101.8144 | 1930796.695 | 1317808.4183 | 5893532.0928 | 961560.8286 | 17759797.8658 | 17759797.8658 | 1478867.319 | 7985640.2162 | 0 | 24614890.7872 | 51839196.1883 | 562.3413 | 0.87423 | 28156.0868 | 59296.9891 | 573.9999 | 1208.8493
1 | 4900 | 707 | 0.04 | 15 | 15 | 7 | 7.4989e-13 | 5spot_SharedNeighbor | Water | Porous | Wet | R600a | MinimizeLCOE_Brownfield | IgnoreSilica | 5.1884 | 2.9787 | 0.30076 | 4 | 21702.1984 | 44331.8902 | 442.4287 | 903.7655 | 187.0493 | 0 | 103.9439 | 1027220.7557 | 92908.4746 | 797361.3726 | 333607.1247 | 0 | 133963.6626 | 0 | 930173.9422 | 2420121.7928 | 1651782.8521 | 7387139.9775 | 961560.8286 | 17759797.8658 | 17759797.8658 | 1478867.319 | 7985640.2162 | 0 | 26108498.672 | 53332804.073 | 749.8942 | 1.203 | 21702.1984 | 44331.8902 | 442.4287 | 903.7655
1 | 4900 | 707 | 0.04 | 15 | 15 | 7 | 1e-12 | 5spot_SharedNeighbor | Water | Porous | Wet | R600a | MinimizeLCOE_Brownfield | IgnoreSilica | 6.7379 | 4.0227 | 0.40918 | 4 | 17078.5684 | 33711.9132 | 348.1697 | 687.2629 | 190.7833 | 0 | 82.5613 | 1268749.0784 | 114657.263 | 1014030.2159 | 428937.8912 | 0 | 154220.2902 | 0 | 1162431.9481 | 3024409.4813 | 2064221.6164 | 9231657.7845 | 961560.8286 | 17759797.8658 | 17759797.8658 | 1478867.319 | 7985640.2162 | 0 | 27953016.4789 | 55177321.88 | 1000 | 1.6367 | 17078.5684 | 33711.9132 | 348.1697 | 687.2629
1 | 4900 | 707 | 0.04 | 15 | 15 | 7 | 1.3335e-12 | 5spot_SharedNeighbor | Water | Porous | Wet | R600a | MinimizeLCOE_Brownfield | IgnoreSilica | 8.799 | 5.3977 | 0.55157 | 4 | 13706.7823 | 26046.3528 | 279.4313 | 530.9901 | 193.469 | 0 | 73.3056 | 1560444.883 | 140857.4813 | 1282914.1041 | 555286.8897 | 0 | 179718.0209 | 0 | 1450496.3378 | 3773893.9333 | 2575760.1553 | 11519371.8055 | 961560.8286 | 17759797.8658 | 17759797.8658 | 1478867.319 | 7985640.2162 | 0 | 30240730.4999 | 57465035.901 | 1333.5214 | 2.2063 | 13706.7823 | 26046.3528 | 279.4313 | 530.9901
1 | 4900 | 707 | 0.04 | 15 | 15 | 7 | 1.7783e-12 | 5spot_SharedNeighbor | Water | Porous | Wet | R600a | MinimizeLCOE_Brownfield | IgnoreSilica | 11.5368 | 7.2785 | 0.74748 | 4 | 11092.3639 | 20197.7776 | 226.1328 | 411.759 | 196.3265 | 0 | 106.372 | 1926516.525 | 173646.0704 | 1629544.4008 | 724027.935 | 0 | 209665.9079 | 0 | 1818726.3272 | 4731952.8314 | 3229655.0394 | 14443735.0371 | 961560.8286 | 17759797.8658 | 17759797.8658 | 1478867.319 | 7985640.2162 | 0 | 33165093.7316 | 60389399.1327 | 1778.2794 | 2.9899 | 11092.3639 | 20197.7776 | 226.1328 | 411.759
1 | 4900 | 707 | 0.04 | 15 | 15 | 7 | 2.3714e-12 | 5spot_SharedNeighbor | Water | Porous | Wet | R600a | MinimizeLCOE_Brownfield | IgnoreSilica | 15.1495 | 9.7312 | 1.0025 | 4 | 9168.0544 | 15956.8441 | 186.9032 | 325.3019 | 198.2028 | 0 | 112.2823 | 2364886.5488 | 212790.1466 | 2055725.4726 | 946083.4063 | 0 | 246398.0656 | 0 | 2272094.6196 | 5911524.1294 | 4034736.688 | 18044239.0769 | 961560.8286 | 17759797.8658 | 17759797.8658 | 1478867.319 | 7985640.2162 | 0 | 36765597.7713 | 63989903.1724 | 2371.3737 | 4.0102 | 9168.0544 | 15956.8441 | 186.9032 | 325.3019
1 | 4900 | 707 | 0.04 | 15 | 15 | 7 | 3.1623e-12 | 5spot_SharedNeighbor | Water | Porous | Wet | R600a | MinimizeLCOE_Brownfield | IgnoreSilica | 19.9368 | 12.9832 | 1.3408 | 4 | 7694.9249 | 12770.917 | 156.8715 | 260.3524 | 199.6578 | 0 | 99.5459 | 2899571.2008 | 260378.0794 | 2589046.594 | 1240296.7165 | 0 | 291090.0621 | 0 | 2839349.2346 | 7387404.2778 | 5042055.2155 | 22549191.3806 | 961560.8286 | 17759797.8658 | 17759797.8658 | 1478867.319 | 7985640.2162 | 0 | 41270550.0751 | 68494855.4762 | 3162.2777 | 5.3633 | 7694.9249 | 12770.917 | 156.8715 | 260.3524
1 | 4900 | 707 | 0.04 | 15 | 15 | 7 | 4.217e-12 | 5spot_SharedNeighbor | Water | Porous | Wet | R600a | MinimizeLCOE_Brownfield | IgnoreSilica | 26.2969 | 17.3056 | 1.7903 | 4 | 6553.4669 | 10355.1739 | 133.6013 | 211.1042 | 200.7818 | 0 | 87.4248 | 3553744.9373 | 318395.6989 | 3258239.7351 | 1631213.6642 | 0 | 345991.9091 | 0 | 3551958.5184 | 9241467.458 | 6307491.4333 | 28208503.3544 | 961560.8286 | 17759797.8658 | 17759797.8658 | 1478867.319 | 7985640.2162 | 0 | 46929862.0488 | 74154167.4499 | 4216.965 | 7.1611 | 6553.4669 | 10355.1739 | 133.6013 | 211.1042
1 | 4900 | 707 | 0.04 | 15 | 15 | 7 | 5.6234e-12 | 5spot_SharedNeighbor | Water | Porous | Wet | R600a | MinimizeLCOE_Brownfield | IgnoreSilica | 34.6574 | 22.9888 | 2.3815 | 4 | 5665.7242 | 8523.6635 | 115.5035 | 173.7664 | 201.6384 | 0 | 104.6081 | 4346225.8917 | 388416.249 | 4089273.1268 | 2145024.3634 | 0 | 411945.3557 | 0 | 4438545.1447 | 11548183.9957 | 7881872.8685 | 35249486.9954 | 961560.8286 | 17759797.8658 | 17759797.8658 | 1478867.319 | 7985640.2162 | 0 | 53970845.6899 | 81195151.0909 | 5623.4133 | 9.5259 | 5665.7242 | 8523.6635 | 115.5035 | 173.7664
1 | 4900 | 707 | 0.04 | 15 | 15 | 7 | 7.4989e-12 | 5spot_SharedNeighbor | Water | Porous | Wet | R600a | MinimizeLCOE_Brownfield | IgnoreSilica | 45.5905 | 30.4196 | 3.1545 | 4 | 4969.1104 | 7126.7032 | 101.302 | 145.2875 | 202.2797 | 0 | 132.2306 | 5302155.5751 | 472545.691 | 5116303.6283 | 2816955.9001 | 0 | 491204.9559 | 0 | 5537674.6427 | 14407893.487 | 9833683.3574 | 43978417.2375 | 961560.8286 | 17759797.8658 | 17759797.8658 | 1478867.319 | 7985640.2162 | 0 | 62699775.9319 | 89924081.333 | 7498.9421 | 12.6179 | 4969.1104 | 7126.7032 | 101.302 | 145.2875
1 | 4900 | 707 | 0.04 | 15 | 15 | 7 | 1e-11 | 5spot_SharedNeighbor | Water | Porous | Wet | R600a | MinimizeLCOE_Brownfield | IgnoreSilica | 59.681 | 39.9696 | 4.1476 | 4 | 4422.1433 | 6063.0969 | 90.1514 | 123.6044 | 202.6857 | 0 | 100.9012 | 6437632.1408 | 572067.8547 | 6365283.104 | 3682549.0507 | 0 | 585317.6963 | 0 | 6880711.4402 | 17902199.7393 | 12218619.1755 | 54644380.2016 | 961560.8286 | 17759797.8658 | 17759797.8658 | 1478867.319 | 7985640.2162 | 0 | 73365738.8961 | 100590044.2971 | 10000 | 16.5905 | 4422.1433 | 6063.0969 | 90.1514 | 123.6044
1 | 4900 | 707 | 0.04 | 15 | 15 | 7 | 1.3335e-11 | 5spot_SharedNeighbor | Water | Porous | Wet | R600a | MinimizeLCOE_Brownfield | IgnoreSilica | 77.4152 | 51.8578 | 5.3818 | 4 | 3997.4198 | 5262.0584 | 81.4928 | 107.2742 | 202.7093 | 0 | 125.0742 | 7748046.1194 | 686445.895 | 7839437.228 | 4769848.2644 | 0 | 695629.2058 | 0 | 8478368.6179 | 22058975.9913 | 15055704.3807 | 67332455.7025 | 961560.8286 | 17759797.8658 | 17759797.8658 | 1478867.319 | 7985640.2162 | 0 | 86053814.3969 | 113278119.798 | 13335.2143 | 21.5273 | 3997.4198 | 5262.0584 | 81.4928 | 107.2742
1 | 4900 | 707 | 0.04 | 15 | 15 | 7 | 1.7783e-11 | 5spot_SharedNeighbor | Water | Porous | Wet | R600a | MinimizeLCOE_Brownfield | IgnoreSilica | 98.9622 | 65.9328 | 6.8363 | 4 | 3676.3287 | 4671.9016 | 74.9469 | 95.243 | 202.1172 | 0 | 122.8704 | 9193496.6201 | 812095.9696 | 9499804.1135 | 6084945.5177 | 0 | 823119.3575 | 0 | 10301250.0156 | 26801739.4636 | 18292737.9046 | 81809188.9622 | 961560.8286 | 17759797.8658 | 17759797.8658 | 1478867.319 | 7985640.2162 | 0 | 100530547.6566 | 127754853.0577 | 17782.7941 | 27.3454 | 3676.3287 | 4671.9016 | 74.9469 | 95.243
1 | 4900 | 707 | 0.04 | 15 | 15 | 7 | 2.3714e-11 | 5spot_SharedNeighbor | Water | Porous | Wet | R600a | MinimizeLCOE_Brownfield | IgnoreSilica | 123.807 | 81.4423 | 8.4259 | 4 | 3444.2024 | 4251.9602 | 70.2147 | 86.682 | 200.7379 | 0 | 139.6676 | 10688128.255 | 941524.4003 | 11248996.0398 | 7590001.4751 | 0 | 965809.5574 | 0 | 12259439.2937 | 31896546.2855 | 21770048.2484 | 97360493.5551 | 961560.8286 | 17759797.8658 | 17759797.8658 | 1478867.319 | 7985640.2162 | 0 | 116081852.2496 | 143306157.6506 | 23713.7371 | 33.7036 | 3444.2024 | 4251.9602 | 70.2147 | 86.682
1 | 4900 | 707 | 0.04 | 15 | 15 | 7 | 3.1623e-11 | 5spot_SharedNeighbor | Water | Porous | Wet | R600a | MinimizeLCOE_Brownfield | IgnoreSilica | 150.7131 | 97.3091 | 10.0344 | 4 | 3282.5659 | 3960.838 | 66.9195 | 80.747 | 198.7465 | 0 | 160.3554 | 12135791.2758 | 1066458.1876 | 12970488.6807 | 9204587.7508 | 0 | 1117389.6941 | 0 | 14232939.0797 | 37031187.9081 | 25274546.6621 | 113033389.2388 | 961560.8286 | 17759797.8658 | 17759797.8658 | 1478867.319 | 7985640.2162 | 0 | 131754747.9333 | 158979053.3343 | 31622.7766 | 40.1377 | 3282.5659 | 3960.838 | 66.9195 | 80.747
1 | 4900 | 707 | 0.04 | 15 | 15 | 7 | 4.217e-11 | 5spot_SharedNeighbor | Water | Porous | Wet | R600a | MinimizeLCOE_Brownfield | IgnoreSilica | 165.2024 | 105.4823 | 11.0027 | 4 | 3167.2302 | 3785.8098 | 64.5683 | 77.1789 | 197.5736 | 0 | 177.651 | 12855165.9237 | 1128397.435 | 13834937.6013 | 10068012.6742 | 0 | 1074328.4384 | 0 | 15194728.4083 | 39533566.451 | 26982471.4364 | 120671608.3683 | 961560.8286 | 17759797.8658 | 17759797.8658 | 1478867.319 | 7985640.2162 | 0 | 139392967.0627 | 166617272.4638 | 42169.6503 | 44.011 | 3167.2302 | 3785.8098 | 64.5683 | 77.1789
1 | 4900 | 707 | 0.04 | 15 | 15 | 7 | 5.6234e-11 | 5spot_SharedNeighbor | Water | Porous | Wet | R600a | MinimizeLCOE_Brownfield | IgnoreSilica | 174.6628 | 110.6445 | 11.6942 | 4 | 3078.3403 | 3660.3425 | 62.7561 | 74.621 | 196.7495 | 0 | 231.2324 | 13301423.7044 | 1166775.9147 | 14373999.3929 | 10628687.8293 | 0 | 975948.8118 | 0 | 15774265.9047 | 41041404.1373 | 28011601.6402 | 125274107.3354 | 961560.8286 | 17759797.8658 | 17759797.8658 | 1478867.319 | 7985640.2162 | 0 | 143995466.0299 | 171219771.4309 | 56234.1325 | 46.777 | 3078.3403 | 3660.3425 | 62.7561 | 74.621
1 | 4900 | 707 | 0.04 | 15 | 15 | 7 | 7.4989e-11 | 5spot_SharedNeighbor | Water | Porous | Wet | R600a | MinimizeLCOE_Brownfield | IgnoreSilica | 182.246 | 114.6804 | 12.254 | 4 | 3009.8733 | 3565.2907 | 61.3603 | 72.6833 | 196.0591 | 0 | 255.8923 | 13646230.0488 | 1196406.6534 | 14791931.7836 | 11076235.3066 | 0 | 877785.7578 | 0 | 16219549.9246 | 42199941.8166 | 28802327.4119 | 128810408.7034 | 961560.8286 | 17759797.8658 | 17759797.8658 | 1478867.319 | 7985640.2162 | 0 | 147531767.3978 | 174756072.7989 | 74989.4209 | 49.0159 | 3009.8733 | 3565.2907 | 61.3603 | 72.6833
1 | 4900 | 707 | 0.04 | 15 | 15 | 7 | 1e-10 | 5spot_SharedNeighbor | Water | Porous | Wet | R600a | MinimizeLCOE_Brownfield | IgnoreSilica | 188.2519 | 117.8102 | 12.6999 | 4 | 2957.344 | 3493.2604 | 60.2895 | 71.2148 | 195.4942 | 0 | 304.1177 | 13911287.961 | 1219171.007 | 15114023.84 | 11429449.1201 | 0 | 786371.8217 | 0 | 16559518.4625 | 43084470.215 | 29406036.2191 | 131510328.6464 | 961560.8286 | 17759797.8658 | 17759797.8658 | 1478867.319 | 7985640.2162 | 0 | 150231687.3409 | 177455992.7419 | 100000 | 50.7995 | 2957.344 | 3493.2604 | 60.2895 | 71.2148
1 | 4900 | 707 | 0.04 | 15 | 15 | 7 | 1.3335e-10 | 5spot_SharedNeighbor | Water | Porous | Wet | R600a | MinimizeLCOE_Brownfield | IgnoreSilica | 192.8144 | 120.1484 | 13.0441 | 4 | 2917.1735 | 3438.9492 | 59.4705 | 70.1076 | 195.0542 | 0 | 360.8296 | 14108001.9051 | 1236058.3515 | 15353518.9075 | 11697328.3431 | 0 | 703217.6296 | 0 | 16808268.8033 | 43731667.5762 | 29847761.7167 | 133485823.2329 | 961560.8286 | 17759797.8658 | 17759797.8658 | 1478867.319 | 7985640.2162 | 0 | 152207181.9274 | 179431487.3284 | 133352.1432 | 52.1763 | 2917.1735 | 3438.9492 | 59.4705 | 70.1076
1 | 4900 | 707 | 0.04 | 15 | 15 | 7 | 1.7783e-10 | 5spot_SharedNeighbor | Water | Porous | Wet | R600a | MinimizeLCOE_Brownfield | IgnoreSilica | 196.3862 | 121.9529 | 13.313 | 4 | 2886.518 | 3397.7545 | 58.8456 | 69.2678 | 194.7037 | 0 | 323.7684 | 14259086.5793 | 1249024.3641 | 15537719.7676 | 11906114.6361 | 0 | 632203.8163 | 0 | 16997818.1737 | 44224836.1562 | 30184359.4061 | 134991162.8994 | 961560.8286 | 17759797.8658 | 17759797.8658 | 1478867.319 | 7985640.2162 | 0 | 153712521.5939 | 180936826.9949 | 177827.941 | 53.2519 | 2886.518 | 3397.7545 | 58.8456 | 69.2678
1 | 4900 | 707 | 0.04 | 15 | 15 | 7 | 2.3714e-10 | 5spot_SharedNeighbor | Water | Porous | Wet | R600a | MinimizeLCOE_Brownfield | IgnoreSilica | 198.9318 | 123.2253 | 13.5111 | 4 | 2863.1801 | 3366.9208 | 58.3698 | 68.6392 | 194.4502 | 0 | 321.5941 | 14365243.0001 | 1258132.4999 | 15667277.5484 | 12054685.705 | 0 | 570069.8356 | 0 | 17127009.3497 | 44560965.0952 | 30413774.3138 | 136017157.3476 | 961560.8286 | 17759797.8658 | 17759797.8658 | 1478867.319 | 7985640.2162 | 0 | 154738516.0421 | 181962821.4431 | 237137.3706 | 54.0443 | 2863.1801 | 3366.9208 | 58.3698 | 68.6392
1 | 4900 | 707 | 0.04 | 15 | 15 | 7 | 3.1623e-10 | 5spot_SharedNeighbor | Water | Porous | Wet | R600a | MinimizeLCOE_Brownfield | IgnoreSilica | 200.7829 | 124.1434 | 13.6584 | 4 | 2845.4485 | 3343.7548 | 58.0083 | 68.167 | 194.264 | 0 | 395.128 | 14441651.6072 | 1264687.2028 | 15760597.2753 | 12162651.8044 | 0 | 517893.9385 | 0 | 17217517.913 | 44796449.811 | 30574497.471 | 136735947.023 | 961560.8286 | 17759797.8658 | 17759797.8658 | 1478867.319 | 7985640.2162 | 0 | 155457305.7174 | 182681611.1185 | 316227.766 | 54.6337 | 2845.4485 | 3343.7548 | 58.0083 | 68.167
1 | 4900 | 707 | 0.04 | 15 | 15 | 7 | 4.217e-10 | 5spot_SharedNeighbor | Water | Porous | Wet | R600a | MinimizeLCOE_Brownfield | IgnoreSilica | 202.0982 | 124.792 | 13.7664 | 4 | 2831.9982 | 3326.3956 | 57.7341 | 67.8131 | 194.1306 | 0 | 374.8235 | 14495527.1997 | 1269308.3657 | 15826430.6306 | 12239323.3446 | 0 | 474595.0291 | 0 | 17279021.9821 | 44956470.7828 | 30683715.0723 | 137224392.4069 | 961560.8286 | 17759797.8658 | 17759797.8658 | 1478867.319 | 7985640.2162 | 0 | 155945751.1013 | 183170056.5024 | 421696.5034 | 55.0656 | 2831.9982 | 3326.3956 | 57.7341 | 67.8131
1 | 4900 | 707 | 0.04 | 15 | 15 | 7 | 5.6234e-10 | 5spot_SharedNeighbor | Water | Porous | Wet | R600a | MinimizeLCOE_Brownfield | IgnoreSilica | 203.0339 | 125.2514 | 13.8455 | 4 | 2821.8105 | 3313.3825 | 57.5264 | 67.5478 | 194.0352 | 0 | 373.202 | 14533643.5761 | 1272577.5135 | 15873023.7922 | 12293850.6943 | 0 | 439328.5667 | 0 | 17320845.4157 | 45065286.7777 | 30757984.2248 | 137556540.561 | 961560.8286 | 17759797.8658 | 17759797.8658 | 1478867.319 | 7985640.2162 | 0 | 156277899.2554 | 183502204.6565 | 562341.3252 | 55.3821 | 2821.8105 | 3313.3825 | 57.5264 | 67.5478
1 | 4900 | 707 | 0.04 | 15 | 15 | 7 | 7.4989e-10 | 5spot_SharedNeighbor | Water | Porous | Wet | R600a | MinimizeLCOE_Brownfield | IgnoreSilica | 203.7307 | 125.5924 | 13.9049 | 4 | 2814.104 | 3303.5777 | 57.3693 | 67.3479 | 193.9638 | 0 | 388.2303 | 14561908.7486 | 1275001.6022 | 15907583.8867 | 12334407.5594 | 0 | 411420.99 | 0 | 17351225.8869 | 45144330.5318 | 30811933.2112 | 137797812.4167 | 961560.8286 | 17759797.8658 | 17759797.8658 | 1478867.319 | 7985640.2162 | 0 | 156519171.1111 | 183743476.5122 | 749894.2093 | 55.6195 | 2814.104 | 3303.5777 | 57.3693 | 67.3479
1 | 4900 | 707 | 0.04 | 15 | 15 | 7 | 1e-09 | 5spot_SharedNeighbor | Water | Porous | Wet | R600a | MinimizeLCOE_Brownfield | IgnoreSilica | 204.1787 | 125.8109 | 13.9461 | 4 | 2808.2818 | 3296.3079 | 57.2506 | 67.1997 | 193.9176 | 0 | 367.0211 | 14580009.8669 | 1276553.9322 | 15929720.2999 | 12360455.0955 | 0 | 388617.9114 | 0 | 17368789.2713 | 45190026.8554 | 30843121.891 | 137937295.1237 | 961560.8286 | 17759797.8658 | 17759797.8658 | 1478867.319 | 7985640.2162 | 0 | 156658653.8181 | 183882959.2192 | 1000000 | 55.7845 | 2808.2818 | 3296.3079 | 57.2506 | 67.1997
1 | 4900 | 707 | 0.04 | 15 | 15 | 7 | 1.3335e-09 | 5spot_SharedNeighbor | Water | Porous | Wet | R600a | MinimizeLCOE_Brownfield | IgnoreSilica | 204.4734 | 125.9542 | 13.9752 | 4 | 2803.8888 | 3290.8983 | 57.1611 | 67.0894 | 193.887 | 0 | 387.9226 | 14591880.3481 | 1277571.9028 | 15944238.7708 | 12377581.1564 | 0 | 370394.3979 | 0 | 17379049.9646 | 45216723.0746 | 30861342.6092 | 138018782.2243 | 961560.8286 | 17759797.8658 | 17759797.8658 | 1478867.319 | 7985640.2162 | 0 | 156740140.9188 | 183964446.3198 | 1333521.4322 | 55.901 | 2803.8888 | 3290.8983 | 57.1611 | 67.0894
1 | 4900 | 707 | 0.04 | 15 | 15 | 7 | 1.7783e-09 | 5spot_SharedNeighbor | Water | Porous | Wet | R600a | MinimizeLCOE_Brownfield | IgnoreSilica | 204.7396 | 126.084 | 14.0004 | 4 | 2800.2393 | 3286.3733 | 57.0867 | 66.9972 | 193.8598 | 0 | 387.5155 | 14602628.8407 | 1278493.6368 | 15957386.1248 | 12393056.472 | 0 | 355248.2841 | 0 | 17388857.2098 | 45242239.5148 | 30878758.1039 | 138096668.1869 | 961560.8286 | 17759797.8658 | 17759797.8658 | 1478867.319 | 7985640.2162 | 0 | 156818026.8814 | 184042332.2824 | 1778279.41 | 56.0017 | 2800.2393 | 3286.3733 | 57.0867 | 66.9972
1 | 4900 | 707 | 0.04 | 15 | 15 | 7 | 2.3714e-09 | 5spot_SharedNeighbor | Water | Porous | Wet | R600a | MinimizeLCOE_Brownfield | IgnoreSilica | 205.3554 | 126.3848 | 14.0373 | 4 | 2797.7901 | 3282.6481 | 57.0367 | 66.9212 | 193.7973 | 0 | 385.29 | 14627515.0023 | 1280627.674 | 15987830.6269 | 12428876.0846 | 0 | 350802.7786 | 0 | 17423504.3449 | 45332384.2532 | 30940283.7402 | 138371824.5047 | 961560.8286 | 17759797.8658 | 17759797.8658 | 1478867.319 | 7985640.2162 | 0 | 157093183.1992 | 184317488.6002 | 2371373.7057 | 56.149 | 2797.7901 | 3282.6481 | 57.0367 | 66.9212
1 | 4900 | 707 | 0.04 | 15 | 15 | 7 | 3.1623e-09 | 5spot_SharedNeighbor | Water | Porous | Wet | R600a | MinimizeLCOE_Brownfield | IgnoreSilica | 205.448 | 126.4295 | 14.048 | 4 | 2795.9511 | 3280.4377 | 56.9992 | 66.8762 | 193.7875 | 0 | 374.9201 | 14631211.8231 | 1280944.6755 | 15992353.6373 | 12434253.5559 | 0 | 342404.2629 | 0 | 17425655.5023 | 45337981.1236 | 30944103.7192 | 138388908.2998 | 961560.8286 | 17759797.8658 | 17759797.8658 | 1478867.319 | 7985640.2162 | 0 | 157110266.9943 | 184334572.3953 | 3162277.6602 | 56.1921 | 2795.9511 | 3280.4377 | 56.9992 | 66.8762
1 | 4900 | 707 | 0.04 | 15 | 15 | 7 | 4.217e-09 | 5spot_SharedNeighbor | Water | Porous | Wet | R600a | MinimizeLCOE_Brownfield | IgnoreSilica | 205.5166 | 126.4626 | 14.056 | 4 | 2794.5686 | 3278.7783 | 56.9711 | 66.8423 | 193.7803 | 0 | 371.555 | 14633946.1899 | 1281179.1454 | 15995699.1816 | 12438232.7458 | 0 | 336018.5429 | 0 | 17427179.5642 | 45341946.4201 | 30946810.1155 | 138401011.9055 | 961560.8286 | 17759797.8658 | 17759797.8658 | 1478867.319 | 7985640.2162 | 0 | 157122370.6 | 184346676.001 | 4216965.0343 | 56.2242 | 2794.5686 | 3278.7783 | 56.9711 | 66.8423
1 | 4900 | 707 | 0.04 | 15 | 15 | 7 | 5.6234e-09 | 5spot_SharedNeighbor | Water | Porous | Wet | R600a | MinimizeLCOE_Brownfield | IgnoreSilica | 205.5601 | 126.4835 | 14.0617 | 4 | 2793.5298 | 3277.5445 | 56.9499 | 66.8172 | 193.7756 | 0 | 375.3399 | 14635678.1955 | 1281327.663 | 15997818.3566 | 12440759.1306 | 0 | 331078.5662 | 0 | 17427798.1456 | 45343555.842 | 30947908.5791 | 138405924.4786 | 961560.8286 | 17759797.8658 | 17759797.8658 | 1478867.319 | 7985640.2162 | 0 | 157127283.1731 | 184351588.5742 | 5623413.2519 | 56.2469 | 2793.5298 | 3277.5445 | 56.9499 | 66.8172
1 | 4900 | 707 | 0.04 | 15 | 15 | 7 | 7.4989e-09 | 5spot_SharedNeighbor | Water | Porous | Wet | R600a | MinimizeLCOE_Brownfield | IgnoreSilica | 205.5944 | 126.5 | 14.066 | 4 | 2792.7497 | 3276.6156 | 56.934 | 66.7982 | 193.772 | 0 | 362.7137 | 14637042.4473 | 1281444.6458 | 15999487.5909 | 12442748.1807 | 0 | 327370.2404 | 0 | 17428356.3109 | 45345008.0736 | 30948899.757 | 138410357.2466 | 961560.8286 | 17759797.8658 | 17759797.8658 | 1478867.319 | 7985640.2162 | 0 | 157131715.941 | 184356021.3421 | 7498942.0933 | 56.2642 | 2792.7497 | 3276.6156 | 56.934 | 66.7982
1 | 4900 | 707 | 0.04 | 15 | 15 | 7 | 1e-08 | 5spot_SharedNeighbor | Water | Porous | Wet | R600a | MinimizeLCOE_Brownfield | IgnoreSilica | 205.6138 | 126.5093 | 14.069 | 4 | 2792.164 | 3275.9282 | 56.922 | 66.7842 | 193.7699 | 0 | 378.8083 | 14637812.8881 | 1281510.71 | 16000430.2738 | 12443876.2914 | 0 | 324488.8613 | 0 | 17428366.4196 | 45345034.3742 | 30948917.7076 | 138410437.5258 | 961560.8286 | 17759797.8658 | 17759797.8658 | 1478867.319 | 7985640.2162 | 0 | 157131796.2203 | 184356101.6214 | 10000000 | 56.276 | 2792.164 | 3275.9282 | 56.922 | 66.7842
1 | 5000 | 707 | 0.04 | 15 | 15 | 7 | 1e-13 | 5spot_SharedNeighbor | Water | Porous | Wet | R600a | MinimizeLCOE_Brownfield | IgnoreSilica | 0.88403 | 0.22474 | 0.012557 | 4 | 406048.7424 | 961819.2728 | 8277.8528 | 19607.9868 | 127.9387 | 0 | 56.2586 | 148312.2358 | 10874.1437 | 102832.0636 | 61370.1318 | 0 | 57634.5916 | 0 | 148599.035 | 386624.2071 | 263878.9657 | 1180125.3743 | 961560.8286 | 18253066.8284 | 18253066.8284 | 1478867.319 | 8182947.8012 | 0 | 20394753.0313 | 48309634.98 | 100 | 0.050227 | 406048.7424 | 961819.2728 | 8277.8528 | 19607.9868
1 | 5000 | 707 | 0.04 | 15 | 15 | 7 | 1.3335e-13 | 5spot_SharedNeighbor | Water | Porous | Wet | R600a | MinimizeLCOE_Brownfield | IgnoreSilica | 1.1424 | 0.34968 | 0.025944 | 4 | 200655.8708 | 469647.7314 | 4090.6413 | 9574.4042 | 141.4317 | 0 | 46.4643 | 215306.0815 | 17309.7885 | 145113.3298 | 77591.4218 | 0 | 64050.1601 | 0 | 202554.6048 | 527005.5321 | 359692.1046 | 1608623.0232 | 961560.8286 | 18253066.8284 | 18253066.8284 | 1478867.319 | 8182947.8012 | 0 | 20823250.6802 | 48738132.6289 | 133.3521 | 0.10378 | 200655.8708 | 469647.7314 | 4090.6413 | 9574.4042
1 | 5000 | 707 | 0.04 | 15 | 15 | 7 | 1.7783e-13 | 5spot_SharedNeighbor | Water | Porous | Wet | R600a | MinimizeLCOE_Brownfield | IgnoreSilica | 1.4565 | 0.51727 | 0.046232 | 4 | 115501.0999 | 266452.106 | 2354.6461 | 5431.9866 | 152.8816 | 0 | 67.3432 | 299133.5775 | 26491.8806 | 196821.6623 | 99981.1143 | 0 | 69997.3543 | 0 | 270045.9797 | 702604.2452 | 479541.8344 | 2144617.6483 | 961560.8286 | 18253066.8284 | 18253066.8284 | 1478867.319 | 8182947.8012 | 0 | 21359245.3053 | 49274127.2539 | 177.8279 | 0.18493 | 115501.0999 | 266452.106 | 2354.6461 | 5431.9866
1 | 5000 | 707 | 0.04 | 15 | 15 | 7 | 2.3714e-13 | 5spot_SharedNeighbor | Water | Porous | Wet | R600a | MinimizeLCOE_Brownfield | IgnoreSilica | 1.8848 | 0.79869 | 0.076092 | 4 | 72616.2606 | 164330.9436 | 1480.3807 | 3350.1086 | 163.4295 | 0 | 303.5477 | 408897.4256 | 36974.3818 | 278186.384 | 129257.9996 | 0 | 78907.5389 | 0 | 363567.2547 | 945927.4187 | 645614.9002 | 2887333.3035 | 961560.8286 | 18253066.8284 | 18253066.8284 | 1478867.319 | 8182947.8012 | 0 | 22101960.9605 | 50016842.9091 | 237.1374 | 0.30437 | 72616.2606 | 164330.9436 | 1480.3807 | 3350.1086
1 | 5000 | 707 | 0.04 | 15 | 15 | 7 | 3.1623e-13 | 5spot_SharedNeighbor | Water | Porous | Wet | R600a | MinimizeLCOE_Brownfield | IgnoreSilica | 2.4488 | 1.182 | 0.11556 | 4 | 49755.7124 | 110144.1752 | 1014.3375 | 2245.438 | 172.448 | 0 | 411.5378 | 537609.2833 | 48649.6663 | 380662.7466 | 165115.4833 | 0 | 90081.0011 | 0 | 476626.0904 | 1240083.3179 | 846382.3456 | 3785209.9346 | 961560.8286 | 18253066.8284 | 18253066.8284 | 1478867.319 | 8182947.8012 | 0 | 22999837.5916 | 50914719.5402 | 316.2278 | 0.46226 | 49755.7124 | 110144.1752 | 1014.3375 | 2245.438
1 | 5000 | 707 | 0.04 | 15 | 15 | 7 | 4.217e-13 | 5spot_SharedNeighbor | Water | Porous | Wet | R600a | MinimizeLCOE_Brownfield | IgnoreSilica | 3.1684 | 1.6761 | 0.16678 | 4 | 36065.8065 | 77910.3012 | 735.2502 | 1588.3069 | 179.7695 | 0 | 507.0208 | 686356.4599 | 62121.4044 | 503347.2391 | 210142.4142 | 0 | 102396.9355 | 0 | 610102.1367 | 1587360.6105 | 1083406.2336 | 4845233.4338 | 961560.8286 | 18253066.8284 | 18253066.8284 | 1478867.319 | 8182947.8012 | 0 | 24059861.0908 | 51974743.0395 | 421.6965 | 0.66711 | 36065.8065 | 77910.3012 | 735.2502 | 1588.3069
1 | 5000 | 707 | 0.04 | 15 | 15 | 7 | 5.6234e-13 | 5spot_SharedNeighbor | Water | Porous | Wet | R600a | MinimizeLCOE_Brownfield | IgnoreSilica | 4.0849 | 2.3099 | 0.23276 | 4 | 27194.5753 | 57176.5257 | 554.3982 | 1165.6208 | 185.6505 | 0 | 74.8217 | 859347.4666 | 77760.3622 | 650602.4608 | 267081.3288 | 0 | 116326.0662 | 0 | 768735.8971 | 2000093.1147 | 1365104.6486 | 6105051.3451 | 961560.8286 | 18253066.8284 | 18253066.8284 | 1478867.319 | 8182947.8012 | 0 | 25319679.0021 | 53234560.9508 | 562.3413 | 0.93106 | 27194.5753 | 57176.5257 | 554.3982 | 1165.6208
1 | 5000 | 707 | 0.04 | 15 | 15 | 7 | 7.4989e-13 | 5spot_SharedNeighbor | Water | Porous | Wet | R600a | MinimizeLCOE_Brownfield | IgnoreSilica | 5.2958 | 3.1518 | 0.32049 | 4 | 20967.984 | 42742.9261 | 427.4607 | 871.3724 | 190.4762 | 0 | 87.9001 | 1068789.206 | 96655.308 | 834215.9386 | 342102.1138 | 0 | 133254.631 | 0 | 965256.707 | 2511399.9502 | 1714082.0701 | 7665755.9247 | 961560.8286 | 18253066.8284 | 18253066.8284 | 1478867.319 | 8182947.8012 | 0 | 26880383.5817 | 54795265.5304 | 749.8942 | 1.282 | 20967.984 | 42742.9261 | 427.4607 | 871.3724
1 | 5000 | 707 | 0.04 | 15 | 15 | 7 | 1e-12 | 5spot_SharedNeighbor | Water | Porous | Wet | R600a | MinimizeLCOE_Brownfield | IgnoreSilica | 6.8816 | 4.2551 | 0.43563 | 4 | 16525.1018 | 32544.9424 | 336.8866 | 663.4727 | 194.268 | 0 | 91.8318 | 1319862.6856 | 119253.3395 | 1060616.3089 | 440117.6743 | 0 | 153432.9551 | 0 | 1206380.3557 | 3138754.2229 | 2142264.2521 | 9580681.7941 | 961560.8286 | 18253066.8284 | 18253066.8284 | 1478867.319 | 8182947.8012 | 0 | 28795309.4511 | 56710191.3997 | 1000 | 1.7425 | 16525.1018 | 32544.9424 | 336.8866 | 663.4727
1 | 5000 | 707 | 0.04 | 15 | 15 | 7 | 1.3335e-12 | 5spot_SharedNeighbor | Water | Porous | Wet | R600a | MinimizeLCOE_Brownfield | IgnoreSilica | 8.9622 | 5.6909 | 0.5854 | 4 | 13298.9372 | 25220.2336 | 271.1168 | 514.1486 | 196.9966 | 0 | 87.109 | 1619693.8208 | 146171.0182 | 1338370.2363 | 568447.5822 | 0 | 177869.1061 | 0 | 1501715.1878 | 3907154.8746 | 2666713.4859 | 11926135.3119 | 961560.8286 | 18253066.8284 | 18253066.8284 | 1478867.319 | 8182947.8012 | 0 | 31140762.9689 | 59055644.9175 | 1333.5214 | 2.3416 | 13298.9372 | 25220.2336 | 271.1168 | 514.1486
1 | 5000 | 707 | 0.04 | 15 | 15 | 7 | 1.7783e-12 | 5spot_SharedNeighbor | Water | Porous | Wet | R600a | MinimizeLCOE_Brownfield | IgnoreSilica | 11.7459 | 7.6656 | 0.79229 | 4 | 10778.4402 | 19586.7504 | 219.7331 | 399.3024 | 199.8869 | 0 | 107.2889 | 1998260.1087 | 180060.96 | 1698523.0986 | 740893.8492 | 0 | 207148.5862 | 0 | 1881705.7751 | 4895812.4358 | 3341492.5863 | 14943897.4 | 961560.8286 | 18253066.8284 | 18253066.8284 | 1478867.319 | 8182947.8012 | 0 | 34158525.057 | 62073407.0056 | 1778.2794 | 3.1692 | 10778.4402 | 19586.7504 | 219.7331 | 399.3024
1 | 5000 | 707 | 0.04 | 15 | 15 | 7 | 2.3714e-12 | 5spot_SharedNeighbor | Water | Porous | Wet | R600a | MinimizeLCOE_Brownfield | IgnoreSilica | 15.4079 | 10.2347 | 1.0611 | 4 | 8920.8003 | 15497.4018 | 181.8626 | 315.9355 | 201.7913 | 0 | 98.2292 | 2450699.3022 | 220438.7011 | 2140387.2298 | 967229.7038 | 0 | 242832.4604 | 0 | 2348419.085 | 6110104.7321 | 4170272.0297 | 18650383.2441 | 961560.8286 | 18253066.8284 | 18253066.8284 | 1478867.319 | 8182947.8012 | 0 | 37865010.9011 | 65779892.8498 | 2371.3737 | 4.2446 | 8920.8003 | 15497.4018 | 181.8626 | 315.9355
1 | 5000 | 707 | 0.04 | 15 | 15 | 7 | 3.1623e-12 | 5spot_SharedNeighbor | Water | Porous | Wet | R600a | MinimizeLCOE_Brownfield | IgnoreSilica | 20.2916 | 13.6632 | 1.4197 | 4 | 7489.9809 | 12405.5502 | 152.6934 | 252.9039 | 203.2778 | 0 | 112.8698 | 3006217.9845 | 269851.0658 | 2696973.5513 | 1269135.9844 | 0 | 287073.7518 | 0 | 2936408.4117 | 7639932.3472 | 5214410.8119 | 23320003.9086 | 961560.8286 | 18253066.8284 | 18253066.8284 | 1478867.319 | 8182947.8012 | 0 | 42534631.5656 | 70449513.5142 | 3162.2777 | 5.6789 | 7489.9809 | 12405.5502 | 152.6934 | 252.9039
1 | 5000 | 707 | 0.04 | 15 | 15 | 7 | 4.217e-12 | 5spot_SharedNeighbor | Water | Porous | Wet | R600a | MinimizeLCOE_Brownfield | IgnoreSilica | 26.7185 | 18.177 | 1.8922 | 4 | 6387.1549 | 10075.3501 | 130.2108 | 205.3996 | 204.4163 | 0 | 89.2608 | 3679609.654 | 329534.9225 | 3388837.5745 | 1666408.3763 | 0 | 340037.5179 | 0 | 3667726.9376 | 9542673.1373 | 6513070.4985 | 29127898.6184 | 961560.8286 | 18253066.8284 | 18253066.8284 | 1478867.319 | 8182947.8012 | 0 | 48342526.2754 | 76257408.224 | 4216.965 | 7.5687 | 6387.1549 | 10075.3501 | 130.2108 | 205.3996
1 | 5000 | 707 | 0.04 | 15 | 15 | 7 | 5.6234e-12 | 5spot_SharedNeighbor | Water | Porous | Wet | R600a | MinimizeLCOE_Brownfield | IgnoreSilica | 35.2226 | 24.1512 | 2.5172 | 4 | 5523.9393 | 8296.3425 | 112.613 | 169.1322 | 205.2908 | 0 | 114.4763 | 4501019.02 | 402062.6953 | 4253876.2312 | 2192089.2894 | 0 | 404923.7203 | 0 | 4584048.673 | 11926754.3294 | 8140254.9001 | 36405028.8587 | 961560.8286 | 18253066.8284 | 18253066.8284 | 1478867.319 | 8182947.8012 | 0 | 55619656.5157 | 83534538.4643 | 5623.4133 | 10.0688 | 5523.9393 | 8296.3425 | 112.613 | 169.1322
1 | 5000 | 707 | 0.04 | 15 | 15 | 7 | 7.4989e-12 | 5spot_SharedNeighbor | Water | Porous | Wet | R600a | MinimizeLCOE_Brownfield | IgnoreSilica | 46.2969 | 31.929 | 3.3313 | 4 | 4847.9439 | 6942.8168 | 98.8319 | 141.5387 | 205.9412 | 0 | 96.6983 | 5487724.9469 | 488839.206 | 5318408.6886 | 2876526.9818 | 0 | 482078.1018 | 0 | 5714895.3908 | 14868985.5206 | 10148388.1449 | 45385846.9814 | 961560.8286 | 18253066.8284 | 18253066.8284 | 1478867.319 | 8182947.8012 | 0 | 64600474.6384 | 92515356.5871 | 7498.9421 | 13.3253 | 4847.9439 | 6942.8168 | 98.8319 | 141.5387
1 | 5000 | 707 | 0.04 | 15 | 15 | 7 | 1e-11 | 5spot_SharedNeighbor | Water | Porous | Wet | R600a | MinimizeLCOE_Brownfield | IgnoreSilica | 60.4574 | 41.9048 | 4.3754 | 4 | 4319.6943 | 5914.6957 | 88.0628 | 120.5791 | 206.3434 | 0 | 119.6023 | 6657790.2941 | 591317.943 | 6610656.5704 | 3772123.3017 | 0 | 573404.683 | 0 | 7100064.189 | 18472910.5963 | 12608141.0623 | 56386408.6398 | 961560.8286 | 18253066.8284 | 18253066.8284 | 1478867.319 | 8182947.8012 | 0 | 75601036.2968 | 103515918.2454 | 10000 | 17.5015 | 4319.6943 | 5914.6957 | 88.0628 | 120.5791
1 | 5000 | 707 | 0.04 | 15 | 15 | 7 | 1.3335e-11 | 5spot_SharedNeighbor | Water | Porous | Wet | R600a | MinimizeLCOE_Brownfield | IgnoreSilica | 78.358 | 54.3134 | 5.6714 | 4 | 3907.296 | 5137.8158 | 79.6555 | 104.7413 | 206.345 | 0 | 96.7116 | 8007542.2164 | 709041.0303 | 8135031.4388 | 4882009.9156 | 0 | 681104.0927 | 0 | 8741744.1906 | 22744225.2056 | 15523401.0499 | 69424099.14 | 961560.8286 | 18253066.8284 | 18253066.8284 | 1478867.319 | 8182947.8012 | 0 | 88638726.797 | 116553608.7457 | 13335.2143 | 22.6854 | 3907.296 | 5137.8158 | 79.6555 | 104.7413
1 | 5000 | 707 | 0.04 | 15 | 15 | 7 | 1.7783e-11 | 5spot_SharedNeighbor | Water | Porous | Wet | R600a | MinimizeLCOE_Brownfield | IgnoreSilica | 100.2527 | 68.9884 | 7.196 | 4 | 3593.2068 | 4563.0098 | 73.2524 | 93.0231 | 205.6946 | 0 | 136.3605 | 9495216.4032 | 838262.2146 | 9850418.6918 | 6198531.4267 | 0 | 806984.15 | 0 | 10603871.0256 | 27589097.2556 | 18830125.7762 | 84212506.9436 | 961560.8286 | 18253066.8284 | 18253066.8284 | 1478867.319 | 8182947.8012 | 0 | 103427134.6006 | 131342016.5493 | 17782.7941 | 28.7841 | 3593.2068 | 4563.0098 | 73.2524 | 93.0231
1 | 5000 | 707 | 0.04 | 15 | 15 | 7 | 2.3714e-11 | 5spot_SharedNeighbor | Water | Porous | Wet | R600a | MinimizeLCOE_Brownfield | IgnoreSilica | 125.2032 | 85.0366 | 8.8503 | 4 | 3368.8884 | 4157.417 | 68.6793 | 84.7546 | 204.2325 | 0 | 146.2035 | 11022563.344 | 970421.8997 | 11644432.9855 | 7717855.831 | 0 | 946946.7755 | 0 | 12597866.1259 | 32777063.482 | 22371019.3278 | 100048169.7715 | 961560.8286 | 18253066.8284 | 18253066.8284 | 1478867.319 | 8182947.8012 | 0 | 119262797.4285 | 147177679.3771 | 23713.7371 | 35.4012 | 3368.8884 | 4157.417 | 68.6793 | 84.7546
1 | 5000 | 707 | 0.04 | 15 | 15 | 7 | 3.1623e-11 | 5spot_SharedNeighbor | Water | Porous | Wet | R600a | MinimizeLCOE_Brownfield | IgnoreSilica | 152.0775 | 101.3688 | 10.5165 | 4 | 3212.5493 | 3876.1476 | 65.4922 | 79.0205 | 202.1693 | 0 | 135.9333 | 12495155.5632 | 1097411.3837 | 13401612.5139 | 9338722.5439 | 0 | 1095176.9314 | 0 | 14596950.7851 | 37978271.6965 | 25920950.8083 | 115924252.226 | 961560.8286 | 18253066.8284 | 18253066.8284 | 1478867.319 | 8182947.8012 | 0 | 135138879.883 | 163053761.8317 | 31622.7766 | 42.0659 | 3212.5493 | 3876.1476 | 65.4922 | 79.0205
1 | 5000 | 707 | 0.04 | 15 | 15 | 7 | 4.217e-11 | 5spot_SharedNeighbor | Water | Porous | Wet | R600a | MinimizeLCOE_Brownfield | IgnoreSilica | 168.5009 | 110.8873 | 11.6027 | 4 | 3102.954 | 3704.4275 | 63.2579 | 75.5198 | 200.7812 | 0 | 156.8625 | 13322265.4756 | 1168567.5006 | 14399226.4949 | 10322004.3498 | 0 | 1080410.8389 | 0 | 15714065.1173 | 40884774.0373 | 27904698.3786 | 124796012.193 | 961560.8286 | 18253066.8284 | 18253066.8284 | 1478867.319 | 8182947.8012 | 0 | 144010639.85 | 171925521.7987 | 42169.6503 | 46.4108 | 3102.954 | 3704.4275 | 63.2579 | 75.5198
1 | 5000 | 707 | 0.04 | 15 | 15 | 7 | 5.6234e-11 | 5spot_SharedNeighbor | Water | Porous | Wet | R600a | MinimizeLCOE_Brownfield | IgnoreSilica | 177.8371 | 116.1038 | 12.3037 | 4 | 3019.1203 | 3586.3271 | 61.5489 | 73.1121 | 199.9273 | 0 | 203.912 | 13767028.2775 | 1206782.7579 | 14938635.3426 | 10877644.1354 | 0 | 979275.2116 | 0 | 16290052.6327 | 42383375.4011 | 28927524.6025 | 129370318.3613 | 961560.8286 | 18253066.8284 | 18253066.8284 | 1478867.319 | 8182947.8012 | 0 | 148584946.0183 | 176499827.967 | 56234.1325 | 49.2146 | 3019.1203 | 3586.3271 | 61.5489 | 73.1121
1 | 5000 | 707 | 0.04 | 15 | 15 | 7 | 7.4989e-11 | 5spot_SharedNeighbor | Water | Porous | Wet | R600a | MinimizeLCOE_Brownfield | IgnoreSilica | 185.3297 | 120.1862 | 12.8704 | 4 | 2954.5752 | 3496.806 | 60.233 | 71.2871 | 199.2122 | 0 | 230.8467 | 14111173.6359 | 1236330.5851 | 15357383.5512 | 11321730.6282 | 0 | 879612.5861 | 0 | 16733430.0847 | 43536952.582 | 29714864.7321 | 132891478.3854 | 961560.8286 | 18253066.8284 | 18253066.8284 | 1478867.319 | 8182947.8012 | 0 | 152106106.0425 | 180020987.9911 | 74989.4209 | 51.4815 | 2954.5752 | 3496.806 | 60.233 | 71.2871
1 | 5000 | 707 | 0.04 | 15 | 15 | 7 | 1e-10 | 5spot_SharedNeighbor | Water | Porous | Wet | R600a | MinimizeLCOE_Brownfield | IgnoreSilica | 191.2339 | 123.3362 | 13.3198 | 4 | 2905.0682 | 3429.002 | 59.2237 | 69.9048 | 198.6305 | 0 | 303.93 | 14374484.6651 | 1258925.3435 | 15678561.6298 | 11670658.6976 | 0 | 787004.7828 | 0 | 17070157.6963 | 44413048.7551 | 30312818.3722 | 135565659.9424 | 961560.8286 | 18253066.8284 | 18253066.8284 | 1478867.319 | 8182947.8012 | 0 | 154780287.5994 | 182695169.5481 | 100000 | 53.2794 | 2905.0682 | 3429.002 | 59.2237 | 69.9048
1 | 5000 | 707 | 0.04 | 15 | 15 | 7 | 1.3335e-10 | 5spot_SharedNeighbor | Water | Porous | Wet | R600a | MinimizeLCOE_Brownfield | IgnoreSilica | 195.7233 | 125.6912 | 13.6665 | 4 | 2867.209 | 3377.8523 | 58.4519 | 68.8621 | 198.1775 | 0 | 368.2581 | 14570097.4241 | 1275703.8594 | 15917597.6824 | 11935437.479 | 0 | 703250.7524 | 0 | 17316814.0069 | 45054797.8791 | 30750825.336 | 137524524.4193 | 961560.8286 | 18253066.8284 | 18253066.8284 | 1478867.319 | 8182947.8012 | 0 | 156739152.0763 | 184654034.0249 | 133352.1432 | 54.6661 | 2867.209 | 3377.8523 | 58.4519 | 68.8621
1 | 5000 | 707 | 0.04 | 15 | 15 | 7 | 1.7783e-10 | 5spot_SharedNeighbor | Water | Porous | Wet | R600a | MinimizeLCOE_Brownfield | IgnoreSilica | 199.1681 | 127.4737 | 13.934 | 4 | 2838.3258 | 3339.1653 | 57.8631 | 68.0734 | 197.8238 | 0 | 329.689 | 14717479.9261 | 1288341.546 | 16097938.2846 | 12138107.9967 | 0 | 631053.5214 | 0 | 17500439.2971 | 45532553.2175 | 31076903.1713 | 138982816.9607 | 961560.8286 | 18253066.8284 | 18253066.8284 | 1478867.319 | 8182947.8012 | 0 | 158197444.6177 | 186112326.5663 | 177827.941 | 55.7362 | 2838.3258 | 3339.1653 | 57.8631 | 68.0734
1 | 5000 | 707 | 0.04 | 15 | 15 | 7 | 2.3714e-10 | 5spot_SharedNeighbor | Water | Porous | Wet | R600a | MinimizeLCOE_Brownfield | IgnoreSilica | 201.687 | 128.7631 | 14.1339 | 4 | 2816.3344 | 3310.091 | 57.4148 | 67.4807 | 197.5616 | 0 | 403.2758 | 14823722.7559 | 1297449.535 | 16228066.8068 | 12285954.8173 | 0 | 568999.5061 | 0 | 17629635.4342 | 45868695.0644 | 31306326.8889 | 140008850.8086 | 961560.8286 | 18253066.8284 | 18253066.8284 | 1478867.319 | 8182947.8012 | 0 | 159223478.4657 | 187138360.4143 | 237137.3706 | 56.5357 | 2816.3344 | 3310.091 | 57.4148 | 67.4807
1 | 5000 | 707 | 0.04 | 15 | 15 | 7 | 3.1623e-10 | 5spot_SharedNeighbor | Water | Porous | Wet | R600a | MinimizeLCOE_Brownfield | IgnoreSilica | 203.4944 | 129.681 | 14.2814 | 4 | 2799.6241 | 3288.2832 | 57.0741 | 67.0361 | 197.3716 | 0 | 373.3949 | 14899179.8676 | 1303917.2771 | 16320552.6684 | 12391972.6144 | 0 | 516636.1624 | 0 | 17718580.8501 | 46100112.7913 | 31464274.2426 | 140715226.4741 | 961560.8286 | 18253066.8284 | 18253066.8284 | 1478867.319 | 8182947.8012 | 0 | 159929854.1311 | 187844736.0797 | 316227.766 | 57.1255 | 2799.6241 | 3288.2832 | 57.0741 | 67.0361
1 | 5000 | 707 | 0.04 | 15 | 15 | 7 | 4.217e-10 | 5spot_SharedNeighbor | Water | Porous | Wet | R600a | MinimizeLCOE_Brownfield | IgnoreSilica | 204.7855 | 130.333 | 14.3897 | 4 | 2786.9475 | 3271.9278 | 56.8157 | 66.7027 | 197.2347 | 0 | 354.1222 | 14952681.7973 | 1308502.6245 | 16386160.8472 | 12467676.8411 | 0 | 473338.4668 | 0 | 17779460.625 | 46258509.4775 | 31572383.2357 | 141198713.9152 | 961560.8286 | 18253066.8284 | 18253066.8284 | 1478867.319 | 8182947.8012 | 0 | 160413341.5722 | 188328223.5208 | 421696.5034 | 57.5588 | 2786.9475 | 3271.9278 | 56.8157 | 66.7027
1 | 5000 | 707 | 0.04 | 15 | 15 | 7 | 5.6234e-10 | 5spot_SharedNeighbor | Water | Porous | Wet | R600a | MinimizeLCOE_Brownfield | IgnoreSilica | 205.6844 | 130.7849 | 14.4681 | 4 | 2777.345 | 3259.6967 | 56.6199 | 66.4533 | 197.1388 | 0 | 397.2035 | 14989717.5065 | 1311676.4911 | 16431592.4874 | 12520359.976 | 0 | 437842.346 | 0 | 17819563.6347 | 46362849.2825 | 31643597.2966 | 141517199.0208 | 961560.8286 | 18253066.8284 | 18253066.8284 | 1478867.319 | 8182947.8012 | 0 | 160731826.6778 | 188646708.6265 | 562341.3252 | 57.8725 | 2777.345 | 3259.6967 | 56.6199 | 66.4533
1 | 5000 | 707 | 0.04 | 15 | 15 | 7 | 7.4989e-10 | 5spot_SharedNeighbor | Water | Porous | Wet | R600a | MinimizeLCOE_Brownfield | IgnoreSilica | 206.3176 | 131.1022 | 14.5252 | 4 | 2770.0812 | 3250.5356 | 56.4719 | 66.2666 | 197.0709 | 0 | 365.617 | 15015704.4571 | 1313903.3831 | 16463478.2388 | 12557468.0685 | 0 | 409295.8154 | 0 | 17846341.4855 | 46432519.7574 | 31691148.8273 | 141729860.0332 | 961560.8286 | 18253066.8284 | 18253066.8284 | 1478867.319 | 8182947.8012 | 0 | 160944487.6902 | 188859369.6388 | 749894.2093 | 58.101 | 2770.0812 | 3250.5356 | 56.4719 | 66.2666
1 | 5000 | 707 | 0.04 | 15 | 15 | 7 | 1e-09 | 5spot_SharedNeighbor | Water | Porous | Wet | R600a | MinimizeLCOE_Brownfield | IgnoreSilica | 206.7346 | 131.3105 | 14.5655 | 4 | 2764.5935 | 3243.7201 | 56.36 | 66.1276 | 197.0259 | 0 | 366.8546 | 15032751.9762 | 1315364.1756 | 16484398.7898 | 12581891.5292 | 0 | 386217.0122 | 0 | 17862243.1583 | 46473892.6481 | 31719386.6754 | 141856145.9648 | 961560.8286 | 18253066.8284 | 18253066.8284 | 1478867.319 | 8182947.8012 | 0 | 161070773.6218 | 188985655.5704 | 1000000 | 58.262 | 2764.5935 | 3243.7201 | 56.36 | 66.1276
1 | 5000 | 707 | 0.04 | 15 | 15 | 7 | 1.3335e-09 | 5spot_SharedNeighbor | Water | Porous | Wet | R600a | MinimizeLCOE_Brownfield | IgnoreSilica | 205.005 | 130.4358 | 14.5003 | 4 | 2760.2228 | 3241.5024 | 56.2709 | 66.0824 | 197.2052 | 0 | 705.0016 | 14961111.3864 | 1309225.0373 | 16396500.2886 | 12480418.9142 | 0 | 338876.2232 | 0 | 17739591.4214 | 46154777.9879 | 31501584.3626 | 140882085.6215 | 961560.8286 | 18253066.8284 | 18253066.8284 | 1478867.319 | 8182947.8012 | 0 | 160096713.2785 | 188011595.2271 | 1333521.4322 | 58.0014 | 2760.2228 | 3241.5024 | 56.2709 | 66.0824
1 | 5000 | 707 | 0.04 | 15 | 15 | 7 | 1.7783e-09 | 5spot_SharedNeighbor | Water | Porous | Wet | R600a | MinimizeLCOE_Brownfield | IgnoreSilica | 207.8723 | 131.8797 | 14.6473 | 4 | 2757.0313 | 3233.4824 | 56.2058 | 65.9189 | 196.9051 | 0 | 381.3182 | 15079302.8322 | 1319352.8694 | 16541539.249 | 12648393.8118 | 0 | 361012.5991 | 0 | 17920344.531 | 46625060.5017 | 31822561.8416 | 142317568.2359 | 961560.8286 | 18253066.8284 | 18253066.8284 | 1478867.319 | 8182947.8012 | 0 | 161532195.8929 | 189447077.8415 | 1778279.41 | 58.5892 | 2757.0313 | 3233.4824 | 56.2058 | 65.9189
1 | 5000 | 707 | 0.04 | 15 | 15 | 7 | 2.3714e-09 | 5spot_SharedNeighbor | Water | Porous | Wet | R600a | MinimizeLCOE_Brownfield | IgnoreSilica | 208.0085 | 131.947 | 14.6623 | 4 | 2754.727 | 3230.6897 | 56.1588 | 65.862 | 196.8901 | 0 | 378.5101 | 15084806.5879 | 1319824.4352 | 16548296.3481 | 12656333.3063 | 0 | 350223.8976 | 0 | 17924198.9843 | 46635088.9984 | 31829406.4967 | 142348179.0546 | 961560.8286 | 18253066.8284 | 18253066.8284 | 1478867.319 | 8182947.8012 | 0 | 161562806.7116 | 189477688.6602 | 2371373.7057 | 58.6493 | 2754.727 | 3230.6897 | 56.1588 | 65.862
1 | 5000 | 707 | 0.04 | 15 | 15 | 7 | 3.1623e-09 | 5spot_SharedNeighbor | Water | Porous | Wet | R600a | MinimizeLCOE_Brownfield | IgnoreSilica | 208.1003 | 131.9923 | 14.6731 | 4 | 2752.9935 | 3228.6061 | 56.1235 | 65.8195 | 196.88 | 0 | 438.3461 | 15088509.3568 | 1320141.6886 | 16552842.4877 | 12661684.5429 | 0 | 341867.5748 | 0 | 17926367.8038 | 46640731.8219 | 31833257.8397 | 142365403.1163 | 961560.8286 | 18253066.8284 | 18253066.8284 | 1478867.319 | 8182947.8012 | 0 | 161580030.7733 | 189494912.722 | 3162277.6602 | 58.6925 | 2752.9935 | 3228.6061 | 56.1235 | 65.8195
1 | 5000 | 707 | 0.04 | 15 | 15 | 7 | 4.217e-09 | 5spot_SharedNeighbor | Water | Porous | Wet | R600a | MinimizeLCOE_Brownfield | IgnoreSilica | 208.154 | 132.0187 | 14.6805 | 4 | 2751.6904 | 3227.0634 | 56.0969 | 65.7881 | 196.8739 | 0 | 427.6175 | 15090667.2165 | 1320326.5731 | 16555491.8962 | 12664814.491 | 0 | 335318.6196 | 0 | 17926981.3306 | 46642328.0928 | 31834347.3273 | 142370275.5473 | 961560.8286 | 18253066.8284 | 18253066.8284 | 1478867.319 | 8182947.8012 | 0 | 161584903.2043 | 189499785.1529 | 4216965.0343 | 58.7221 | 2751.6904 | 3227.0634 | 56.0969 | 65.7881
1 | 5000 | 707 | 0.04 | 15 | 15 | 7 | 5.6234e-09 | 5spot_SharedNeighbor | Water | Porous | Wet | R600a | MinimizeLCOE_Brownfield | IgnoreSilica | 208.1882 | 132.0355 | 14.6858 | 4 | 2750.7112 | 3225.9139 | 56.077 | 65.7646 | 196.8701 | 0 | 414.7913 | 15092039.0772 | 1320444.1132 | 16557176.2818 | 12666810.2278 | 0 | 330279.6069 | 0 | 17927032.2297 | 46642460.5218 | 31834437.7128 | 142370679.7713 | 961560.8286 | 18253066.8284 | 18253066.8284 | 1478867.319 | 8182947.8012 | 0 | 161585307.4283 | 189500189.3769 | 5623413.2519 | 58.7431 | 2750.7112 | 3225.9139 | 56.077 | 65.7646
1 | 5000 | 707 | 0.04 | 15 | 15 | 7 | 7.4989e-09 | 5spot_SharedNeighbor | Water | Porous | Wet | R600a | MinimizeLCOE_Brownfield | IgnoreSilica | 208.2271 | 132.0547 | 14.6903 | 4 | 2749.9758 | 3225.0308 | 56.062 | 65.7466 | 196.8658 | 0 | 419.7078 | 15093607.36 | 1320578.4823 | 16559101.8577 | 12669078.0206 | 0 | 326657.5741 | 0 | 17927919.085 | 46644767.9372 | 31836012.5713 | 142377722.8883 | 961560.8286 | 18253066.8284 | 18253066.8284 | 1478867.319 | 8182947.8012 | 0 | 161592350.5453 | 189507232.4939 | 7498942.0933 | 58.7614 | 2749.9758 | 3225.0308 | 56.062 | 65.7466
1 | 5000 | 707 | 0.04 | 15 | 15 | 7 | 1e-08 | 5spot_SharedNeighbor | Water | Porous | Wet | R600a | MinimizeLCOE_Brownfield | IgnoreSilica | 208.2466 | 132.0642 | 14.6933 | 4 | 2749.4237 | 3224.3827 | 56.0507 | 65.7334 | 196.8636 | 0 | 423.0334 | 15094385.8695 | 1320645.1842 | 16560057.7392 | 12670210.7441 | 0 | 323791.8164 | 0 | 17927945.6278 | 46644836.9962 | 31836059.7054 | 142377933.6827 | 961560.8286 | 18253066.8284 | 18253066.8284 | 1478867.319 | 8182947.8012 | 0 | 161592561.3397 | 189507443.2883 | 10000000 | 58.7732 | 2749.4237 | 3224.3827 | 56.0507 | 65.7334
1 | 5100 | 707 | 0.04 | 15 | 15 | 7 | 1e-13 | 5spot_SharedNeighbor | Water | Porous | Wet | R600a | MinimizeLCOE_Brownfield | IgnoreSilica | 0.90348 | 0.23771 | 0.014172 | 4 | 369371.2447 | 874113.6736 | 7530.1324 | 17819.9896 | 130.327 | 0 | 59.5014 | 156088.0878 | 11623.5547 | 107374.3185 | 62963.6236 | 0 | 57708.5402 | 0 | 154345.6687 | 401575.7693 | 274083.7141 | 1225763.2768 | 961560.8286 | 18752195.8818 | 18752195.8818 | 1478867.319 | 8382599.4226 | 0 | 20939519.9873 | 49553182.6107 | 100 | 0.05669 | 369371.2447 | 874113.6736 | 7530.1324 | 17819.9896
1 | 5100 | 707 | 0.04 | 15 | 15 | 7 | 1.3335e-13 | 5spot_SharedNeighbor | Water | Porous | Wet | R600a | MinimizeLCOE_Brownfield | IgnoreSilica | 1.1619 | 0.36717 | 0.028549 | 4 | 187214.1778 | 437778.8365 | 3816.6142 | 8924.7137 | 143.8232 | 0 | 50.9531 | 225334.3578 | 18445.4972 | 150635.4909 | 79699.6694 | 0 | 63615.7881 | 0 | 209715.0134 | 545635.4463 | 372407.4038 | 1665488.667 | 961560.8286 | 18752195.8818 | 18752195.8818 | 1478867.319 | 8382599.4226 | 0 | 21379245.3774 | 49992908.0009 | 133.3521 | 0.1142 | 187214.1778 | 437778.8365 | 3816.6142 | 8924.7137
1 | 5100 | 707 | 0.04 | 15 | 15 | 7 | 1.7783e-13 | 5spot_SharedNeighbor | Water | Porous | Wet | R600a | MinimizeLCOE_Brownfield | IgnoreSilica | 1.5102 | 0.56807 | 0.052336 | 4 | 105117.0457 | 241800.6001 | 2142.9532 | 4929.4323 | 156.3715 | 0 | 56.321 | 322145.4144 | 29035.2175 | 211847.7311 | 105528.4346 | 0 | 71355.9346 | 0 | 288565.9656 | 750789.4494 | 512429.2264 | 2291697.3735 | 961560.8286 | 18752195.8818 | 18752195.8818 | 1478867.319 | 8382599.4226 | 0 | 22005454.0839 | 50619116.7073 | 177.8279 | 0.20934 | 105117.0457 | 241800.6001 | 2142.9532 | 4929.4323
1 | 5100 | 707 | 0.04 | 15 | 15 | 7 | 2.3714e-13 | 5spot_SharedNeighbor | Water | Porous | Wet | R600a | MinimizeLCOE_Brownfield | IgnoreSilica | 1.9431 | 0.86661 | 0.083425 | 4 | 68197.2767 | 153943.5157 | 1390.2937 | 3138.3468 | 166.7872 | 0 | 313.104 | 432850.5556 | 39148.3506 | 296956.6572 | 133920.6255 | 0 | 79861.5572 | 0 | 383267.721 | 997183.9909 | 680598.5639 | 3043788.0219 | 961560.8286 | 18752195.8818 | 18752195.8818 | 1478867.319 | 8382599.4226 | 0 | 22757544.7323 | 51371207.3557 | 237.1374 | 0.3337 | 68197.2767 | 153943.5157 | 1390.2937 | 3138.3468
1 | 5100 | 707 | 0.04 | 15 | 15 | 7 | 3.1623e-13 | 5spot_SharedNeighbor | Water | Porous | Wet | R600a | MinimizeLCOE_Brownfield | IgnoreSilica | 2.5071 | 1.2618 | 0.12449 | 4 | 47518.4105 | 104981.2425 | 968.7271 | 2140.1846 | 175.6784 | 0 | 416.9882 | 562712.6994 | 50924.8339 | 401075.2027 | 169808.1008 | 0 | 90180.5152 | 0 | 497133.5273 | 1293439.4618 | 882799.0102 | 3948073.3513 | 961560.8286 | 18752195.8818 | 18752195.8818 | 1478867.319 | 8382599.4226 | 0 | 23661830.0617 | 52275492.6851 | 316.2278 | 0.49795 | 47518.4105 | 104981.2425 | 968.7271 | 2140.1846
1 | 5100 | 707 | 0.04 | 15 | 15 | 7 | 4.217e-13 | 5spot_SharedNeighbor | Water | Porous | Wet | R600a | MinimizeLCOE_Brownfield | IgnoreSilica | 3.2462 | 1.785 | 0.17891 | 4 | 34603.713 | 74587.3163 | 705.4435 | 1520.5633 | 183.1243 | 0 | 516.5525 | 717299.5941 | 64920.9956 | 529354.2938 | 216175.1583 | 0 | 102684.29 | 0 | 635869.3894 | 1654401.7165 | 1129163.1661 | 5049868.6038 | 961560.8286 | 18752195.8818 | 18752195.8818 | 1478867.319 | 8382599.4226 | 0 | 24763625.3142 | 53377287.9377 | 421.6965 | 0.71563 | 34603.713 | 74587.3163 | 705.4435 | 1520.5633
1 | 5100 | 707 | 0.04 | 15 | 15 | 7 | 5.6234e-13 | 5spot_SharedNeighbor | Water | Porous | Wet | R600a | MinimizeLCOE_Brownfield | IgnoreSilica | 4.1775 | 2.4496 | 0.24857 | 4 | 26209.0931 | 54987.6299 | 534.3078 | 1120.9972 | 189.0446 | 0 | 75.1072 | 895461.7688 | 81021.4435 | 681877.2757 | 274279.4592 | 0 | 116008.1918 | 0 | 798972.7742 | 2078763.2667 | 1418798.6438 | 6345182.8238 | 961560.8286 | 18752195.8818 | 18752195.8818 | 1478867.319 | 8382599.4226 | 0 | 26058939.5342 | 54672602.1577 | 562.3413 | 0.99427 | 26209.0931 | 54987.6299 | 534.3078 | 1120.9972
1 | 5100 | 707 | 0.04 | 15 | 15 | 7 | 7.4989e-13 | 5spot_SharedNeighbor | Water | Porous | Wet | R600a | MinimizeLCOE_Brownfield | IgnoreSilica | 5.4079 | 3.3321 | 0.34109 | 4 | 20277.4155 | 41249.9415 | 413.3825 | 840.9359 | 193.9127 | 0 | 87.4013 | 1111381.4185 | 100492.7766 | 872174.1514 | 350814.3155 | 0 | 132424.2308 | 0 | 1001241.8882 | 2605026.0102 | 1777983.7799 | 7951538.571 | 961560.8286 | 18752195.8818 | 18752195.8818 | 1478867.319 | 8382599.4226 | 0 | 27665295.2815 | 56278957.9049 | 749.8942 | 1.3643 | 20277.4155 | 41249.9415 | 413.3825 | 840.9359
1 | 5100 | 707 | 0.04 | 15 | 15 | 7 | 1e-12 | 5spot_SharedNeighbor | Water | Porous | Wet | R600a | MinimizeLCOE_Brownfield | IgnoreSilica | 7.0131 | 4.4843 | 0.4621 | 4 | 16030.3009 | 31510.5936 | 326.7994 | 642.3861 | 197.7234 | 0 | 98.8537 | 1369512.2137 | 123715.6734 | 1106092.9963 | 450566.8018 | 0 | 151831.7906 | 0 | 1248670.5955 | 3248784.752 | 2217362.3491 | 9916537.1725 | 961560.8286 | 18752195.8818 | 18752195.8818 | 1478867.319 | 8382599.4226 | 0 | 29630293.8829 | 58243956.5063 | 1000 | 1.8484 | 16030.3009 | 31510.5936 | 326.7994 | 642.3861
1 | 5100 | 707 | 0.04 | 15 | 15 | 7 | 1.3335e-12 | 5spot_SharedNeighbor | Water | Porous | Wet | R600a | MinimizeLCOE_Brownfield | IgnoreSilica | 9.1326 | 6.0014 | 0.62136 | 4 | 12900.5432 | 24412.9861 | 262.995 | 497.6917 | 200.6277 | 0 | 102.2004 | 1681487.9315 | 151709.9881 | 1396486.4599 | 582074.9768 | 0 | 175633.582 | 0 | 1555083.2459 | 4046007.6145 | 2761483.334 | 12349967.1328 | 961560.8286 | 18752195.8818 | 18752195.8818 | 1478867.319 | 8382599.4226 | 0 | 32063723.8432 | 60677386.4667 | 1333.5214 | 2.4855 | 12900.5432 | 24412.9861 | 262.995 | 497.6917
1 | 5100 | 707 | 0.04 | 15 | 15 | 7 | 1.7783e-12 | 5spot_SharedNeighbor | Water | Porous | Wet | R600a | MinimizeLCOE_Brownfield | IgnoreSilica | 11.9654 | 8.0693 | 0.83908 | 4 | 10479.4851 | 19004.7749 | 213.6385 | 387.438 | 203.4478 | 0 | 84.2712 | 2071958.209 | 186647.0184 | 1769708.5034 | 758448.6516 | 0 | 204377.0857 | 0 | 1946544.3925 | 5064509.2182 | 3456631.6067 | 15458824.6855 | 961560.8286 | 18752195.8818 | 18752195.8818 | 1478867.319 | 8382599.4226 | 0 | 35172581.396 | 63786244.0194 | 1778.2794 | 3.3563 | 10479.4851 | 19004.7749 | 213.6385 | 387.438
1 | 5100 | 707 | 0.04 | 15 | 15 | 7 | 2.3714e-12 | 5spot_SharedNeighbor | Water | Porous | Wet | R600a | MinimizeLCOE_Brownfield | IgnoreSilica | 15.6831 | 10.762 | 1.1225 | 4 | 8683.9942 | 15056.5922 | 177.035 | 306.949 | 205.3793 | 0 | 115.0951 | 2539272.6616 | 228328.7421 | 2228162.7622 | 989524.0333 | 0 | 239041.5473 | 0 | 2427488.6011 | 6315827.3938 | 4310681.9735 | 19278327.715 | 961560.8286 | 18752195.8818 | 18752195.8818 | 1478867.319 | 8382599.4226 | 0 | 38992084.4254 | 67605747.0488 | 2371.3737 | 4.4901 | 8683.9942 | 15056.5922 | 177.035 | 306.949
1 | 5100 | 707 | 0.04 | 15 | 15 | 7 | 3.1623e-12 | 5spot_SharedNeighbor | Water | Porous | Wet | R600a | MinimizeLCOE_Brownfield | IgnoreSilica | 20.6205 | 14.3466 | 1.4998 | 4 | 7300.7347 | 12070.462 | 148.8354 | 246.0727 | 206.8842 | 0 | 119.2045 | 3111868.8268 | 279229.7787 | 2804361.1259 | 1298509.3107 | 0 | 281776.4955 | 0 | 3032540.7597 | 7890048.997 | 5385120.5648 | 24083455.8591 | 961560.8286 | 18752195.8818 | 18752195.8818 | 1478867.319 | 8382599.4226 | 0 | 43797212.5695 | 72410875.193 | 3162.2777 | 5.999 | 7300.7347 | 12070.462 | 148.8354 | 246.0727
1 | 5100 | 707 | 0.04 | 15 | 15 | 7 | 4.217e-12 | 5spot_SharedNeighbor | Water | Porous | Wet | R600a | MinimizeLCOE_Brownfield | IgnoreSilica | 27.1789 | 19.0993 | 1.9998 | 4 | 6226.8131 | 9803.8493 | 126.942 | 199.8647 | 208.0482 | 0 | 97.6873 | 3810962.7096 | 341152.2592 | 3525714.189 | 1705203.8463 | 0 | 334019.4226 | 0 | 3789650.4464 | 9859893.0974 | 6729579.6395 | 30096175.6101 | 961560.8286 | 18752195.8818 | 18752195.8818 | 1478867.319 | 8382599.4226 | 0 | 49809932.3205 | 78423594.9439 | 4216.965 | 7.9993 | 6226.8131 | 9803.8493 | 126.942 | 199.8647
1 | 5100 | 707 | 0.04 | 15 | 15 | 7 | 5.6234e-12 | 5spot_SharedNeighbor | Water | Porous | Wet | R600a | MinimizeLCOE_Brownfield | IgnoreSilica | 35.8022 | 25.3549 | 2.6582 | 4 | 5389.3807 | 8080.494 | 109.8698 | 164.7318 | 208.936 | 0 | 101.8985 | 4659078.4105 | 415987.4427 | 4422660.8785 | 2241653.3974 | 0 | 397061.0631 | 0 | 4733212.0649 | 12314846.8777 | 8405136.0388 | 37589636.1736 | 961560.8286 | 18752195.8818 | 18752195.8818 | 1478867.319 | 8382599.4226 | 0 | 57303392.884 | 85917055.5074 | 5623.4133 | 10.6326 | 5389.3807 | 8080.494 | 109.8698 | 164.7318
1 | 5100 | 707 | 0.04 | 15 | 15 | 7 | 7.4989e-12 | 5spot_SharedNeighbor | Water | Porous | Wet | R600a | MinimizeLCOE_Brownfield | IgnoreSilica | 47.0474 | 33.5103 | 3.5166 | 4 | 4732.2145 | 6766.3926 | 96.4726 | 137.9421 | 209.5958 | 0 | 102.0085 | 5679471.2766 | 505662.8829 | 5528101.9771 | 2941185.3128 | 0 | 472431.0989 | 0 | 5899472.4938 | 15349217.2806 | 10476156.1889 | 46851698.5115 | 961560.8286 | 18752195.8818 | 18752195.8818 | 1478867.319 | 8382599.4226 | 0 | 66565455.222 | 95179117.8454 | 7498.9421 | 14.0664 | 4732.2145 | 6766.3926 | 96.4726 | 137.9421
1 | 5100 | 707 | 0.04 | 15 | 15 | 7 | 1e-11 | 5spot_SharedNeighbor | Water | Porous | Wet | R600a | MinimizeLCOE_Brownfield | IgnoreSilica | 61.5025 | 43.9581 | 4.616 | 4 | 4216.2614 | 5765.961 | 85.9542 | 117.5469 | 209.9953 | 0 | 143.6085 | 6888254.2242 | 611454.0374 | 6868547.2846 | 3839894.305 | 0 | 561807.8656 | 0 | 7320283.5096 | 19045876.0953 | 12999201.7886 | 58135319.1103 | 961560.8286 | 18752195.8818 | 18752195.8818 | 1478867.319 | 8382599.4226 | 0 | 77849075.8207 | 106462738.4441 | 10000 | 18.464 | 4216.2614 | 5765.961 | 85.9542 | 117.5469
1 | 5100 | 707 | 0.04 | 15 | 15 | 7 | 1.3335e-11 | 5spot_SharedNeighbor | Water | Porous | Wet | R600a | MinimizeLCOE_Brownfield | IgnoreSilica | 79.6468 | 56.9114 | 5.9763 | 4 | 3816.0914 | 5013.0555 | 77.7962 | 102.1979 | 209.9648 | 0 | 125.4831 | 8278491.2563 | 732615.3061 | 8444872.3179 | 4965376.9683 | 0 | 667053.7677 | 0 | 9004479.7504 | 23427809.2377 | 15989961.1981 | 71510659.8026 | 961560.8286 | 18752195.8818 | 18752195.8818 | 1478867.319 | 8382599.4226 | 0 | 91224416.513 | 119838079.1365 | 13335.2143 | 23.9052 | 3816.0914 | 5013.0555 | 77.7962 | 102.1979
1 | 5100 | 707 | 0.04 | 15 | 15 | 7 | 1.7783e-11 | 5spot_SharedNeighbor | Water | Porous | Wet | R600a | MinimizeLCOE_Brownfield | IgnoreSilica | 101.5562 | 72.1227 | 7.5662 | 4 | 3514.7195 | 4460.1667 | 71.6523 | 90.9265 | 209.2571 | 0 | 146.0856 | 9800794.8695 | 864742.6819 | 10206839.0771 | 6317580.2575 | 0 | 789064.4246 | 0 | 10911818.3111 | 28390312.9238 | 19376971.9331 | 86658124.4785 | 961560.8286 | 18752195.8818 | 18752195.8818 | 1478867.319 | 8382599.4226 | 0 | 106371881.1889 | 134985543.8123 | 17782.7941 | 30.2647 | 3514.7195 | 4460.1667 | 71.6523 | 90.9265
1 | 5100 | 707 | 0.04 | 15 | 15 | 7 | 2.3714e-11 | 5spot_SharedNeighbor | Water | Porous | Wet | R600a | MinimizeLCOE_Brownfield | IgnoreSilica | 126.6064 | 88.7055 | 9.2851 | 4 | 3297.88 | 4068.3014 | 67.2317 | 82.9378 | 207.71 | 0 | 126.1505 | 11359854.3598 | 999544.0753 | 12044650.0516 | 7850984.3311 | 0 | 926107.8965 | 0 | 12940644.8786 | 33668903.4828 | 22979718.4538 | 102770407.5293 | 961560.8286 | 18752195.8818 | 18752195.8818 | 1478867.319 | 8382599.4226 | 0 | 122484164.2398 | 151097826.8632 | 23713.7371 | 37.1403 | 3297.88 | 4068.3014 | 67.2317 | 82.9378
1 | 5100 | 707 | 0.04 | 15 | 15 | 7 | 3.1623e-11 | 5spot_SharedNeighbor | Water | Porous | Wet | R600a | MinimizeLCOE_Brownfield | IgnoreSilica | 153.5099 | 105.521 | 11.0102 | 4 | 3146.3973 | 3796.105 | 64.1436 | 77.3887 | 205.5711 | 0 | 179.3677 | 12858537.079 | 1128687.4839 | 13839001.9051 | 9476822.5962 | 0 | 1071650.0429 | 0 | 14966132.6518 | 38938807.184 | 26576536.0156 | 118856174.9586 | 961560.8286 | 18752195.8818 | 18752195.8818 | 1478867.319 | 8382599.4226 | 0 | 138569931.669 | 167183594.2924 | 31622.7766 | 44.0408 | 3146.3973 | 3796.105 | 64.1436 | 77.3887
1 | 5100 | 707 | 0.04 | 15 | 15 | 7 | 4.217e-11 | 5spot_SharedNeighbor | Water | Porous | Wet | R600a | MinimizeLCOE_Brownfield | IgnoreSilica | 171.8138 | 116.4048 | 12.2175 | 4 | 3041.997 | 3627.5025 | 62.0152 | 73.9515 | 203.9575 | 0 | 182.7471 | 13792510.6767 | 1208971.2949 | 14969601.2559 | 10577578.5137 | 0 | 1084571.5694 | 0 | 16236960.9911 | 42245241.8403 | 28833245.6089 | 128948681.751 | 961560.8286 | 18752195.8818 | 18752195.8818 | 1478867.319 | 8382599.4226 | 0 | 148662438.4614 | 177276101.0848 | 42169.6503 | 48.87 | 3041.997 | 3627.5025 | 62.0152 | 73.9515
1 | 5100 | 707 | 0.04 | 15 | 15 | 7 | 5.6234e-11 | 5spot_SharedNeighbor | Water | Porous | Wet | R600a | MinimizeLCOE_Brownfield | IgnoreSilica | 180.9971 | 121.6511 | 12.9252 | 4 | 2962.9951 | 3516.4439 | 60.4047 | 71.6875 | 203.0768 | 0 | 209.7757 | 14233866.7818 | 1246860.2647 | 15506956.5511 | 11126336.8331 | 0 | 980618.2309 | 0 | 16806909.078 | 43728129.85 | 29845347.1458 | 133475024.7355 | 961560.8286 | 18752195.8818 | 18752195.8818 | 1478867.319 | 8382599.4226 | 0 | 153188781.446 | 181802444.0694 | 56234.1325 | 51.7007 | 2962.9951 | 3516.4439 | 60.4047 | 71.6875
1 | 5100 | 707 | 0.04 | 15 | 15 | 7 | 7.4989e-11 | 5spot_SharedNeighbor | Water | Porous | Wet | R600a | MinimizeLCOE_Brownfield | IgnoreSilica | 188.436 | 125.7934 | 13.4994 | 4 | 2902.1843 | 3432.0898 | 59.165 | 69.9678 | 202.3337 | 0 | 245.896 | 14578565.4507 | 1276430.0627 | 15927953.7643 | 11568689.485 | 0 | 880271.9906 | 0 | 17250445.1938 | 44882119.8414 | 30632969.0271 | 136997444.8155 | 961560.8286 | 18752195.8818 | 18752195.8818 | 1478867.319 | 8382599.4226 | 0 | 156711201.5259 | 185324864.1493 | 74989.4209 | 53.9977 | 2902.1843 | 3432.0898 | 59.165 | 69.9678
1 | 5100 | 707 | 0.04 | 15 | 15 | 7 | 1e-10 | 5spot_SharedNeighbor | Water | Porous | Wet | R600a | MinimizeLCOE_Brownfield | IgnoreSilica | 194.2307 | 128.9527 | 13.951 | 4 | 2855.5513 | 3368.3041 | 58.2143 | 68.6674 | 201.7366 | 0 | 289.4396 | 14839322.4927 | 1298786.7243 | 16247182.6356 | 11912377.3069 | 0 | 786619.5728 | 0 | 17582872.6056 | 45747027.7767 | 31223286.465 | 139637475.5796 | 961560.8286 | 18752195.8818 | 18752195.8818 | 1478867.319 | 8382599.4226 | 0 | 159351232.29 | 187964894.9135 | 100000 | 55.804 | 2855.5513 | 3368.3041 | 58.2143 | 68.6674
1 | 5100 | 707 | 0.04 | 15 | 15 | 7 | 1.3335e-10 | 5spot_SharedNeighbor | Water | Porous | Wet | R600a | MinimizeLCOE_Brownfield | IgnoreSilica | 198.6493 | 131.3212 | 14.2995 | 4 | 2819.8955 | 3320.1518 | 57.4874 | 67.6858 | 201.2707 | 0 | 333.8541 | 15033629.423 | 1315439.3623 | 16485475.6569 | 12173954.7233 | 0 | 702527.8105 | 0 | 17827300.5206 | 46382979.0725 | 31657336.2919 | 141578642.8609 | 961560.8286 | 18752195.8818 | 18752195.8818 | 1478867.319 | 8382599.4226 | 0 | 161292399.5714 | 189906062.1948 | 133352.1432 | 57.198 | 2819.8955 | 3320.1518 | 57.4874 | 67.6858
1 | 5100 | 707 | 0.04 | 15 | 15 | 7 | 1.7783e-10 | 5spot_SharedNeighbor | Water | Porous | Wet | R600a | MinimizeLCOE_Brownfield | IgnoreSilica | 202.0445 | 133.1166 | 14.5684 | 4 | 2792.6965 | 3283.7179 | 56.9329 | 66.943 | 200.9066 | 0 | 384.1865 | 15180269.7475 | 1328003.0639 | 16665543.2602 | 12374570.9625 | 0 | 630322.2784 | 0 | 18009696.6319 | 46857536.3394 | 31981231.3778 | 143027173.6616 | 961560.8286 | 18752195.8818 | 18752195.8818 | 1478867.319 | 8382599.4226 | 0 | 162740930.3721 | 191354592.9955 | 177827.941 | 58.2738 | 2792.6965 | 3283.7179 | 56.9329 | 66.943
1 | 5100 | 707 | 0.04 | 15 | 15 | 7 | 2.3714e-10 | 5spot_SharedNeighbor | Water | Porous | Wet | R600a | MinimizeLCOE_Brownfield | IgnoreSilica | 204.5077 | 134.4046 | 14.7682 | 4 | 2771.9851 | 3256.3633 | 56.5107 | 66.3854 | 200.6388 | 0 | 364.4175 | 15285124.5791 | 1336984.7343 | 16794421.266 | 12519644.3416 | 0 | 568147.3948 | 0 | 18136685.7032 | 47187935.854 | 32206735.8355 | 144035679.7086 | 961560.8286 | 18752195.8818 | 18752195.8818 | 1478867.319 | 8382599.4226 | 0 | 163749436.419 | 192363099.0425 | 237137.3706 | 59.073 | 2771.9851 | 3256.3633 | 56.5107 | 66.3854
1 | 5100 | 707 | 0.04 | 15 | 15 | 7 | 3.1623e-10 | 5spot_SharedNeighbor | Water | Porous | Wet | R600a | MinimizeLCOE_Brownfield | IgnoreSilica | 206.2936 | 135.3313 | 14.9164 | 4 | 2756.2463 | 3235.8127 | 56.1898 | 65.9664 | 200.4428 | 0 | 356.1828 | 15360385.6555 | 1343430.4489 | 16886987.1456 | 12624760.7917 | 0 | 516031.2177 | 0 | 18225322.1511 | 47418549.7097 | 32364134.5306 | 144739601.6507 | 961560.8286 | 18752195.8818 | 18752195.8818 | 1478867.319 | 8382599.4226 | 0 | 164453358.3612 | 193067020.9846 | 316227.766 | 59.6657 | 2756.2463 | 3235.8127 | 56.1898 | 65.9664
1 | 5100 | 707 | 0.04 | 15 | 15 | 7 | 4.217e-10 | 5spot_SharedNeighbor | Water | Porous | Wet | R600a | MinimizeLCOE_Brownfield | IgnoreSilica | 207.548 | 135.9783 | 15.0242 | 4 | 2744.3063 | 3220.4323 | 55.9464 | 65.6529 | 200.304 | 0 | 388.9344 | 15412851.0155 | 1347923.3334 | 16951546.2986 | 12698563.5219 | 0 | 472698.5992 | 0 | 18284597.2798 | 47572771.4353 | 32469394.0273 | 145210345.5109 | 961560.8286 | 18752195.8818 | 18752195.8818 | 1478867.319 | 8382599.4226 | 0 | 164924102.2214 | 193537764.8448 | 421696.5034 | 60.0968 | 2744.3063 | 3220.4323 | 55.9464 | 65.6529
1 | 5100 | 707 | 0.04 | 15 | 15 | 7 | 5.6234e-10 | 5spot_SharedNeighbor | Water | Porous | Wet | R600a | MinimizeLCOE_Brownfield | IgnoreSilica | 208.4371 | 136.4348 | 15.103 | 4 | 2735.2615 | 3208.9049 | 55.762 | 65.4179 | 200.205 | 0 | 370.8145 | 15449829.5226 | 1351089.7527 | 16997063.6857 | 12750850.5353 | 0 | 437436.4673 | 0 | 18324645.2858 | 47676968.1321 | 32540510.4139 | 145528393.7954 | 961560.8286 | 18752195.8818 | 18752195.8818 | 1478867.319 | 8382599.4226 | 0 | 165242150.5058 | 193855813.1292 | 562341.3252 | 60.4118 | 2735.2615 | 3208.9049 | 55.762 | 65.4179
1 | 5100 | 707 | 0.04 | 15 | 15 | 7 | 7.4989e-10 | 5spot_SharedNeighbor | Water | Porous | Wet | R600a | MinimizeLCOE_Brownfield | IgnoreSilica | 209.0554 | 136.7513 | 15.1599 | 4 | 2728.4194 | 3200.2833 | 55.6225 | 65.2421 | 200.1358 | 0 | 459.5498 | 15475439.6813 | 1353282.5976 | 17028594.8401 | 12787205.4821 | 0 | 408983.1678 | 0 | 18350867.2499 | 47745192.3037 | 32587074.8128 | 145736640.1352 | 961560.8286 | 18752195.8818 | 18752195.8818 | 1478867.319 | 8382599.4226 | 0 | 165450396.8456 | 194064059.4691 | 749894.2093 | 60.6396 | 2728.4194 | 3200.2833 | 55.6225 | 65.2421
1 | 5100 | 707 | 0.04 | 15 | 15 | 7 | 1e-09 | 5spot_SharedNeighbor | Water | Porous | Wet | R600a | MinimizeLCOE_Brownfield | IgnoreSilica | 209.4575 | 136.9564 | 15.1998 | 4 | 2723.2501 | 3193.8762 | 55.5171 | 65.1115 | 200.0904 | 0 | 454.3266 | 15492031.7355 | 1354703.2244 | 17049026.0851 | 12810839.9404 | 0 | 385931.308 | 0 | 18366087.5944 | 47784792.5181 | 32614102.7729 | 145857515.1789 | 961560.8286 | 18752195.8818 | 18752195.8818 | 1478867.319 | 8382599.4226 | 0 | 165571271.8894 | 194184934.5128 | 1000000 | 60.7991 | 2723.2501 | 3193.8762 | 55.5171 | 65.1115
1 | 5100 | 707 | 0.04 | 15 | 15 | 7 | 1.3335e-09 | 5spot_SharedNeighbor | Water | Porous | Wet | R600a | MinimizeLCOE_Brownfield | IgnoreSilica | 208.705 | 136.5674 | 15.18 | 4 | 2719.0846 | 3190.3235 | 55.4322 | 65.0391 | 200.1714 | 0 | 545.6556 | 15460561.7122 | 1352008.6978 | 17010276.407 | 12766530.0938 | 0 | 351979.068 | 0 | 18307128.8317 | 47631393.9117 | 32509405.072 | 145389283.7942 | 961560.8286 | 18752195.8818 | 18752195.8818 | 1478867.319 | 8382599.4226 | 0 | 165103040.5046 | 193716703.128 | 1333521.4322 | 60.7201 | 2719.0846 | 3190.3235 | 55.4322 | 65.0391
1 | 5100 | 707 | 0.04 | 15 | 15 | 7 | 1.7783e-09 | 5spot_SharedNeighbor | Water | Porous | Wet | R600a | MinimizeLCOE_Brownfield | IgnoreSilica | 210.5512 | 137.5158 | 15.2805 | 4 | 2716.1553 | 3184.2958 | 55.3725 | 64.9162 | 199.9693 | 0 | 428.074 | 15537245.448 | 1358574.2582 | 17104714.2466 | 12875120.79 | 0 | 360700.8315 | 0 | 18422178.674 | 47930730.0012 | 32713708.1038 | 146302972.3533 | 961560.8286 | 18752195.8818 | 18752195.8818 | 1478867.319 | 8382599.4226 | 0 | 166016729.0637 | 194630391.6872 | 1778279.41 | 61.122 | 2716.1553 | 3184.2958 | 55.3725 | 64.9162
1 | 5100 | 707 | 0.04 | 15 | 15 | 7 | 2.3714e-09 | 5spot_SharedNeighbor | Water | Porous | Wet | R600a | MinimizeLCOE_Brownfield | IgnoreSilica | 210.6903 | 137.5862 | 15.2957 | 4 | 2713.9858 | 3181.6593 | 55.3283 | 64.8624 | 199.9533 | 0 | 435.79 | 15542925.1223 | 1359060.51 | 17111711.0028 | 12883267.9872 | 0 | 350060.9885 | 0 | 18426339.9883 | 47941556.8874 | 32721097.6761 | 146336020.1627 | 961560.8286 | 18752195.8818 | 18752195.8818 | 1478867.319 | 8382599.4226 | 0 | 166049776.8732 | 194663439.4966 | 2371373.7057 | 61.183 | 2713.9858 | 3181.6593 | 55.3283 | 64.8624
1 | 5100 | 707 | 0.04 | 15 | 15 | 7 | 3.1623e-09 | 5spot_SharedNeighbor | Water | Porous | Wet | R600a | MinimizeLCOE_Brownfield | IgnoreSilica | 210.7681 | 137.6253 | 15.3059 | 4 | 2712.3538 | 3179.7163 | 55.295 | 64.8228 | 199.9443 | 0 | 422.119 | 15546085.4269 | 1359331.07 | 17115604.2882 | 12887821.4811 | 0 | 341592.814 | 0 | 18427669.6813 | 47945016.4759 | 32723458.9164 | 146346580.1539 | 961560.8286 | 18752195.8818 | 18752195.8818 | 1478867.319 | 8382599.4226 | 0 | 166060336.8643 | 194673999.4877 | 3162277.6602 | 61.2237 | 2712.3538 | 3179.7163 | 55.295 | 64.8228
1 | 5100 | 707 | 0.04 | 15 | 15 | 7 | 4.217e-09 | 5spot_SharedNeighbor | Water | Porous | Wet | R600a | MinimizeLCOE_Brownfield | IgnoreSilica | 210.8413 | 137.6622 | 15.3143 | 4 | 2711.1268 | 3178.2346 | 55.27 | 64.7926 | 199.9359 | 0 | 412.8609 | 15549067.4764 | 1359586.3678 | 17119278.0573 | 12892106.105 | 0 | 335375.025 | 0 | 18429611.0823 | 47950067.603 | 32726906.4144 | 146361998.1312 | 961560.8286 | 18752195.8818 | 18752195.8818 | 1478867.319 | 8382599.4226 | 0 | 166075754.8416 | 194689417.465 | 4216965.0343 | 61.2571 | 2711.1268 | 3178.2346 | 55.27 | 64.7926
1 | 5100 | 707 | 0.04 | 15 | 15 | 7 | 5.6234e-09 | 5spot_SharedNeighbor | Water | Porous | Wet | R600a | MinimizeLCOE_Brownfield | IgnoreSilica | 210.8756 | 137.6794 | 15.3195 | 4 | 2710.205 | 3177.152 | 55.2512 | 64.7705 | 199.9318 | 0 | 422.2211 | 15550451.9384 | 1359704.8932 | 17120983.6878 | 12894110.3592 | 0 | 330381.9165 | 0 | 18429696.7901 | 47950290.5973 | 32727058.6126 | 146362678.7953 | 961560.8286 | 18752195.8818 | 18752195.8818 | 1478867.319 | 8382599.4226 | 0 | 166076435.5057 | 194690098.1291 | 5623413.2519 | 61.2782 | 2710.205 | 3177.152 | 55.2512 | 64.7705
1 | 5100 | 707 | 0.04 | 15 | 15 | 7 | 7.4989e-09 | 5spot_SharedNeighbor | Water | Porous | Wet | R600a | MinimizeLCOE_Brownfield | IgnoreSilica | 210.8996 | 137.6914 | 15.3234 | 4 | 2709.5126 | 3176.3415 | 55.2371 | 64.754 | 199.9289 | 0 | 422.6036 | 15551423.1645 | 1359788.0409 | 17122180.2299 | 12895518.4342 | 0 | 326589.0884 | 0 | 18429644.5936 | 47950154.7925 | 32726965.9231 | 146362264.267 | 961560.8286 | 18752195.8818 | 18752195.8818 | 1478867.319 | 8382599.4226 | 0 | 166076020.9774 | 194689683.6009 | 7498942.0933 | 61.2937 | 2709.5126 | 3176.3415 | 55.2371 | 64.754
1 | 5100 | 707 | 0.04 | 15 | 15 | 7 | 1e-08 | 5spot_SharedNeighbor | Water | Porous | Wet | R600a | MinimizeLCOE_Brownfield | IgnoreSilica | 210.9145 | 137.6987 | 15.3262 | 4 | 2708.9928 | 3175.7379 | 55.2265 | 64.7417 | 199.9271 | 0 | 407.5662 | 15552017.6015 | 1359838.9312 | 17122912.5754 | 12896384.2813 | 0 | 323684.3558 | 0 | 18429386.7206 | 47949483.8601 | 32726507.9979 | 146360216.3238 | 961560.8286 | 18752195.8818 | 18752195.8818 | 1478867.319 | 8382599.4226 | 0 | 166073973.0343 | 194687635.6577 | 10000000 | 61.3047 | 2708.9928 | 3175.7379 | 55.2265 | 64.7417
1 | 5200 | 707 | 0.04 | 15 | 15 | 7 | 1e-13 | 5spot_SharedNeighbor | Water | Porous | Wet | R600a | MinimizeLCOE_Brownfield | IgnoreSilica | 0.92292 | 0.25111 | 0.015884 | 4 | 338249.8542 | 799731.5889 | 6895.6808 | 16303.6102 | 132.7177 | 0 | 64.34 | 164076.1902 | 12410.9083 | 112008.767 | 64539.6042 | 0 | 57733.5361 | 0 | 160199.9122 | 416807.3101 | 284479.5537 | 1272255.7819 | 961560.8286 | 19257185.0261 | 19257185.0261 | 1478867.319 | 8584595.0803 | 0 | 21491001.6366 | 50811649.062 | 100 | 0.063536 | 338249.8542 | 799731.5889 | 6895.6808 | 16303.6102
1 | 5200 | 707 | 0.04 | 15 | 15 | 7 | 1.3335e-13 | 5spot_SharedNeighbor | Water | Porous | Wet | R600a | MinimizeLCOE_Brownfield | IgnoreSilica | 1.2008 | 0.396 | 0.032354 | 4 | 169849.9548 | 396409.4845 | 3462.6211 | 8081.3435 | 147.0613 | 0 | 58.954 | 241305.911 | 20274.766 | 159647.9117 | 83380.199 | 0 | 64514.8782 | 0 | 221958.2297 | 577489.7837 | 394148.6436 | 1762720.3229 | 961560.8286 | 19257185.0261 | 19257185.0261 | 1478867.319 | 8584595.0803 | 0 | 21981466.1776 | 51302113.603 | 133.3521 | 0.12942 | 169849.9548 | 396409.4845 | 3462.6211 | 8081.3435
1 | 5200 | 707 | 0.04 | 15 | 15 | 7 | 1.7783e-13 | 5spot_SharedNeighbor | Water | Porous | Wet | R600a | MinimizeLCOE_Brownfield | IgnoreSilica | 1.5491 | 0.61446 | 0.057554 | 4 | 98287.3439 | 225649.1258 | 2003.7204 | 4600.1626 | 159.4143 | 0 | 65.3833 | 340609.786 | 30773.9179 | 225543.0417 | 109008.1143 | 0 | 71695.1412 | 0 | 303275.7004 | 789061.1621 | 538550.4567 | 2408517.3205 | 961560.8286 | 19257185.0261 | 19257185.0261 | 1478867.319 | 8584595.0803 | 0 | 22627263.1752 | 51947910.6006 | 177.8279 | 0.23022 | 98287.3439 | 225649.1258 | 2003.7204 | 4600.1626
1 | 5200 | 707 | 0.04 | 15 | 15 | 7 | 2.3714e-13 | 5spot_SharedNeighbor | Water | Porous | Wet | R600a | MinimizeLCOE_Brownfield | IgnoreSilica | 2.0015 | 0.93634 | 0.091002 | 4 | 64336.7868 | 144885.8794 | 1311.5924 | 2953.6946 | 170.1368 | 0 | 329.8773 | 456867.5052 | 41327.5717 | 315922.3871 | 138527.1145 | 0 | 80679.1721 | 0 | 402996.2627 | 1048513.6096 | 715632.0834 | 3200465.7062 | 961560.8286 | 19257185.0261 | 19257185.0261 | 1478867.319 | 8584595.0803 | 0 | 23419211.5609 | 52739858.9863 | 237.1374 | 0.36401 | 64336.7868 | 144885.8794 | 1311.5924 | 2953.6946
1 | 5200 | 707 | 0.04 | 15 | 15 | 7 | 3.1623e-13 | 5spot_SharedNeighbor | Water | Porous | Wet | R600a | MinimizeLCOE_Brownfield | IgnoreSilica | 2.5849 | 1.3574 | 0.13491 | 4 | 45144.1996 | 99476.6489 | 920.3256 | 2027.966 | 179.149 | 0 | 416.6373 | 592197.685 | 53596.2834 | 425209.5552 | 175660.1864 | 0 | 91114.6262 | 0 | 521733.5511 | 1357443.6776 | 926483.2026 | 4143438.7674 | 961560.8286 | 19257185.0261 | 19257185.0261 | 1478867.319 | 8584595.0803 | 0 | 24362184.6221 | 53682832.0475 | 316.2278 | 0.53965 | 45144.1996 | 99476.6489 | 920.3256 | 2027.966
1 | 5200 | 707 | 0.04 | 15 | 15 | 7 | 4.217e-13 | 5spot_SharedNeighbor | Water | Porous | Wet | R600a | MinimizeLCOE_Brownfield | IgnoreSilica | 3.3045 | 1.8823 | 0.19021 | 4 | 33441.2772 | 71979.1415 | 681.7457 | 1467.3922 | 186.3209 | 0 | 543.4622 | 744470.8873 | 67378.5199 | 552316.3766 | 220926.2552 | 0 | 101654.1086 | 0 | 657830.9976 | 1711541.316 | 1168162.1168 | 5224280.578 | 961560.8286 | 19257185.0261 | 19257185.0261 | 1478867.319 | 8584595.0803 | 0 | 25443026.4327 | 54763673.8581 | 421.6965 | 0.76083 | 33441.2772 | 71979.1415 | 681.7457 | 1467.3922
1 | 5200 | 707 | 0.04 | 15 | 15 | 7 | 5.6234e-13 | 5spot_SharedNeighbor | Water | Porous | Wet | R600a | MinimizeLCOE_Brownfield | IgnoreSilica | 4.2675 | 2.5905 | 0.26467 | 4 | 25315.8602 | 53011.6722 | 516.0981 | 1080.7146 | 192.4218 | 0 | 89.078 | 931313.6181 | 84257.5687 | 713091.0964 | 281238.9887 | 0 | 115312.0393 | 0 | 828833.1914 | 2156453.9469 | 1471824.1295 | 6582324.579 | 961560.8286 | 19257185.0261 | 19257185.0261 | 1478867.319 | 8584595.0803 | 0 | 26801070.4337 | 56121717.8591 | 562.3413 | 1.0587 | 25315.8602 | 53011.6722 | 516.0981 | 1080.7146
1 | 5200 | 707 | 0.04 | 15 | 15 | 7 | 7.4989e-13 | 5spot_SharedNeighbor | Water | Porous | Wet | R600a | MinimizeLCOE_Brownfield | IgnoreSilica | 5.5199 | 3.5168 | 0.3623 | 4 | 19636.7304 | 39868.7509 | 400.3213 | 812.7784 | 197.3443 | 0 | 90.3048 | 1154329.6699 | 104360.6655 | 910643.4055 | 359549.3345 | 0 | 131278.6205 | 0 | 1037463.0614 | 2699266.0729 | 1842304.5591 | 8239195.3893 | 961560.8286 | 19257185.0261 | 19257185.0261 | 1478867.319 | 8584595.0803 | 0 | 28457941.244 | 57778588.6694 | 749.8942 | 1.4492 | 19636.7304 | 39868.7509 | 400.3213 | 812.7784
1 | 5200 | 707 | 0.04 | 15 | 15 | 7 | 1e-12 | 5spot_SharedNeighbor | Water | Porous | Wet | R600a | MinimizeLCOE_Brownfield | IgnoreSilica | 7.14 | 4.7154 | 0.489 | 4 | 15575.9939 | 30565.9615 | 317.5377 | 623.1285 | 201.1633 | 0 | 82.1843 | 1418804.6127 | 128143.9041 | 1151454.4433 | 460705.8566 | 0 | 149687.0017 | 0 | 1290430.3691 | 3357435.1168 | 2291518.4556 | 10248179.7599 | 961560.8286 | 19257185.0261 | 19257185.0261 | 1478867.319 | 8584595.0803 | 0 | 30466925.6147 | 59787573.0401 | 1000 | 1.956 | 15575.9939 | 30565.9615 | 317.5377 | 623.1285
1 | 5200 | 707 | 0.04 | 15 | 15 | 7 | 1.3335e-12 | 5spot_SharedNeighbor | Water | Porous | Wet | R600a | MinimizeLCOE_Brownfield | IgnoreSilica | 9.3178 | 6.3358 | 0.66009 | 4 | 12505.674 | 23610.4657 | 254.9451 | 481.3313 | 204.3591 | 0 | 97.0234 | 1746990.4826 | 157578.2847 | 1458389.4796 | 596773.0531 | 0 | 173199.6435 | 0 | 1611843.0679 | 4193685.0282 | 2862276.2034 | 12800735.2429 | 961560.8286 | 19257185.0261 | 19257185.0261 | 1478867.319 | 8584595.0803 | 0 | 33019481.0976 | 62340128.523 | 1333.5214 | 2.6404 | 12505.674 | 23610.4657 | 254.9451 | 481.3313
1 | 5200 | 707 | 0.04 | 15 | 15 | 7 | 1.7783e-12 | 5spot_SharedNeighbor | Water | Porous | Wet | R600a | MinimizeLCOE_Brownfield | IgnoreSilica | 12.1869 | 8.4857 | 0.88755 | 4 | 10197.1036 | 18455.9865 | 207.8818 | 376.2502 | 207.0033 | 0 | 113.2308 | 2146868.8816 | 193337.7867 | 1842394.0463 | 776650.8946 | 0 | 201114.9155 | 0 | 2012542.9446 | 5236223.9126 | 3573830.414 | 15982963.7961 | 961560.8286 | 19257185.0261 | 19257185.0261 | 1478867.319 | 8584595.0803 | 0 | 36201709.6508 | 65522357.0762 | 1778.2794 | 3.5502 | 10197.1036 | 18455.9865 | 207.8818 | 376.2502
1 | 5200 | 707 | 0.04 | 15 | 15 | 7 | 2.3714e-12 | 5spot_SharedNeighbor | Water | Porous | Wet | R600a | MinimizeLCOE_Brownfield | IgnoreSilica | 15.9802 | 11.3203 | 1.1874 | 4 | 8454.6572 | 14627.7642 | 172.3596 | 298.2068 | 208.9688 | 0 | 89.6021 | 2631708.3257 | 236557.9962 | 2320174.6739 | 1013936.4232 | 0 | 235154.86 | 0 | 2510637.5888 | 6532164.0034 | 4458336.1549 | 19938670.026 | 961560.8286 | 19257185.0261 | 19257185.0261 | 1478867.319 | 8584595.0803 | 0 | 40157415.8807 | 69478063.3061 | 2371.3737 | 4.7497 | 8454.6572 | 14627.7642 | 172.3596 | 298.2068
1 | 5200 | 707 | 0.04 | 15 | 15 | 7 | 3.1623e-12 | 5spot_SharedNeighbor | Water | Porous | Wet | R600a | MinimizeLCOE_Brownfield | IgnoreSilica | 21.0032 | 15.0767 | 1.5849 | 4 | 7114.6832 | 11739.5935 | 145.0424 | 239.3275 | 210.4954 | 0 | 114.4914 | 3223142.4688 | 289101.5282 | 2917951.8129 | 1328198.517 | 0 | 276585.5638 | 0 | 3133642.1573 | 8153094.095 | 5564654.2492 | 24886370.3921 | 961560.8286 | 19257185.0261 | 19257185.0261 | 1478867.319 | 8584595.0803 | 0 | 45105116.2468 | 74425763.6722 | 3162.2777 | 6.3397 | 7114.6832 | 11739.5935 | 145.0424 | 239.3275
1 | 5200 | 707 | 0.04 | 15 | 15 | 7 | 4.217e-12 | 5spot_SharedNeighbor | Water | Porous | Wet | R600a | MinimizeLCOE_Brownfield | IgnoreSilica | 27.6588 | 20.0562 | 2.1118 | 4 | 6073.5597 | 9544.6101 | 123.8177 | 194.5798 | 211.6745 | 0 | 112.6059 | 3945335.1896 | 353028.7936 | 3666334.6701 | 1744616.3162 | 0 | 327257.7174 | 0 | 3914263.3479 | 10184110.3053 | 6950864.5459 | 31085810.8859 | 961560.8286 | 19257185.0261 | 19257185.0261 | 1478867.319 | 8584595.0803 | 0 | 51304556.7406 | 80625204.166 | 4216.965 | 8.4472 | 6073.5597 | 9544.6101 | 123.8177 | 194.5798
1 | 5200 | 707 | 0.04 | 15 | 15 | 7 | 5.6234e-12 | 5spot_SharedNeighbor | Water | Porous | Wet | R600a | MinimizeLCOE_Brownfield | IgnoreSilica | 36.4064 | 26.6026 | 2.8047 | 4 | 5260.717 | 7874.2838 | 107.2468 | 160.5279 | 212.5747 | 0 | 122.9504 | 4820657.5922 | 430212.4494 | 4595920.4197 | 2291937.24 | 0 | 388276.2936 | 0 | 4885531.558 | 12711150.9537 | 8675621.7139 | 38799308.2206 | 961560.8286 | 19257185.0261 | 19257185.0261 | 1478867.319 | 8584595.0803 | 0 | 59018054.0753 | 88338701.5008 | 5623.4133 | 11.2186 | 5260.717 | 7874.2838 | 107.2468 | 160.5279
1 | 5200 | 707 | 0.04 | 15 | 15 | 7 | 7.4989e-12 | 5spot_SharedNeighbor | Water | Porous | Wet | R600a | MinimizeLCOE_Brownfield | IgnoreSilica | 47.822 | 35.1425 | 3.7085 | 4 | 4621.7355 | 6598.2977 | 94.2203 | 134.5152 | 213.2423 | 0 | 138.155 | 5874710.019 | 522780.5721 | 5742485.2678 | 3006161.9232 | 0 | 461506.6195 | 0 | 6086981.3166 | 15837076.7742 | 10809130.3178 | 48340832.8101 | 961560.8286 | 19257185.0261 | 19257185.0261 | 1478867.319 | 8584595.0803 | 0 | 68559578.6648 | 97880226.0902 | 7498.9421 | 14.8342 | 4621.7355 | 6598.2977 | 94.2203 | 134.5152
1 | 5200 | 707 | 0.04 | 15 | 15 | 7 | 1e-11 | 5spot_SharedNeighbor | Water | Porous | Wet | R600a | MinimizeLCOE_Brownfield | IgnoreSilica | 62.4944 | 46.0777 | 4.8653 | 4 | 4119.9132 | 5626.5194 | 83.99 | 114.7042 | 213.6359 | 0 | 104.5403 | 7122966.277 | 631945.8264 | 7132242.0381 | 3923486.7031 | 0 | 548600.9761 | 0 | 7550104.3101 | 19643822.6755 | 13407312.6162 | 59960481.4224 | 961560.8286 | 19257185.0261 | 19257185.0261 | 1478867.319 | 8584595.0803 | 0 | 80179227.2771 | 109499874.7025 | 10000 | 19.4614 | 4119.9132 | 5626.5194 | 83.99 | 114.7042
1 | 5200 | 707 | 0.04 | 15 | 15 | 7 | 1.3335e-11 | 5spot_SharedNeighbor | Water | Porous | Wet | R600a | MinimizeLCOE_Brownfield | IgnoreSilica | 80.84 | 59.5724 | 6.2902 | 4 | 3731.6464 | 4896.9693 | 76.0747 | 99.8313 | 213.5729 | 0 | 122.3677 | 8552395.9417 | 756428.4264 | 8759301.8258 | 5067685.9222 | 0 | 650770.0257 | 0 | 9276767.0353 | 24136244.8993 | 16473483.094 | 73673077.1703 | 961560.8286 | 19257185.0261 | 19257185.0261 | 1478867.319 | 8584595.0803 | 0 | 93891823.025 | 123212470.4504 | 13335.2143 | 25.161 | 3731.6464 | 4896.9693 | 76.0747 | 99.8313
1 | 5200 | 707 | 0.04 | 15 | 15 | 7 | 1.7783e-11 | 5spot_SharedNeighbor | Water | Porous | Wet | R600a | MinimizeLCOE_Brownfield | IgnoreSilica | 102.9354 | 75.3611 | 7.9492 | 4 | 3439.7105 | 4361.8375 | 70.1232 | 88.922 | 212.8013 | 0 | 124.4882 | 10112603.8078 | 891742.4167 | 10571857.5184 | 6438517.7483 | 0 | 769777.0522 | 0 | 11225954.4319 | 29207630.672 | 19934808.0904 | 89152891.7377 | 961560.8286 | 19257185.0261 | 19257185.0261 | 1478867.319 | 8584595.0803 | 0 | 109371637.5925 | 138692285.0179 | 17782.7941 | 31.7968 | 3439.7105 | 4361.8375 | 70.1232 | 88.922
1 | 5200 | 707 | 0.04 | 15 | 15 | 7 | 2.3714e-11 | 5spot_SharedNeighbor | Water | Porous | Wet | R600a | MinimizeLCOE_Brownfield | IgnoreSilica | 128.0802 | 92.4711 | 9.7321 | 4 | 3230.244 | 3983.4389 | 65.8529 | 81.2078 | 211.1658 | 0 | 130.0712 | 11701962.2067 | 1029060.0272 | 12451981.9649 | 7985182.8709 | 0 | 903738.8797 | 0 | 13288051.1202 | 34572783.2608 | 23596634.9751 | 105529395.3054 | 961560.8286 | 19257185.0261 | 19257185.0261 | 1478867.319 | 8584595.0803 | 0 | 125748141.1602 | 155068788.5856 | 23713.7371 | 38.9284 | 3230.244 | 3983.4389 | 65.8529 | 81.2078
1 | 5200 | 707 | 0.04 | 15 | 15 | 7 | 3.1623e-11 | 5spot_SharedNeighbor | Water | Porous | Wet | R600a | MinimizeLCOE_Brownfield | IgnoreSilica | 154.9669 | 109.7637 | 11.5159 | 4 | 3083.9289 | 3720.4526 | 62.8701 | 75.8465 | 208.9538 | 0 | 152.8414 | 13225702.7497 | 1160266.2306 | 14282383.9585 | 9622943.8822 | 0 | 1046286.9112 | 0 | 15341657.6555 | 39915846.213 | 27243385.229 | 121838472.8296 | 961560.8286 | 19257185.0261 | 19257185.0261 | 1478867.319 | 8584595.0803 | 0 | 142057218.6843 | 171377866.1098 | 31622.7766 | 46.0637 | 3083.9289 | 3720.4526 | 62.8701 | 75.8465
1 | 5200 | 707 | 0.04 | 15 | 15 | 7 | 4.217e-11 | 5spot_SharedNeighbor | Water | Porous | Wet | R600a | MinimizeLCOE_Brownfield | IgnoreSilica | 175.1124 | 122.0369 | 12.8479 | 4 | 2984.2086 | 3554.7438 | 60.8371 | 72.4683 | 207.1031 | 0 | 157.4059 | 14266106.0352 | 1249626.6826 | 15546283.2312 | 10839372.6146 | 0 | 1086422.9699 | 0 | 16765246.4981 | 43619732.3632 | 29771363.6337 | 133144154.0286 | 961560.8286 | 19257185.0261 | 19257185.0261 | 1478867.319 | 8584595.0803 | 0 | 153362899.8833 | 182683547.3087 | 42169.6503 | 51.3915 | 2984.2086 | 3554.7438 | 60.8371 | 72.4683
1 | 5200 | 707 | 0.04 | 15 | 15 | 7 | 5.6234e-11 | 5spot_SharedNeighbor | Water | Porous | Wet | R600a | MinimizeLCOE_Brownfield | IgnoreSilica | 187.3313 | 129.1107 | 13.7112 | 4 | 2910.3172 | 3444.929 | 59.3308 | 70.2295 | 205.8684 | 0 | 205.4597 | 14852317.6854 | 1299900.6272 | 16263108.6124 | 11564664.8039 | 0 | 1026609.1455 | 0 | 17552574.341 | 45668197.9072 | 31169483.4593 | 139396856.5818 | 961560.8286 | 19257185.0261 | 19257185.0261 | 1478867.319 | 8584595.0803 | 0 | 159615602.4365 | 188936249.8619 | 56234.1325 | 54.8447 | 2910.3172 | 3444.929 | 59.3308 | 70.2295
1 | 5200 | 707 | 0.04 | 15 | 15 | 7 | 7.4989e-11 | 5spot_SharedNeighbor | Water | Porous | Wet | R600a | MinimizeLCOE_Brownfield | IgnoreSilica | 191.4982 | 131.4679 | 14.1384 | 4 | 2852.3963 | 3370.8556 | 58.15 | 68.7195 | 205.4297 | 0 | 221.45 | 15045634.3814 | 1316468.0327 | 16500209.7385 | 11813543.6605 | 0 | 878708.2505 | 0 | 17766279.9848 | 46224216.1553 | 31548977.3387 | 141094037.5424 | 961560.8286 | 19257185.0261 | 19257185.0261 | 1478867.319 | 8584595.0803 | 0 | 161312783.3971 | 190633430.8225 | 74989.4209 | 56.5534 | 2852.3963 | 3370.8556 | 58.15 | 68.7195
1 | 5200 | 707 | 0.04 | 15 | 15 | 7 | 1e-10 | 5spot_SharedNeighbor | Water | Porous | Wet | R600a | MinimizeLCOE_Brownfield | IgnoreSilica | 197.2586 | 134.6739 | 14.5948 | 4 | 2808.5299 | 3310.7735 | 57.2557 | 67.4946 | 204.8098 | 0 | 281.398 | 15307012.1229 | 1338859.3739 | 16821336.1058 | 12156766.8856 | 0 | 785325.2469 | 0 | 18099626.8967 | 47091516.4411 | 32140927.605 | 143741370.6778 | 961560.8286 | 19257185.0261 | 19257185.0261 | 1478867.319 | 8584595.0803 | 0 | 163960116.5325 | 193280763.9579 | 100000 | 58.3793 | 2808.5299 | 3310.7735 | 57.2557 | 67.4946
1 | 5200 | 707 | 0.04 | 15 | 15 | 7 | 1.3335e-10 | 5spot_SharedNeighbor | Water | Porous | Wet | R600a | MinimizeLCOE_Brownfield | IgnoreSilica | 201.6313 | 137.0644 | 14.9455 | 4 | 2774.9796 | 3265.4385 | 56.5717 | 66.5704 | 204.3286 | 0 | 328.464 | 15500760.4112 | 1355450.5653 | 17059775.4605 | 12416249.8472 | 0 | 701459.4739 | 0 | 18343141.3457 | 47725091.0859 | 32573355.3187 | 145675283.5084 | 961560.8286 | 19257185.0261 | 19257185.0261 | 1478867.319 | 8584595.0803 | 0 | 165894029.3632 | 195214676.7886 | 133352.1432 | 59.7821 | 2774.9796 | 3265.4385 | 56.5717 | 66.5704
1 | 5200 | 707 | 0.04 | 15 | 15 | 7 | 1.7783e-10 | 5spot_SharedNeighbor | Water | Porous | Wet | R600a | MinimizeLCOE_Brownfield | IgnoreSilica | 204.9339 | 138.8457 | 15.2132 | 4 | 2749.3892 | 3231.2197 | 56.05 | 65.8728 | 203.959 | 0 | 392.5272 | 15644520.081 | 1367757.5227 | 17236914.0205 | 12611977.9225 | 0 | 628887.1082 | 0 | 18521122.0955 | 48188160.4878 | 32889409.7006 | 147088748.9389 | 961560.8286 | 19257185.0261 | 19257185.0261 | 1478867.319 | 8584595.0803 | 0 | 167307494.7936 | 196628142.2191 | 177827.941 | 60.8526 | 2749.3892 | 3231.2197 | 56.05 | 65.8728
1 | 5200 | 707 | 0.04 | 15 | 15 | 7 | 2.3714e-10 | 5spot_SharedNeighbor | Water | Porous | Wet | R600a | MinimizeLCOE_Brownfield | IgnoreSilica | 207.3434 | 140.1311 | 15.4125 | 4 | 2729.9056 | 3205.5027 | 55.6528 | 65.3485 | 203.6858 | 0 | 387.934 | 15747942.3177 | 1376609.411 | 17364463.4808 | 12754437.0163 | 0 | 566786.8287 | 0 | 18645993.2312 | 48513049.5686 | 33111153.174 | 148080435.0283 | 961560.8286 | 19257185.0261 | 19257185.0261 | 1478867.319 | 8584595.0803 | 0 | 168299180.883 | 197619828.3084 | 237137.3706 | 61.6502 | 2729.9056 | 3205.5027 | 55.6528 | 65.3485
1 | 5200 | 707 | 0.04 | 15 | 15 | 7 | 3.1623e-10 | 5spot_SharedNeighbor | Water | Porous | Wet | R600a | MinimizeLCOE_Brownfield | IgnoreSilica | 209.095 | 141.0583 | 15.5605 | 4 | 2715.1007 | 3186.1742 | 55.351 | 64.9545 | 203.4853 | 0 | 371.305 | 15822375.7593 | 1382979.1926 | 17456320.0982 | 12857936.5219 | 0 | 514900.0952 | 0 | 18733459.5502 | 48740618.9886 | 33266473.9793 | 148775064.1852 | 961560.8286 | 19257185.0261 | 19257185.0261 | 1478867.319 | 8584595.0803 | 0 | 168993810.04 | 198314457.4654 | 316227.766 | 62.2422 | 2715.1007 | 3186.1742 | 55.351 | 64.9545
1 | 5200 | 707 | 0.04 | 15 | 15 | 7 | 4.217e-10 | 5spot_SharedNeighbor | Water | Porous | Wet | R600a | MinimizeLCOE_Brownfield | IgnoreSilica | 210.3419 | 141.7145 | 15.6689 | 4 | 2703.8689 | 3171.6835 | 55.122 | 64.6591 | 203.3415 | 0 | 434.8659 | 15874968.7096 | 1387479.4498 | 17521253.3526 | 12931584.9017 | 0 | 472038.7001 | 0 | 18793056.7944 | 48895678.7929 | 33372305.4819 | 149248366.183 | 961560.8286 | 19257185.0261 | 19257185.0261 | 1478867.319 | 8584595.0803 | 0 | 169467112.0377 | 198787759.4631 | 421696.5034 | 62.6758 | 2703.8689 | 3171.6835 | 55.122 | 64.6591
1 | 5200 | 707 | 0.04 | 15 | 15 | 7 | 5.6234e-10 | 5spot_SharedNeighbor | Water | Porous | Wet | R600a | MinimizeLCOE_Brownfield | IgnoreSilica | 211.2091 | 142.1688 | 15.7473 | 4 | 2695.3607 | 3160.8481 | 54.9486 | 64.4382 | 203.2408 | 0 | 436.1184 | 15911335.8678 | 1390591.0701 | 17566167.8629 | 12982783.4555 | 0 | 436955.2007 | 0 | 18832255.0482 | 48997664.6088 | 33441912.8968 | 149559666.0109 | 961560.8286 | 19257185.0261 | 19257185.0261 | 1478867.319 | 8584595.0803 | 0 | 169778411.8656 | 199099059.291 | 562341.3252 | 62.9891 | 2695.3607 | 3160.8481 | 54.9486 | 64.4382
1 | 5200 | 707 | 0.04 | 15 | 15 | 7 | 7.4989e-10 | 5spot_SharedNeighbor | Water | Porous | Wet | R600a | MinimizeLCOE_Brownfield | IgnoreSilica | 211.8157 | 142.4854 | 15.8041 | 4 | 2688.9244 | 3152.7388 | 54.8174 | 64.2728 | 203.17 | 0 | 423.2131 | 15936668.7962 | 1392758.4751 | 17597461.6369 | 13018587.259 | 0 | 408722.9609 | 0 | 18858137.66 | 49065005.8553 | 33487874.6813 | 149765217.3247 | 961560.8286 | 19257185.0261 | 19257185.0261 | 1478867.319 | 8584595.0803 | 0 | 169983963.1794 | 199304610.6049 | 749894.2093 | 63.2163 | 2688.9244 | 3152.7388 | 54.8174 | 64.2728
1 | 5200 | 707 | 0.04 | 15 | 15 | 7 | 1e-09 | 5spot_SharedNeighbor | Water | Porous | Wet | R600a | MinimizeLCOE_Brownfield | IgnoreSilica | 212.2102 | 142.6907 | 15.8438 | 4 | 2684.0619 | 3146.7128 | 54.7182 | 64.15 | 203.1236 | 0 | 415.4651 | 15953081.6882 | 1394162.6608 | 17617739.4907 | 13041865.9198 | 0 | 385866.1687 | 0 | 18873159.212 | 49104088.8524 | 33514549.6299 | 149884513.6227 | 961560.8286 | 19257185.0261 | 19257185.0261 | 1478867.319 | 8584595.0803 | 0 | 170103259.4774 | 199423906.9028 | 1000000 | 63.3753 | 2684.0619 | 3146.7128 | 54.7182 | 64.15
1 | 5200 | 707 | 0.04 | 15 | 15 | 7 | 1.3335e-09 | 5spot_SharedNeighbor | Water | Porous | Wet | R600a | MinimizeLCOE_Brownfield | IgnoreSilica | 212.722 | 142.958 | 15.8854 | 4 | 2680.127 | 3141.5658 | 54.638 | 64.0451 | 203.0646 | 0 | 451.2 | 15974449.204 | 1395990.6756 | 17644142.2336 | 13072081.4837 | 0 | 369596.9848 | 0 | 18897941.6269 | 49168567.6123 | 33558557.7085 | 150081327.5295 | 961560.8286 | 19257185.0261 | 19257185.0261 | 1478867.319 | 8584595.0803 | 0 | 170300073.3842 | 199620720.8096 | 1333521.4322 | 63.5418 | 2680.127 | 3141.5658 | 54.638 | 64.0451
1 | 5200 | 707 | 0.04 | 15 | 15 | 7 | 1.7783e-09 | 5spot_SharedNeighbor | Water | Porous | Wet | R600a | MinimizeLCOE_Brownfield | IgnoreSilica | 213.346 | 143.2836 | 15.9274 | 4 | 2677.4164 | 3137.6395 | 54.5828 | 63.965 | 202.9926 | 0 | 406.0411 | 16000450.2749 | 1398215.0079 | 17676275.8082 | 13108910.8652 | 0 | 361894.6984 | 0 | 18932841.1953 | 49259369.1304 | 33620531.6103 | 150358488.5905 | 961560.8286 | 19257185.0261 | 19257185.0261 | 1478867.319 | 8584595.0803 | 0 | 170577234.4452 | 199897881.8706 | 1778279.41 | 63.7096 | 2677.4164 | 3137.6395 | 54.5828 | 63.965
1 | 5200 | 707 | 0.04 | 15 | 15 | 7 | 2.3714e-09 | 5spot_SharedNeighbor | Water | Porous | Wet | R600a | MinimizeLCOE_Brownfield | IgnoreSilica | 213.4749 | 143.3499 | 15.9422 | 4 | 2675.3765 | 3135.1719 | 54.5412 | 63.9147 | 202.9771 | 0 | 404.5191 | 16005747.508 | 1398668.1622 | 17682823.1487 | 13116479.7928 | 0 | 351265.2735 | 0 | 18936443.7152 | 49268742.1483 | 33626928.8876 | 150387098.6364 | 961560.8286 | 19257185.0261 | 19257185.0261 | 1478867.319 | 8584595.0803 | 0 | 170605844.4911 | 199926491.9165 | 2371373.7057 | 63.7689 | 2675.3765 | 3135.1719 | 54.5412 | 63.9147
1 | 5200 | 707 | 0.04 | 15 | 15 | 7 | 3.1623e-09 | 5spot_SharedNeighbor | Water | Porous | Wet | R600a | MinimizeLCOE_Brownfield | IgnoreSilica | 213.5675 | 143.3975 | 15.9531 | 4 | 2673.842 | 3133.3226 | 54.5099 | 63.877 | 202.966 | 0 | 400.7539 | 16009548.8864 | 1398993.3504 | 17687521.7749 | 13121916.9617 | 0 | 343119.1439 | 0 | 18938829.0457 | 49274948.289 | 33631164.7062 | 150406042.1582 | 961560.8286 | 19257185.0261 | 19257185.0261 | 1478867.319 | 8584595.0803 | 0 | 170624788.0129 | 199945435.4384 | 3162277.6602 | 63.8126 | 2673.842 | 3133.3226 | 54.5099 | 63.877
1 | 5200 | 707 | 0.04 | 15 | 15 | 7 | 4.217e-09 | 5spot_SharedNeighbor | Water | Porous | Wet | R600a | MinimizeLCOE_Brownfield | IgnoreSilica | 213.6233 | 143.4261 | 15.9607 | 4 | 2672.6885 | 3131.9526 | 54.4864 | 63.8491 | 202.9592 | 0 | 438.3709 | 16011827.1995 | 1399188.2473 | 17690337.9039 | 13125187.6914 | 0 | 336747.3851 | 0 | 18939682.4866 | 49277168.7672 | 33632680.2282 | 150412819.9093 | 961560.8286 | 19257185.0261 | 19257185.0261 | 1478867.319 | 8584595.0803 | 0 | 170631565.764 | 199952213.1894 | 4216965.0343 | 63.8427 | 2672.6885 | 3131.9526 | 54.4864 | 63.8491
1 | 5200 | 707 | 0.04 | 15 | 15 | 7 | 5.6234e-09 | 5spot_SharedNeighbor | Water | Porous | Wet | R600a | MinimizeLCOE_Brownfield | IgnoreSilica | 213.6723 | 143.4513 | 15.9667 | 4 | 2671.8217 | 3130.9133 | 54.4687 | 63.8279 | 202.9533 | 0 | 420.7699 | 16013838.6656 | 1399360.3163 | 17692824.2318 | 13128068.8685 | 0 | 332029.7811 | 0 | 18940787.5267 | 49280043.8547 | 33634642.5345 | 150421595.7793 | 961560.8286 | 19257185.0261 | 19257185.0261 | 1478867.319 | 8584595.0803 | 0 | 170640341.634 | 199960989.0594 | 5623413.2519 | 63.8667 | 2671.8217 | 3130.9133 | 54.4687 | 63.8279
1 | 5200 | 707 | 0.04 | 15 | 15 | 7 | 7.4989e-09 | 5spot_SharedNeighbor | Water | Porous | Wet | R600a | MinimizeLCOE_Brownfield | IgnoreSilica | 213.6964 | 143.4635 | 15.9705 | 4 | 2671.1708 | 3130.151 | 54.4554 | 63.8124 | 202.9503 | 0 | 427.0019 | 16014816.4735 | 1399443.9618 | 17694032.891 | 13129480.4344 | 0 | 328288.0307 | 0 | 18940764.0986 | 49279982.8997 | 33634600.9314 | 150421409.7211 | 961560.8286 | 19257185.0261 | 19257185.0261 | 1478867.319 | 8584595.0803 | 0 | 170640155.5758 | 199960803.0012 | 7498942.0933 | 63.8822 | 2671.1708 | 3130.151 | 54.4554 | 63.8124
1 | 5200 | 707 | 0.04 | 15 | 15 | 7 | 1e-08 | 5spot_SharedNeighbor | Water | Porous | Wet | R600a | MinimizeLCOE_Brownfield | IgnoreSilica | 213.7159 | 143.4734 | 15.9735 | 4 | 2670.6821 | 3129.5769 | 54.4455 | 63.8007 | 202.9479 | 0 | 432.2524 | 16015607.6106 | 1399511.6386 | 17695010.8141 | 13130620.8415 | 0 | 325487.4025 | 0 | 18940832.9399 | 49280162.0105 | 33634723.1782 | 150421956.436 | 961560.8286 | 19257185.0261 | 19257185.0261 | 1478867.319 | 8584595.0803 | 0 | 170640702.2907 | 199961349.7162 | 10000000 | 63.8941 | 2670.6821 | 3129.5769 | 54.4455 | 63.8007
1 | 5300 | 707 | 0.04 | 15 | 15 | 7 | 1e-13 | 5spot_SharedNeighbor | Water | Porous | Wet | R600a | MinimizeLCOE_Brownfield | IgnoreSilica | 0.95719 | 0.2727 | 0.018355 | 4 | 300730.3404 | 709832.609 | 6130.7948 | 14470.8979 | 136.0137 | 0 | 50.8952 | 176595.9836 | 13661.7849 | 119372.6512 | 67256.2532 | 0 | 58884.5814 | 0 | 169950.7892 | 442177.0918 | 301794.951 | 1349694.0865 | 961560.8286 | 19768034.2612 | 19768034.2612 | 1478867.319 | 8788934.7744 | 0 | 22079289.1763 | 52115125.531 | 100 | 0.073419 | 300730.3404 | 709832.609 | 6130.7948 | 14470.8979
1 | 5300 | 707 | 0.04 | 15 | 15 | 7 | 1.3335e-13 | 5spot_SharedNeighbor | Water | Porous | Wet | R600a | MinimizeLCOE_Brownfield | IgnoreSilica | 1.235 | 0.42363 | 0.036238 | 4 | 155807.3555 | 363020.8841 | 3176.3437 | 7400.6717 | 150.0918 | 0 | 46.1272 | 256719.2376 | 22139.5615 | 168118.9459 | 86894.2896 | 0 | 64999.8408 | 0 | 233560.0314 | 607675.292 | 414750.8733 | 1854858.072 | 961560.8286 | 19768034.2612 | 19768034.2612 | 1478867.319 | 8788934.7744 | 0 | 22584453.1619 | 52620289.5165 | 133.3521 | 0.14495 | 155807.3555 | 363020.8841 | 3176.3437 | 7400.6717
1 | 5300 | 707 | 0.04 | 15 | 15 | 7 | 1.7783e-13 | 5spot_SharedNeighbor | Water | Porous | Wet | R600a | MinimizeLCOE_Brownfield | IgnoreSilica | 1.6 | 0.67125 | 0.063632 | 4 | 91456.4741 | 209462.0425 | 1864.4639 | 4270.1671 | 162.7979 | 0 | 270.472 | 362237.4687 | 32738.1034 | 242068.8095 | 113131.3759 | 0 | 72723.4401 | 0 | 320930.687 | 834995.8157 | 569901.8017 | 2548727.502 | 961560.8286 | 19768034.2612 | 19768034.2612 | 1478867.319 | 8788934.7744 | 0 | 23278322.5918 | 53314158.9465 | 177.8279 | 0.25453 | 91456.4741 | 209462.0425 | 1864.4639 | 4270.1671
1 | 5300 | 707 | 0.04 | 15 | 15 | 7 | 2.3714e-13 | 5spot_SharedNeighbor | Water | Porous | Wet | R600a | MinimizeLCOE_Brownfield | IgnoreSilica | 2.0598 | 1.0079 | 0.098826 | 4 | 60933.0329 | 136914.8959 | 1242.2023 | 2791.1953 | 173.4788 | 0 | 347.2403 | 480961.4387 | 43513.2179 | 335088.1317 | 143075.7601 | 0 | 81353.3838 | 0 | 422756.8535 | 1099926.6135 | 750722.515 | 3357397.9142 | 961560.8286 | 19768034.2612 | 19768034.2612 | 1478867.319 | 8788934.7744 | 0 | 24086993.004 | 54122829.3587 | 237.1374 | 0.3953 | 60933.0329 | 136914.8959 | 1242.2023 | 2791.1953
1 | 5300 | 707 | 0.04 | 15 | 15 | 7 | 3.1623e-13 | 5spot_SharedNeighbor | Water | Porous | Wet | R600a | MinimizeLCOE_Brownfield | IgnoreSilica | 2.6433 | 1.4412 | 0.14438 | 4 | 43351.0003 | 95357.7746 | 883.7688 | 1943.9972 | 182.373 | 0 | 398.5466 | 617526.771 | 55890.476 | 446073.6774 | 180240.9681 | 0 | 90923.2093 | 0 | 542355.4897 | 1411097.7318 | 963103.1971 | 4307211.5204 | 961560.8286 | 19768034.2612 | 19768034.2612 | 1478867.319 | 8788934.7744 | 0 | 25036806.6102 | 55072642.9648 | 316.2278 | 0.57754 | 43351.0003 | 95357.7746 | 883.7688 | 1943.9972
1 | 5300 | 707 | 0.04 | 15 | 15 | 7 | 4.217e-13 | 5spot_SharedNeighbor | Water | Porous | Wet | R600a | MinimizeLCOE_Brownfield | IgnoreSilica | 3.3823 | 1.9963 | 0.20311 | 4 | 32199.2403 | 69169.8088 | 656.4251 | 1410.1201 | 189.67 | 0 | 522.336 | 775767.1461 | 70208.1986 | 578904.0951 | 226887.3547 | 0 | 101364.4447 | 0 | 683721.1833 | 1778902.2684 | 1214137.351 | 5429892.042 | 961560.8286 | 19768034.2612 | 19768034.2612 | 1478867.319 | 8788934.7744 | 0 | 26159487.1318 | 56195323.4864 | 421.6965 | 0.81243 | 32199.2403 | 69169.8088 | 656.4251 | 1410.1201
1 | 5300 | 707 | 0.04 | 15 | 15 | 7 | 5.6234e-13 | 5spot_SharedNeighbor | Water | Porous | Wet | R600a | MinimizeLCOE_Brownfield | IgnoreSilica | 4.3601 | 2.7369 | 0.28144 | 4 | 24476.67 | 51157.574 | 498.99 | 1042.9163 | 195.808 | 0 | 84.3925 | 967952.8637 | 87563.4892 | 745155.452 | 288377.3151 | 0 | 114464.5802 | 0 | 859370.3431 | 2235905.3515 | 1526051.3457 | 6824840.7404 | 961560.8286 | 19768034.2612 | 19768034.2612 | 1478867.319 | 8788934.7744 | 0 | 27554435.8303 | 57590272.1849 | 562.3413 | 1.1257 | 24476.67 | 51157.574 | 498.99 | 1042.9163
1 | 5300 | 707 | 0.04 | 15 | 15 | 7 | 7.4989e-13 | 5spot_SharedNeighbor | Water | Porous | Wet | R600a | MinimizeLCOE_Brownfield | IgnoreSilica | 5.6294 | 3.7039 | 0.38398 | 4 | 19047.0155 | 38602.7019 | 388.2992 | 786.9683 | 200.7627 | 0 | 107.9786 | 1197185.7636 | 108218.6206 | 949217.3458 | 368105.5236 | 0 | 129700.5884 | 0 | 1073446.8584 | 2792888.5312 | 1906203.8107 | 8524967.0422 | 961560.8286 | 19768034.2612 | 19768034.2612 | 1478867.319 | 8788934.7744 | 0 | 29254562.1321 | 59290398.4867 | 749.8942 | 1.5359 | 19047.0155 | 38602.7019 | 388.2992 | 786.9683
1 | 5300 | 707 | 0.04 | 15 | 15 | 7 | 1e-12 | 5spot_SharedNeighbor | Water | Porous | Wet | R600a | MinimizeLCOE_Brownfield | IgnoreSilica | 7.3032 | 4.9793 | 0.51921 | 4 | 15099.098 | 29561.3537 | 307.8155 | 602.6482 | 204.6589 | 0 | 87.6315 | 1474264.752 | 133123.8734 | 1202735.6451 | 473162.2063 | 0 | 148419.1633 | 0 | 1338365.1996 | 3482151.713 | 2376640.0952 | 10628862.6479 | 961560.8286 | 19768034.2612 | 19768034.2612 | 1478867.319 | 8788934.7744 | 0 | 31358457.7377 | 61394294.0923 | 1000 | 2.0768 | 15099.098 | 29561.3537 | 307.8155 | 602.6482
1 | 5300 | 707 | 0.04 | 15 | 15 | 7 | 1.3335e-12 | 5spot_SharedNeighbor | Water | Porous | Wet | R600a | MinimizeLCOE_Brownfield | IgnoreSilica | 9.4958 | 6.6684 | 0.69888 | 4 | 12152.1073 | 22896.3374 | 247.7371 | 466.7728 | 207.9715 | 0 | 85.3761 | 1811173.4139 | 163325.3435 | 1519333.778 | 611361.0235 | 0 | 170209.1977 | 0 | 1667407.0751 | 4338251.1771 | 2960945.5705 | 13242006.5792 | 961560.8286 | 19768034.2612 | 19768034.2612 | 1478867.319 | 8788934.7744 | 0 | 33971601.669 | 64007438.0237 | 1333.5214 | 2.7955 | 12152.1073 | 22896.3374 | 247.7371 | 466.7728
1 | 5300 | 707 | 0.04 | 15 | 15 | 7 | 1.7783e-12 | 5spot_SharedNeighbor | Water | Porous | Wet | R600a | MinimizeLCOE_Brownfield | IgnoreSilica | 12.4064 | 8.9099 | 0.93725 | 4 | 9932.3407 | 17944.025 | 202.4842 | 365.8132 | 210.5505 | 0 | 82.939 | 2222105.0523 | 200053.9996 | 1915718.3527 | 794477.7431 | 0 | 197137.3575 | 0 | 2078502.077 | 5407836.045 | 3690959.2206 | 16506789.8478 | 961560.8286 | 19768034.2612 | 19768034.2612 | 1478867.319 | 8788934.7744 | 0 | 37236384.9377 | 67272221.2923 | 1778.2794 | 3.749 | 9932.3407 | 17944.025 | 202.4842 | 365.8132
1 | 5300 | 707 | 0.04 | 15 | 15 | 7 | 2.3714e-12 | 5spot_SharedNeighbor | Water | Porous | Wet | R600a | MinimizeLCOE_Brownfield | IgnoreSilica | 16.2775 | 11.8917 | 1.2543 | 4 | 8238.2681 | 14225.0693 | 167.9482 | 289.9973 | 212.5509 | 0 | 76.9205 | 2724953.1548 | 244854.3944 | 2413401.4077 | 1038010.57 | 0 | 230438.613 | 0 | 2594146.6745 | 6749437.5145 | 4606629.7907 | 20601872.1196 | 961560.8286 | 19768034.2612 | 19768034.2612 | 1478867.319 | 8788934.7744 | 0 | 41331467.2094 | 71367303.5641 | 2371.3737 | 5.017 | 8238.2681 | 14225.0693 | 167.9482 | 289.9973
1 | 5300 | 707 | 0.04 | 15 | 15 | 7 | 3.1623e-12 | 5spot_SharedNeighbor | Water | Porous | Wet | R600a | MinimizeLCOE_Brownfield | IgnoreSilica | 21.3905 | 15.8332 | 1.6735 | 4 | 6937.5064 | 11424.4866 | 141.4305 | 232.9036 | 214.0997 | 0 | 121.1806 | 3336833.3 | 299181.404 | 3034510.4659 | 1359738.0949 | 0 | 270658.2093 | 0 | 3237359.3749 | 8422945.0197 | 5748833.0502 | 25710058.9188 | 961560.8286 | 19768034.2612 | 19768034.2612 | 1478867.319 | 8788934.7744 | 0 | 46439654.0087 | 76475490.3633 | 3162.2777 | 6.694 | 6937.5064 | 11424.4866 | 141.4305 | 232.9036
1 | 5300 | 707 | 0.04 | 15 | 15 | 7 | 4.217e-12 | 5spot_SharedNeighbor | Water | Porous | Wet | R600a | MinimizeLCOE_Brownfield | IgnoreSilica | 28.158 | 21.0527 | 2.2287 | 4 | 5926.545 | 9295.7834 | 120.8206 | 189.5071 | 215.2951 | 0 | 100.1107 | 4083329.4922 | 365217.3798 | 3811354.2321 | 1785649.2993 | 0 | 319738.074 | 0 | 4042462.5062 | 10517658.2181 | 7178517.8501 | 32103927.0518 | 961560.8286 | 19768034.2612 | 19768034.2612 | 1478867.319 | 8788934.7744 | 0 | 52833522.1416 | 82869358.4963 | 4216.965 | 8.9147 | 5926.545 | 9295.7834 | 120.8206 | 189.5071
1 | 5300 | 707 | 0.04 | 15 | 15 | 7 | 5.6234e-12 | 5spot_SharedNeighbor | Water | Porous | Wet | R600a | MinimizeLCOE_Brownfield | IgnoreSilica | 37.0474 | 27.9103 | 2.9583 | 4 | 5136.6793 | 7674.9137 | 104.7182 | 156.4635 | 216.2076 | 0 | 93.7645 | 4987720.1197 | 444910.0067 | 4775797.1455 | 2345067.8009 | 0 | 378791.9405 | 0 | 5043591.9352 | 13122391.6325 | 8956301.9274 | 40054572.5085 | 961560.8286 | 19768034.2612 | 19768034.2612 | 1478867.319 | 8788934.7744 | 0 | 60784167.5983 | 90820003.953 | 5623.4133 | 11.8334 | 5136.6793 | 7674.9137 | 104.7182 | 156.4635
1 | 5300 | 707 | 0.04 | 15 | 15 | 7 | 7.4989e-12 | 5spot_SharedNeighbor | Water | Porous | Wet | R600a | MinimizeLCOE_Brownfield | IgnoreSilica | 48.6332 | 36.844 | 3.909 | 4 | 4515.6308 | 6436.5867 | 92.0572 | 131.2185 | 216.8811 | 0 | 97.8064 | 6075505.5519 | 540372.7265 | 5963858.0417 | 3074120.9883 | 0 | 449528.0809 | 0 | 6280320.3018 | 16340105.1545 | 11152457.5235 | 49876268.369 | 961560.8286 | 19768034.2612 | 19768034.2612 | 1478867.319 | 8788934.7744 | 0 | 70605863.4589 | 100641699.8135 | 7498.9421 | 15.6359 | 4515.6308 | 6436.5867 | 92.0572 | 131.2185
1 | 5300 | 707 | 0.04 | 15 | 15 | 7 | 1e-11 | 5spot_SharedNeighbor | Water | Porous | Wet | R600a | MinimizeLCOE_Brownfield | IgnoreSilica | 63.5099 | 48.2679 | 5.1239 | 4 | 4027.8484 | 5493.3335 | 82.1131 | 111.989 | 217.266 | 0 | 140.9889 | 7362305.9474 | 652825.9686 | 7402193.6185 | 4009540.9421 | 0 | 533765.0786 | 0 | 7784646.3066 | 20254052.8392 | 13823807.2419 | 61823137.9429 | 961560.8286 | 19768034.2612 | 19768034.2612 | 1478867.319 | 8788934.7744 | 0 | 82552733.0327 | 112588569.3874 | 10000 | 20.4955 | 4027.8484 | 5493.3335 | 82.1131 | 111.989
1 | 5300 | 707 | 0.04 | 15 | 15 | 7 | 1.3335e-11 | 5spot_SharedNeighbor | Water | Porous | Wet | R600a | MinimizeLCOE_Brownfield | IgnoreSilica | 82.0775 | 62.3284 | 6.6161 | 4 | 3650.861 | 4785.8049 | 74.4277 | 97.5651 | 217.1671 | 0 | 107.9227 | 8832457.5408 | 780758.2719 | 9082017.8679 | 5173911.1646 | 0 | 632878.0435 | 0 | 9555788.9266 | 24862202.6252 | 16968964.1589 | 75888978.5994 | 961560.8286 | 19768034.2612 | 19768034.2612 | 1478867.319 | 8788934.7744 | 0 | 96618573.6893 | 126654410.0439 | 13335.2143 | 26.4646 | 3650.861 | 4785.8049 | 74.4277 | 97.5651
1 | 5300 | 707 | 0.04 | 15 | 15 | 7 | 1.7783e-11 | 5spot_SharedNeighbor | Water | Porous | Wet | R600a | MinimizeLCOE_Brownfield | IgnoreSilica | 104.3406 | 78.6861 | 8.3438 | 4 | 3368.1987 | 4268.145 | 68.6653 | 87.0119 | 216.3288 | 0 | 129.6668 | 10428839.9358 | 919104.7347 | 10943392.1582 | 6562157.3457 | 0 | 748385.4334 | 0 | 11544733.0471 | 30037027.2381 | 20500888.2892 | 91684528.1822 | 961560.8286 | 19768034.2612 | 19768034.2612 | 1478867.319 | 8788934.7744 | 0 | 112414123.272 | 142449959.6266 | 17782.7941 | 33.3751 | 3368.1987 | 4268.145 | 68.6653 | 87.0119
1 | 5300 | 707 | 0.04 | 15 | 15 | 7 | 2.3714e-11 | 5spot_SharedNeighbor | Water | Porous | Wet | R600a | MinimizeLCOE_Brownfield | IgnoreSilica | 129.6079 | 96.3399 | 10.1923 | 4 | 3165.7944 | 3902.5228 | 64.539 | 79.5582 | 214.5997 | 0 | 129.5491 | 12049383.2562 | 1059012.1374 | 12867042.7681 | 8123468.7172 | 0 | 879614.4077 | 0 | 13641623.3017 | 35492705.5494 | 24224500.8396 | 108337350.9773 | 961560.8286 | 19768034.2612 | 19768034.2612 | 1478867.319 | 8788934.7744 | 0 | 129066946.0672 | 159102782.4218 | 23713.7371 | 40.7692 | 3165.7944 | 3902.5228 | 64.539 | 79.5582
1 | 5300 | 707 | 0.04 | 15 | 15 | 7 | 3.1623e-11 | 5spot_SharedNeighbor | Water | Porous | Wet | R600a | MinimizeLCOE_Brownfield | IgnoreSilica | 156.4795 | 114.0897 | 12.0329 | 4 | 3024.3353 | 3648.3694 | 61.6552 | 74.3769 | 212.3155 | 0 | 149.8948 | 13595980.1844 | 1192089.6806 | 14730949.2757 | 9767712.1064 | 0 | 1018936.9122 | 0 | 15719210.5821 | 40898161.4811 | 27913835.5841 | 124836875.8065 | 961560.8286 | 19768034.2612 | 19768034.2612 | 1478867.319 | 8788934.7744 | 0 | 145566470.8964 | 175602307.251 | 31622.7766 | 48.1317 | 3024.3353 | 3648.3694 | 61.6552 | 74.3769
1 | 5300 | 707 | 0.04 | 15 | 15 | 7 | 4.217e-11 | 5spot_SharedNeighbor | Water | Porous | Wet | R600a | MinimizeLCOE_Brownfield | IgnoreSilica | 178.4498 | 127.786 | 13.4938 | 4 | 2928.9207 | 3485.3947 | 59.71 | 71.0545 | 210.2143 | 0 | 136.1285 | 14743235.7736 | 1290549.703 | 16129474.8429 | 11099433.4389 | 0 | 1086175.3468 | 0 | 17296058.9511 | 45000797.4811 | 30713968.9548 | 137359694.4922 | 961560.8286 | 19768034.2612 | 19768034.2612 | 1478867.319 | 8788934.7744 | 0 | 158089289.5821 | 188125125.9367 | 42169.6503 | 53.9753 | 2928.9207 | 3485.3947 | 59.71 | 71.0545
1 | 5300 | 707 | 0.04 | 15 | 15 | 7 | 5.6234e-11 | 5spot_SharedNeighbor | Water | Porous | Wet | R600a | MinimizeLCOE_Brownfield | IgnoreSilica | 187.448 | 133.1354 | 14.2163 | 4 | 2858.9549 | 3387.1473 | 58.2837 | 69.0516 | 209.2697 | 0 | 193.3094 | 15181803.36 | 1328134.4422 | 16667427.5116 | 11640574.0021 | 0 | 979351.3201 | 0 | 17860943.348 | 46470510.8082 | 31717078.5001 | 141845823.2922 | 961560.8286 | 19768034.2612 | 19768034.2612 | 1478867.319 | 8788934.7744 | 0 | 162575418.382 | 192611254.7366 | 56234.1325 | 56.8653 | 2858.9549 | 3387.1473 | 58.2837 | 69.0516
1 | 5300 | 707 | 0.04 | 15 | 15 | 7 | 7.4989e-11 | 5spot_SharedNeighbor | Water | Porous | Wet | R600a | MinimizeLCOE_Brownfield | IgnoreSilica | 194.6434 | 137.3036 | 14.7959 | 4 | 2805.1548 | 3312.6577 | 57.1869 | 67.533 | 208.4847 | 0 | 228.3524 | 15520101.7551 | 1357106.5129 | 17083596.7921 | 12071651.6874 | 0 | 876679.4611 | 0 | 18294563.1213 | 47598700.5108 | 32487091.1541 | 145289490.9948 | 961560.8286 | 19768034.2612 | 19768034.2612 | 1478867.319 | 8788934.7744 | 0 | 166019086.0847 | 196054922.4393 | 74989.4209 | 59.1836 | 2805.1548 | 3312.6577 | 57.1869 | 67.533
1 | 5300 | 707 | 0.04 | 15 | 15 | 7 | 1e-10 | 5spot_SharedNeighbor | Water | Porous | Wet | R600a | MinimizeLCOE_Brownfield | IgnoreSilica | 200.2944 | 140.5074 | 15.2525 | 4 | 2763.917 | 3256.2263 | 56.3462 | 66.3826 | 207.8503 | 0 | 251.6291 | 15778161.0939 | 1379195.5364 | 17401749.876 | 12409206.5773 | 0 | 782779.6975 | 0 | 18622926.1846 | 48453033.845 | 33070191.2095 | 147897244.0203 | 961560.8286 | 19768034.2612 | 19768034.2612 | 1478867.319 | 8788934.7744 | 0 | 168626839.1101 | 198662675.4648 | 100000 | 61.0101 | 2763.917 | 3256.2263 | 56.3462 | 66.3826
1 | 5300 | 707 | 0.04 | 15 | 15 | 7 | 1.3335e-10 | 5spot_SharedNeighbor | Water | Porous | Wet | R600a | MinimizeLCOE_Brownfield | IgnoreSilica | 204.6003 | 142.9054 | 15.6038 | 4 | 2732.3878 | 3213.6152 | 55.7034 | 65.5139 | 207.3561 | 0 | 319.6469 | 15970245.7573 | 1395631.0713 | 17638947.9345 | 12665568.7024 | 0 | 699091.9569 | 0 | 18864099.3147 | 49080516.858 | 33498461.2594 | 149812562.8545 | 961560.8286 | 19768034.2612 | 19768034.2612 | 1478867.319 | 8788934.7744 | 0 | 170542157.9443 | 200577994.299 | 133352.1432 | 62.4151 | 2732.3878 | 3213.6152 | 55.7034 | 65.5139
1 | 5300 | 707 | 0.04 | 15 | 15 | 7 | 1.7783e-10 | 5spot_SharedNeighbor | Water | Porous | Wet | R600a | MinimizeLCOE_Brownfield | IgnoreSilica | 210 | 145.9588 | 15.9878 | 4 | 2709.0325 | 3178.6996 | 55.2273 | 64.8021 | 206.7296 | 0 | 329.5357 | 16213512.3931 | 1416438.3484 | 17939811.456 | 13017520.9435 | 0 | 655264.5254 | 0 | 19204593.5899 | 49966413.1171 | 34103103.6595 | 152516658.033 | 961560.8286 | 19768034.2612 | 19768034.2612 | 1478867.319 | 8788934.7744 | 0 | 173246253.1228 | 203282089.4774 | 177827.941 | 63.9513 | 2709.0325 | 3178.6996 | 55.2273 | 64.8021
1 | 5300 | 707 | 0.04 | 15 | 15 | 7 | 2.3714e-10 | 5spot_SharedNeighbor | Water | Porous | Wet | R600a | MinimizeLCOE_Brownfield | IgnoreSilica | 210 | 145.952 | 16.0702 | 4 | 2690.6473 | 3157.9084 | 54.8525 | 64.3782 | 206.7226 | 0 | 409.2178 | 16212975.5211 | 1416392.4375 | 17939146.9071 | 13018190.7454 | 0 | 562283.3685 | 0 | 19168105.702 | 49871479.1176 | 34038309.2542 | 152226883.0534 | 961560.8286 | 19768034.2612 | 19768034.2612 | 1478867.319 | 8788934.7744 | 0 | 172956478.1433 | 202992314.4979 | 237137.3706 | 64.2806 | 2690.6473 | 3157.9084 | 54.8525 | 64.3782
1 | 5300 | 707 | 0.04 | 15 | 15 | 7 | 3.1623e-10 | 5spot_SharedNeighbor | Water | Porous | Wet | R600a | MinimizeLCOE_Brownfield | IgnoreSilica | 216.0204 | 149.0575 | 16.4139 | 4 | 2676.4768 | 3133.9524 | 54.5636 | 63.8899 | 205.9998 | 0 | 412.9107 | 16458938.1056 | 1437421.7998 | 18243862.4655 | 13334744.2966 | 0 | 568102.4144 | 0 | 19516796.9419 | 50778702.1973 | 34657507.6477 | 154996075.8688 | 961560.8286 | 19768034.2612 | 19768034.2612 | 1478867.319 | 8788934.7744 | 0 | 175725670.9586 | 205761507.3132 | 316227.766 | 65.6556 | 2676.4768 | 3133.9524 | 54.5636 | 63.8899
1 | 5300 | 707 | 0.04 | 15 | 15 | 7 | 4.217e-10 | 5spot_SharedNeighbor | Water | Porous | Wet | R600a | MinimizeLCOE_Brownfield | IgnoreSilica | 215.9815 | 149.0313 | 16.4609 | 4 | 2665.7083 | 3121.8772 | 54.3441 | 63.6437 | 206.0002 | 0 | 400.643 | 16456867.2116 | 1437244.7776 | 18241294.7401 | 13332388.0615 | 0 | 508881.9344 | 0 | 19490903.9228 | 50711333.873 | 34611527.382 | 154790441.903 | 961560.8286 | 19768034.2612 | 19768034.2612 | 1478867.319 | 8788934.7744 | 0 | 175520036.9929 | 205555873.3475 | 421696.5034 | 65.8437 | 2665.7083 | 3121.8772 | 54.3441 | 63.6437
1 | 5300 | 707 | 0.04 | 15 | 15 | 7 | 5.6234e-10 | 5spot_SharedNeighbor | Water | Porous | Wet | R600a | MinimizeLCOE_Brownfield | IgnoreSilica | 215.962 | 149.0166 | 16.4965 | 4 | 2657.6064 | 3112.7923 | 54.1789 | 63.4585 | 205.9993 | 0 | 396.8673 | 16455706.4462 | 1437145.5538 | 18239855.5097 | 13331138.9893 | 0 | 462597.8861 | 0 | 19471313.3102 | 50660363.1176 | 34576738.7941 | 154634859.6072 | 961560.8286 | 19768034.2612 | 19768034.2612 | 1478867.319 | 8788934.7744 | 0 | 175364454.697 | 205400291.0516 | 562341.3252 | 65.9859 | 2657.6064 | 3112.7923 | 54.1789 | 63.4585
1 | 5300 | 707 | 0.04 | 15 | 15 | 7 | 7.4989e-10 | 5spot_SharedNeighbor | Water | Porous | Wet | R600a | MinimizeLCOE_Brownfield | IgnoreSilica | 215.9472 | 149.0055 | 16.523 | 4 | 2651.5041 | 3105.9583 | 54.0545 | 63.3192 | 205.9986 | 0 | 414.3206 | 16454831.3438 | 1437070.7488 | 18238770.4798 | 13330212.7 | 0 | 426511.3156 | 0 | 19456084.6693 | 50620741.3179 | 34549696.1017 | 154513918.677 | 961560.8286 | 19768034.2612 | 19768034.2612 | 1478867.319 | 8788934.7744 | 0 | 175243513.7668 | 205279350.1215 | 749894.2093 | 66.0921 | 2651.5041 | 3105.9583 | 54.0545 | 63.3192
1 | 5300 | 707 | 0.04 | 15 | 15 | 7 | 1e-09 | 5spot_SharedNeighbor | Water | Porous | Wet | R600a | MinimizeLCOE_Brownfield | IgnoreSilica | 215.9231 | 148.9904 | 16.5423 | 4 | 2646.9054 | 3100.8314 | 53.9607 | 63.2146 | 205.9997 | 0 | 413.1351 | 16453632.9216 | 1436968.3058 | 18237284.5797 | 13328751.35 | 0 | 398355.8568 | 0 | 19443447.2754 | 50587861.4112 | 34527254.8897 | 154413556.5902 | 961560.8286 | 19768034.2612 | 19768034.2612 | 1478867.319 | 8788934.7744 | 0 | 175143151.6801 | 205178988.0347 | 1000000 | 66.169 | 2646.9054 | 3100.8314 | 53.9607 | 63.2146
1 | 5300 | 707 | 0.04 | 15 | 15 | 7 | 1.3335e-09 | 5spot_SharedNeighbor | Water | Porous | Wet | R600a | MinimizeLCOE_Brownfield | IgnoreSilica | 215.9231 | 148.9889 | 16.5586 | 4 | 2643.2135 | 3096.692 | 53.8855 | 63.1303 | 205.9986 | 0 | 404.3664 | 16453518.8267 | 1436958.5527 | 18237143.1164 | 13328728.9703 | 0 | 375490.6984 | 0 | 19434417.6642 | 50564368.215 | 34511220.3006 | 154341846.3443 | 961560.8286 | 19768034.2612 | 19768034.2612 | 1478867.319 | 8788934.7744 | 0 | 175071441.4342 | 205107277.7888 | 1333521.4322 | 66.2343 | 2643.2135 | 3096.692 | 53.8855 | 63.1303
1 | 5300 | 707 | 0.04 | 15 | 15 | 7 | 1.7783e-09 | 5spot_SharedNeighbor | Water | Porous | Wet | R600a | MinimizeLCOE_Brownfield | IgnoreSilica | 215.9083 | 148.9796 | 16.569 | 4 | 2640.6637 | 3093.8566 | 53.8335 | 63.0725 | 205.9993 | 0 | 399.3044 | 16452783.4263 | 1436895.6894 | 18236231.3146 | 13327830.0916 | 0 | 359160.8313 | 0 | 19427031.5277 | 50545151.0031 | 34498104.1586 | 154283188.0426 | 961560.8286 | 19768034.2612 | 19768034.2612 | 1478867.319 | 8788934.7744 | 0 | 175012783.1325 | 205048619.4871 | 1778279.41 | 66.2761 | 2640.6637 | 3093.8566 | 53.8335 | 63.0725
1 | 5300 | 707 | 0.04 | 15 | 15 | 7 | 2.3714e-09 | 5spot_SharedNeighbor | Water | Porous | Wet | R600a | MinimizeLCOE_Brownfield | IgnoreSilica | 215.9083 | 148.9785 | 16.5774 | 4 | 2638.745 | 3091.7091 | 53.7944 | 63.0287 | 205.9985 | 0 | 390.2373 | 16452696.6853 | 1436888.2746 | 18236123.7672 | 13327813.078 | 0 | 346845.9211 | 0 | 19422143.4132 | 50532433.1318 | 34489423.9501 | 154244368.2213 | 961560.8286 | 19768034.2612 | 19768034.2612 | 1478867.319 | 8788934.7744 | 0 | 174973963.3111 | 205009799.6657 | 2371373.7057 | 66.3095 | 2638.745 | 3091.7091 | 53.7944 | 63.0287
1 | 5300 | 707 | 0.04 | 15 | 15 | 7 | 3.1623e-09 | 5spot_SharedNeighbor | Water | Porous | Wet | R600a | MinimizeLCOE_Brownfield | IgnoreSilica | 215.9083 | 148.9777 | 16.5837 | 4 | 2637.302 | 3090.0947 | 53.765 | 62.9958 | 205.9978 | 0 | 391.4349 | 16452631.2519 | 1436882.6813 | 18236042.6385 | 13327800.2442 | 0 | 337476.5103 | 0 | 19418424.9972 | 50522758.5761 | 34482820.867 | 154214837.7664 | 961560.8286 | 19768034.2612 | 19768034.2612 | 1478867.319 | 8788934.7744 | 0 | 174944432.8563 | 204980269.2109 | 3162277.6602 | 66.3346 | 2637.302 | 3090.0947 | 53.765 | 62.9958
1 | 5300 | 707 | 0.04 | 15 | 15 | 7 | 4.217e-09 | 5spot_SharedNeighbor | Water | Porous | Wet | R600a | MinimizeLCOE_Brownfield | IgnoreSilica | 215.8889 | 148.9668 | 16.5874 | 4 | 2636.2172 | 3088.9082 | 53.7429 | 62.9716 | 205.9997 | 0 | 386.2388 | 16451769.337 | 1436809.0032 | 18234973.9821 | 13326640.7308 | 0 | 330096.7815 | 0 | 19414313.0354 | 50512060.095 | 34475518.9338 | 154182181.8986 | 961560.8286 | 19768034.2612 | 19768034.2612 | 1478867.319 | 8788934.7744 | 0 | 174911776.9885 | 204947613.3431 | 4216965.0343 | 66.3495 | 2636.2172 | 3088.9082 | 53.7429 | 62.9716
1 | 5300 | 707 | 0.04 | 15 | 15 | 7 | 5.6234e-09 | 5spot_SharedNeighbor | Water | Porous | Wet | R600a | MinimizeLCOE_Brownfield | IgnoreSilica | 215.9278 | 148.9869 | 16.5929 | 4 | 2635.4022 | 3087.944 | 53.7262 | 62.9519 | 205.9947 | 0 | 392.466 | 16453358.0761 | 1436944.8115 | 18236943.8058 | 13328933.2729 | 0 | 325268.7028 | 0 | 19414764.9809 | 50513235.9645 | 34476321.489 | 154185771.1034 | 961560.8286 | 19768034.2612 | 19768034.2612 | 1478867.319 | 8788934.7744 | 0 | 174915366.1933 | 204951202.5479 | 5623413.2519 | 66.3714 | 2635.4022 | 3087.944 | 53.7262 | 62.9519
1 | 5300 | 707 | 0.04 | 15 | 15 | 7 | 7.4989e-09 | 5spot_SharedNeighbor | Water | Porous | Wet | R600a | MinimizeLCOE_Brownfield | IgnoreSilica | 215.9666 | 149.0071 | 16.5974 | 4 | 2634.7901 | 3087.2067 | 53.7138 | 62.9369 | 205.9897 | 0 | 402.3175 | 16454955.6777 | 1437081.377 | 18238924.6396 | 13331227.593 | 0 | 321760.9133 | 0 | 19415740.5783 | 50515774.2686 | 34478053.9337 | 154193518.9812 | 961560.8286 | 19768034.2612 | 19768034.2612 | 1478867.319 | 8788934.7744 | 0 | 174923114.0711 | 204958950.4257 | 7498942.0933 | 66.3898 | 2634.7901 | 3087.2067 | 53.7138 | 62.9369
1 | 5300 | 707 | 0.04 | 15 | 15 | 7 | 1e-08 | 5spot_SharedNeighbor | Water | Porous | Wet | R600a | MinimizeLCOE_Brownfield | IgnoreSilica | 215.9815 | 149.0147 | 16.6002 | 4 | 2634.3305 | 3086.6729 | 53.7044 | 62.926 | 205.9877 | 0 | 384.2107 | 16455553.9953 | 1437132.5221 | 18239666.487 | 13332099.6124 | 0 | 318913.1415 | 0 | 19415512.6458 | 50515181.235 | 34477649.1761 | 154191708.8152 | 961560.8286 | 19768034.2612 | 19768034.2612 | 1478867.319 | 8788934.7744 | 0 | 174921303.9051 | 204957140.2597 | 10000000 | 66.4007 | 2634.3305 | 3086.6729 | 53.7044 | 62.926
1 | 5400 | 707 | 0.04 | 15 | 15 | 7 | 1e-13 | 5spot_SharedNeighbor | Water | Porous | Wet | R600a | MinimizeLCOE_Brownfield | IgnoreSilica | 0.97664 | 0.28705 | 0.020295 | 4 | 278932.3998 | 657831.3583 | 5686.4143 | 13410.782 | 138.4068 | 0 | 53.7666 | 185035.2876 | 14543.7547 | 124176.458 | 68684.8097 | 0 | 58792.95 | 0 | 175980.9714 | 457866.3889 | 312503.2187 | 1397583.8391 | 961560.8286 | 20284743.5872 | 20284743.5872 | 1478867.319 | 8995618.5048 | 0 | 22643888.2549 | 53403117.666 | 100 | 0.081181 | 278932.3998 | 657831.3583 | 5686.4143 | 13410.782
1 | 5400 | 707 | 0.04 | 15 | 15 | 7 | 1.3335e-13 | 5spot_SharedNeighbor | Water | Porous | Wet | R600a | MinimizeLCOE_Brownfield | IgnoreSilica | 1.2739 | 0.45477 | 0.040679 | 4 | 142608.4566 | 331644.0539 | 2907.2663 | 6761.0126 | 153.3105 | 0 | 54.2254 | 274086.4552 | 24355.7935 | 177496.3694 | 90660.8995 | 0 | 65721.5114 | 0 | 246605.2014 | 641616.1483 | 437916.2051 | 1958458.5839 | 961560.8286 | 20284743.5872 | 20284743.5872 | 1478867.319 | 8995618.5048 | 0 | 23204762.9997 | 53963992.4108 | 133.3521 | 0.16272 | 142608.4566 | 331644.0539 | 2907.2663 | 6761.0126
1 | 5400 | 707 | 0.04 | 15 | 15 | 7 | 1.7783e-13 | 5spot_SharedNeighbor | Water | Porous | Wet | R600a | MinimizeLCOE_Brownfield | IgnoreSilica | 1.632 | 0.71547 | 0.06869 | 4 | 86976.0523 | 198924.9713 | 1773.1245 | 4055.3546 | 165.6375 | 0 | 257.0248 | 378705.6011 | 34233.4626 | 254745.8929 | 115936.7527 | 0 | 72410.2127 | 0 | 333852.4496 | 868615.5912 | 592847.9893 | 2651347.952 | 961560.8286 | 20284743.5872 | 20284743.5872 | 1478867.319 | 8995618.5048 | 0 | 23897652.3679 | 54656881.7789 | 177.8279 | 0.27476 | 86976.0523 | 198924.9713 | 1773.1245 | 4055.3546
1 | 5400 | 707 | 0.04 | 15 | 15 | 7 | 2.3714e-13 | 5spot_SharedNeighbor | Water | Porous | Wet | R600a | MinimizeLCOE_Brownfield | IgnoreSilica | 2.1182 | 1.0812 | 0.1069 | 4 | 57907.0315 | 129841.9169 | 1180.5132 | 2647.0031 | 176.8137 | 0 | 342.5901 | 505147.6477 | 45706.6572 | 354461.0215 | 147567.2478 | 0 | 81877.4394 | 0 | 442556.4053 | 1151440.9859 | 785882.1326 | 3514639.5375 | 961560.8286 | 20284743.5872 | 20284743.5872 | 1478867.319 | 8995618.5048 | 0 | 24760943.9533 | 55520173.3644 | 237.1374 | 0.4276 | 57907.0315 | 129841.9169 | 1180.5132 | 2647.0031
1 | 5400 | 707 | 0.04 | 15 | 15 | 7 | 3.1623e-13 | 5spot_SharedNeighbor | Water | Porous | Wet | R600a | MinimizeLCOE_Brownfield | IgnoreSilica | 2.7016 | 1.5268 | 0.15414 | 4 | 41710.8421 | 91598.7503 | 850.3319 | 1867.3644 | 185.5949 | 0 | 423.3866 | 642977.2806 | 58194.9983 | 467155.3039 | 184774.8581 | 0 | 90504.6515 | 0 | 563006.766 | 1464828.1166 | 999775.2888 | 4471217.2637 | 961560.8286 | 20284743.5872 | 20284743.5872 | 1478867.319 | 8995618.5048 | 0 | 25717521.6796 | 56476751.0906 | 316.2278 | 0.61657 | 41710.8421 | 91598.7503 | 850.3319 | 1867.3644
1 | 5400 | 707 | 0.04 | 15 | 15 | 7 | 4.217e-13 | 5spot_SharedNeighbor | Water | Porous | Wet | R600a | MinimizeLCOE_Brownfield | IgnoreSilica | 3.4601 | 2.113 | 0.2164 | 4 | 31056.964 | 66592.3393 | 633.1382 | 1357.5749 | 193.0153 | 0 | 551.303 | 807284.6883 | 73056.8854 | 605825.5176 | 232804.4168 | 0 | 100846.0131 | 0 | 709728.8332 | 1846568.8387 | 1260321.1756 | 5636436.3686 | 961560.8286 | 20284743.5872 | 20284743.5872 | 1478867.319 | 8995618.5048 | 0 | 26882740.7844 | 57641970.1955 | 421.6965 | 0.86559 | 31056.964 | 66592.3393 | 633.1382 | 1357.5749
1 | 5400 | 707 | 0.04 | 15 | 15 | 7 | 5.6234e-13 | 5spot_SharedNeighbor | Water | Porous | Wet | R600a | MinimizeLCOE_Brownfield | IgnoreSilica | 4.4527 | 2.887 | 0.29872 | 4 | 23697.4459 | 49440.3814 | 483.1045 | 1007.909 | 199.1901 | 0 | 84.6968 | 1004904.0688 | 90896.2654 | 777655.8311 | 295502.7833 | 0 | 113336.9869 | 0 | 890095.4149 | 2315845.6858 | 1580612.2664 | 7068849.3027 | 961560.8286 | 20284743.5872 | 20284743.5872 | 1478867.319 | 8995618.5048 | 0 | 28315153.7186 | 59074383.1296 | 562.3413 | 1.1949 | 23697.4459 | 49440.3814 | 483.1045 | 1007.909
1 | 5400 | 707 | 0.04 | 15 | 15 | 7 | 7.4989e-13 | 5spot_SharedNeighbor | Water | Porous | Wet | R600a | MinimizeLCOE_Brownfield | IgnoreSilica | 5.7562 | 3.9094 | 0.40757 | 4 | 18452.8774 | 37320.1956 | 376.1869 | 760.8227 | 204.2286 | 0 | 94.8025 | 1243512.6319 | 112387.212 | 991118.4398 | 377798.3596 | 0 | 128442.0463 | 0 | 1112770.8889 | 2895201.5923 | 1976034.5772 | 8837265.7478 | 961560.8286 | 20284743.5872 | 20284743.5872 | 1478867.319 | 8995618.5048 | 0 | 30083570.1637 | 60842799.5747 | 749.8942 | 1.6303 | 18452.8774 | 37320.1956 | 376.1869 | 760.8227
1 | 5400 | 707 | 0.04 | 15 | 15 | 7 | 1e-12 | 5spot_SharedNeighbor | Water | Porous | Wet | R600a | MinimizeLCOE_Brownfield | IgnoreSilica | 7.4541 | 5.2417 | 0.5496 | 4 | 14667.5802 | 28659.1582 | 299.0185 | 584.2557 | 208.1239 | 0 | 100.1903 | 1528547.4447 | 137995.7536 | 1253169.8202 | 485199.4916 | 0 | 146315.9207 | 0 | 1384979.088 | 3603431.4888 | 2459416.0342 | 10999055.0419 | 961560.8286 | 20284743.5872 | 20284743.5872 | 1478867.319 | 8995618.5048 | 0 | 32245359.4578 | 63004588.8688 | 1000 | 2.1984 | 14667.5802 | 28659.1582 | 299.0185 | 584.2557
1 | 5400 | 707 | 0.04 | 15 | 15 | 7 | 1.3335e-12 | 5spot_SharedNeighbor | Water | Porous | Wet | R600a | MinimizeLCOE_Brownfield | IgnoreSilica | 9.7005 | 7.0262 | 0.74031 | 4 | 11805.869 | 22193.1247 | 240.6786 | 452.4369 | 211.5431 | 0 | 86.5382 | 1879166.8283 | 169410.4122 | 1584197.1037 | 627379.6678 | 0 | 167571.6992 | 0 | 1726813.0274 | 4492813.2792 | 3066437.3812 | 13713789.3991 | 961560.8286 | 20284743.5872 | 20284743.5872 | 1478867.319 | 8995618.5048 | 0 | 34960093.8149 | 65719323.226 | 1333.5214 | 2.9612 | 11805.869 | 22193.1247 | 240.6786 | 452.4369
1 | 5400 | 707 | 0.04 | 15 | 15 | 7 | 1.7783e-12 | 5spot_SharedNeighbor | Water | Porous | Wet | R600a | MinimizeLCOE_Brownfield | IgnoreSilica | 12.6622 | 9.3737 | 0.99121 | 4 | 9665.9714 | 17423.9758 | 197.0539 | 355.2113 | 214.1149 | 0 | 96.4666 | 2303193.1084 | 207288.6169 | 1995096.4961 | 814746.6408 | 0 | 193496.9008 | 0 | 2150390.4875 | 5594874.9428 | 3818617.1117 | 17077704.305 | 961560.8286 | 20284743.5872 | 20284743.5872 | 1478867.319 | 8995618.5048 | 0 | 38324008.7209 | 69083238.1319 | 1778.2794 | 3.9648 | 9665.9714 | 17423.9758 | 197.0539 | 355.2113
1 | 5400 | 707 | 0.04 | 15 | 15 | 7 | 2.3714e-12 | 5spot_SharedNeighbor | Water | Porous | Wet | R600a | MinimizeLCOE_Brownfield | IgnoreSilica | 16.5916 | 12.4917 | 1.3245 | 4 | 8028.9619 | 13834.8752 | 163.6812 | 282.0426 | 216.1318 | 0 | 102.407 | 2821484.4098 | 253438.1394 | 2510333.1134 | 1063406.1535 | 0 | 225313.7228 | 0 | 2680850.4602 | 6975022.9794 | 4760596.5058 | 21290445.4844 | 961560.8286 | 20284743.5872 | 20284743.5872 | 1478867.319 | 8995618.5048 | 0 | 42536749.9003 | 73295979.3113 | 2371.3737 | 5.2979 | 8028.9619 | 13834.8752 | 163.6812 | 282.0426
1 | 5400 | 707 | 0.04 | 15 | 15 | 7 | 3.1623e-12 | 5spot_SharedNeighbor | Water | Porous | Wet | R600a | MinimizeLCOE_Brownfield | IgnoreSilica | 21.7802 | 16.612 | 1.7651 | 4 | 6768.9273 | 11125.4915 | 137.9937 | 226.8082 | 217.6963 | 0 | 93.3081 | 3452255.5896 | 309408.4129 | 3153345.2446 | 1391801.1503 | 0 | 263767.6033 | 0 | 3342525.4203 | 8696565.4973 | 5935584.6485 | 26545253.5668 | 961560.8286 | 20284743.5872 | 20284743.5872 | 1478867.319 | 8995618.5048 | 0 | 47791557.9826 | 78550787.3937 | 3162.2777 | 7.0604 | 6768.9273 | 11125.4915 | 137.9937 | 226.8082
1 | 5400 | 707 | 0.04 | 15 | 15 | 7 | 4.217e-12 | 5spot_SharedNeighbor | Water | Porous | Wet | R600a | MinimizeLCOE_Brownfield | IgnoreSilica | 28.6721 | 22.0876 | 2.3504 | 4 | 5785.4791 | 9057.1214 | 117.9448 | 184.6417 | 218.9092 | 0 | 101.3577 | 4224682.1088 | 377694.3283 | 3960522.5292 | 1828040.2831 | 0 | 311265.2482 | 0 | 4173859.754 | 10859526.9036 | 7411850.2527 | 33147441.4079 | 961560.8286 | 20284743.5872 | 20284743.5872 | 1478867.319 | 8995618.5048 | 0 | 54393745.8238 | 85152975.2348 | 4216.965 | 9.4018 | 5785.4791 | 9057.1214 | 117.9448 | 184.6417
1 | 5400 | 707 | 0.04 | 15 | 15 | 7 | 5.6234e-12 | 5spot_SharedNeighbor | Water | Porous | Wet | R600a | MinimizeLCOE_Brownfield | IgnoreSilica | 37.7099 | 29.2699 | 3.1186 | 4 | 5017.5092 | 7483.3365 | 102.2887 | 152.5579 | 219.8332 | 0 | 127.4856 | 5159042.2775 | 459971.8192 | 4961014.5572 | 2400115.3345 | 0 | 368173.2743 | 0 | 5205843.7324 | 13544537.5264 | 9244425.1742 | 41343123.6957 | 961560.8286 | 20284743.5872 | 20284743.5872 | 1478867.319 | 8995618.5048 | 0 | 62589428.1116 | 93348657.5226 | 5623.4133 | 12.4742 | 5017.5092 | 7483.3365 | 102.2887 | 152.5579
1 | 5400 | 707 | 0.04 | 15 | 15 | 7 | 7.4989e-12 | 5spot_SharedNeighbor | Water | Porous | Wet | R600a | MinimizeLCOE_Brownfield | IgnoreSilica | 49.481 | 38.619 | 4.1185 | 4 | 4413.4375 | 6280.592 | 89.9739 | 128.0384 | 220.5117 | 0 | 124.6499 | 6282174.704 | 558466.3415 | 6192617.3954 | 3145138.6743 | 0 | 436327.4219 | 0 | 6479742.5694 | 16858960.9877 | 11506587.2911 | 51460015.3853 | 961560.8286 | 20284743.5872 | 20284743.5872 | 1478867.319 | 8995618.5048 | 0 | 72706319.8012 | 103465549.2122 | 7498.9421 | 16.4739 | 4413.4375 | 6280.592 | 89.9739 | 128.0384
1 | 5400 | 707 | 0.04 | 15 | 15 | 7 | 1e-11 | 5spot_SharedNeighbor | Water | Porous | Wet | R600a | MinimizeLCOE_Brownfield | IgnoreSilica | 64.5648 | 50.5446 | 5.3932 | 4 | 3939.3645 | 5365.1889 | 80.3093 | 109.3766 | 220.8853 | 0 | 117.1976 | 7607849.0149 | 674231.2787 | 7680218.123 | 4099006.4255 | 0 | 517373.1644 | 0 | 8025684.4225 | 20881184.5732 | 14251837.5367 | 63737384.5389 | 961560.8286 | 20284743.5872 | 20284743.5872 | 1478867.319 | 8995618.5048 | 0 | 84983688.9548 | 115742918.3658 | 10000 | 21.5729 | 3939.3645 | 5365.1889 | 80.3093 | 109.3766
1 | 5400 | 707 | 0.04 | 15 | 15 | 7 | 1.3335e-11 | 5spot_SharedNeighbor | Water | Porous | Wet | R600a | MinimizeLCOE_Brownfield | IgnoreSilica | 83.3468 | 65.175 | 6.9538 | 4 | 3573.4633 | 4679.3032 | 72.8499 | 95.3939 | 220.7471 | 0 | 136.5456 | 9118069.3739 | 805551.4515 | 9412360.8668 | 5283237.4691 | 0 | 612983.7041 | 0 | 9840559.1175 | 25603116.2475 | 17474652.9304 | 78150531.1608 | 961560.8286 | 20284743.5872 | 20284743.5872 | 1478867.319 | 8995618.5048 | 0 | 99396835.5766 | 130156064.9877 | 13335.2143 | 27.8153 | 3573.4633 | 4679.3032 | 72.8499 | 95.3939
1 | 5400 | 707 | 0.04 | 15 | 15 | 7 | 1.7783e-11 | 5spot_SharedNeighbor | Water | Porous | Wet | R600a | MinimizeLCOE_Brownfield | IgnoreSilica | 105.817 | 82.1357 | 8.7537 | 4 | 3299.5978 | 4178.0645 | 67.2668 | 85.1755 | 219.8362 | 0 | 107.328 | 10752961.7689 | 947128.1937 | 11325545.2162 | 6691460.5227 | 0 | 725374.7162 | 0 | 11872563.4629 | 30889974.7327 | 21083042.4806 | 94288051.0938 | 961560.8286 | 20284743.5872 | 20284743.5872 | 1478867.319 | 8995618.5048 | 0 | 115534355.5097 | 146293584.9207 | 17782.7941 | 35.0147 | 3299.5978 | 4178.0645 | 67.2668 | 85.1755
1 | 5400 | 707 | 0.04 | 15 | 15 | 7 | 2.3714e-11 | 5spot_SharedNeighbor | Water | Porous | Wet | R600a | MinimizeLCOE_Brownfield | IgnoreSilica | 131.1838 | 100.3158 | 10.6663 | 4 | 3104.2239 | 3825.1669 | 63.2838 | 77.9812 | 218.0113 | 0 | 141.1488 | 12402340.6233 | 1089419.135 | 13290126.0649 | 8266204.8184 | 0 | 853474.7639 | 0 | 14001610.5081 | 36429318.4169 | 24863758.3672 | 111196252.6978 | 961560.8286 | 20284743.5872 | 20284743.5872 | 1478867.319 | 8995618.5048 | 0 | 132442557.1136 | 163201786.5247 | 23713.7371 | 42.6653 | 3104.2239 | 3825.1669 | 63.2838 | 77.9812
1 | 5400 | 707 | 0.04 | 15 | 15 | 7 | 3.1623e-11 | 5spot_SharedNeighbor | Water | Porous | Wet | R600a | MinimizeLCOE_Brownfield | IgnoreSilica | 158.0459 | 118.5201 | 12.5635 | 4 | 2967.5022 | 3579.5788 | 60.4965 | 72.9746 | 215.6548 | 0 | 148.6787 | 13971129.4843 | 1224308.8914 | 15186839.0833 | 9916995.3052 | 0 | 989637.3493 | 0 | 16102674.9442 | 41895857.0921 | 28594783.3391 | 127882225.489 | 961560.8286 | 20284743.5872 | 20284743.5872 | 1478867.319 | 8995618.5048 | 0 | 149128529.9048 | 179887759.3159 | 31622.7766 | 50.2539 | 2967.5022 | 3579.5788 | 60.4965 | 72.9746
1 | 5400 | 707 | 0.04 | 15 | 15 | 7 | 4.217e-11 | 5spot_SharedNeighbor | Water | Porous | Wet | R600a | MinimizeLCOE_Brownfield | IgnoreSilica | 181.7996 | 133.6532 | 14.156 | 4 | 2876.0368 | 3419.2558 | 58.6319 | 69.7062 | 213.2916 | 0 | 159.4027 | 15223984.299 | 1331747.7709 | 16719260.9809 | 11361605.7871 | 0 | 1083380.843 | 0 | 17830792.0756 | 46392063.3823 | 31663536.52 | 141606371.6588 | 961560.8286 | 20284743.5872 | 20284743.5872 | 1478867.319 | 8995618.5048 | 0 | 162852676.0747 | 193611905.4857 | 42169.6503 | 56.624 | 2876.0368 | 3419.2558 | 58.6319 | 69.7062
1 | 5400 | 707 | 0.04 | 15 | 15 | 7 | 5.6234e-11 | 5spot_SharedNeighbor | Water | Porous | Wet | R600a | MinimizeLCOE_Brownfield | IgnoreSilica | 190.6929 | 139.036 | 14.8832 | 4 | 2810.3457 | 3327.0224 | 57.2927 | 67.8259 | 212.3166 | 0 | 193.1475 | 15659846.8917 | 1369069.4397 | 17255810.3936 | 11898120.0335 | 0 | 975563.5085 | 0 | 18391780.0041 | 47851638.8979 | 32659726.8007 | 146061555.9697 | 961560.8286 | 20284743.5872 | 20284743.5872 | 1478867.319 | 8995618.5048 | 0 | 167307860.3856 | 198067089.7966 | 56234.1325 | 59.5328 | 2810.3457 | 3327.0224 | 57.2927 | 67.8259
1 | 5400 | 707 | 0.04 | 15 | 15 | 7 | 7.4989e-11 | 5spot_SharedNeighbor | Water | Porous | Wet | R600a | MinimizeLCOE_Brownfield | IgnoreSilica | 197.7929 | 143.2219 | 15.4648 | 4 | 2759.856 | 3257.1014 | 56.2634 | 66.4004 | 211.5087 | 0 | 211.159 | 15995523.1161 | 1397793.5081 | 17670186.0966 | 12324783.5121 | 0 | 872641.4513 | 0 | 18821761.7969 | 48970363.3212 | 33423279.2071 | 149476332.0094 | 961560.8286 | 20284743.5872 | 20284743.5872 | 1478867.319 | 8995618.5048 | 0 | 170722636.4253 | 201481865.8363 | 74989.4209 | 61.8593 | 2759.856 | 3257.1014 | 56.2634 | 66.4004
1 | 5400 | 707 | 0.04 | 15 | 15 | 7 | 1e-10 | 5spot_SharedNeighbor | Water | Porous | Wet | R600a | MinimizeLCOE_Brownfield | IgnoreSilica | 203.3734 | 146.4407 | 15.9226 | 4 | 2721.1665 | 3204.1168 | 55.4747 | 65.3203 | 210.8556 | 0 | 263.1588 | 16251778.4928 | 1419710.5891 | 17987184.2504 | 12659095.0628 | 0 | 779107.004 | 0 | 19147781.4056 | 49818599.4674 | 34002217.8064 | 152065474.0785 | 961560.8286 | 20284743.5872 | 20284743.5872 | 1478867.319 | 8995618.5048 | 0 | 173311778.4943 | 204071007.9054 | 100000 | 63.6903 | 2721.1665 | 3204.1168 | 55.4747 | 65.3203
1 | 5400 | 707 | 0.04 | 15 | 15 | 7 | 1.3335e-10 | 5spot_SharedNeighbor | Water | Porous | Wet | R600a | MinimizeLCOE_Brownfield | IgnoreSilica | 207.6212 | 148.8468 | 16.274 | 4 | 2691.5891 | 3164.1114 | 54.8717 | 64.5047 | 210.3479 | 0 | 337.2593 | 16442292.6982 | 1435998.9154 | 18223224.665 | 12912619.4363 | 0 | 696004.0335 | 0 | 19386954.5019 | 50440878.8028 | 34426936.2393 | 153964909.2925 | 961560.8286 | 20284743.5872 | 20284743.5872 | 1478867.319 | 8995618.5048 | 0 | 175211213.7083 | 205970443.1194 | 133352.1432 | 65.0958 | 2691.5891 | 3164.1114 | 54.8717 | 64.5047
1 | 5400 | 707 | 0.04 | 15 | 15 | 7 | 1.7783e-10 | 5spot_SharedNeighbor | Water | Porous | Wet | R600a | MinimizeLCOE_Brownfield | IgnoreSilica | 210.8607 | 150.6567 | 16.5432 | 4 | 2669.0332 | 3133.8652 | 54.4119 | 63.8881 | 209.9546 | 0 | 395.3722 | 16585036.9908 | 1448199.7406 | 18400282.487 | 13105702.3729 | 0 | 624925.3388 | 0 | 19564017.3028 | 50901559.89 | 34741360.5474 | 155371084.6703 | 961560.8286 | 20284743.5872 | 20284743.5872 | 1478867.319 | 8995618.5048 | 0 | 176617389.0862 | 207376618.4972 | 177827.941 | 66.1728 | 2669.0332 | 3133.8652 | 54.4119 | 63.8881
1 | 5400 | 707 | 0.04 | 15 | 15 | 7 | 2.3714e-10 | 5spot_SharedNeighbor | Water | Porous | Wet | R600a | MinimizeLCOE_Brownfield | IgnoreSilica | 213.1971 | 151.9472 | 16.742 | 4 | 2651.8616 | 3111.1737 | 54.0618 | 63.4255 | 209.6672 | 0 | 414.7373 | 16686518.0446 | 1456871.9367 | 18526262.7375 | 13244560.3564 | 0 | 563953.12 | 0 | 19686484.8161 | 51220195.2382 | 34958835.7198 | 156343681.9693 | 961560.8286 | 20284743.5872 | 20284743.5872 | 1478867.319 | 8995618.5048 | 0 | 177589986.3852 | 208349215.7962 | 237137.3706 | 66.968 | 2651.8616 | 3111.1737 | 54.0618 | 63.4255
1 | 5400 | 707 | 0.04 | 15 | 15 | 7 | 3.1623e-10 | 5spot_SharedNeighbor | Water | Porous | Wet | R600a | MinimizeLCOE_Brownfield | IgnoreSilica | 214.9144 | 152.8882 | 16.8903 | 4 | 2638.8153 | 3094.094 | 53.7958 | 63.0773 | 209.4541 | 0 | 422.6614 | 16760368.102 | 1463181.994 | 18617995.7943 | 13346563.1655 | 0 | 513433.6746 | 0 | 19773601.6648 | 51446855.4085 | 35113535.9435 | 157035535.7472 | 961560.8286 | 20284743.5872 | 20284743.5872 | 1478867.319 | 8995618.5048 | 0 | 178281840.1631 | 209041069.5741 | 316227.766 | 67.5613 | 2638.8153 | 3094.094 | 53.7958 | 63.0773
1 | 5400 | 707 | 0.04 | 15 | 15 | 7 | 4.217e-10 | 5spot_SharedNeighbor | Water | Porous | Wet | R600a | MinimizeLCOE_Brownfield | IgnoreSilica | 216.1324 | 153.5516 | 16.9986 | 4 | 2628.9188 | 3081.2985 | 53.5941 | 62.8164 | 209.3019 | 0 | 402.6729 | 16812346.6324 | 1467622.8059 | 18682588.424 | 13418870.9286 | 0 | 471725.7231 | 0 | 19832730.2605 | 51600695.8853 | 35218535.23 | 157505115.8898 | 961560.8286 | 20284743.5872 | 20284743.5872 | 1478867.319 | 8995618.5048 | 0 | 178751420.3057 | 209510649.7167 | 421696.5034 | 67.9943 | 2628.9188 | 3081.2985 | 53.5941 | 62.8164
1 | 5400 | 707 | 0.04 | 15 | 15 | 7 | 5.6234e-10 | 5spot_SharedNeighbor | Water | Porous | Wet | R600a | MinimizeLCOE_Brownfield | IgnoreSilica | 216.9903 | 154.0166 | 17.0772 | 4 | 2621.4233 | 3071.7193 | 53.4413 | 62.6212 | 209.194 | 0 | 403.7755 | 16848749.7257 | 1470732.7014 | 18727839.1988 | 13469782.5926 | 0 | 437793.7495 | 0 | 19872410.2075 | 51703934.9681 | 35288998.0253 | 157820241.1689 | 961560.8286 | 20284743.5872 | 20284743.5872 | 1478867.319 | 8995618.5048 | 0 | 179066545.5848 | 209825774.9958 | 562341.3252 | 68.3089 | 2621.4233 | 3071.7193 | 53.4413 | 62.6212
1 | 5400 | 707 | 0.04 | 15 | 15 | 7 | 7.4989e-10 | 5spot_SharedNeighbor | Water | Porous | Wet | R600a | MinimizeLCOE_Brownfield | IgnoreSilica | 217.5823 | 154.3363 | 17.1338 | 4 | 2615.7541 | 3064.5643 | 53.3257 | 62.4753 | 209.1191 | 0 | 390.0944 | 16873755.5741 | 1472868.8313 | 18758929.0455 | 13504899.433 | 0 | 410404.3621 | 0 | 19898134.3259 | 51770863.8475 | 35334678.3608 | 158024533.7802 | 961560.8286 | 20284743.5872 | 20284743.5872 | 1478867.319 | 8995618.5048 | 0 | 179270838.1961 | 210030067.6071 | 749894.2093 | 68.5351 | 2615.7541 | 3064.5643 | 53.3257 | 62.4753
1 | 5400 | 707 | 0.04 | 15 | 15 | 7 | 1e-09 | 5spot_SharedNeighbor | Water | Porous | Wet | R600a | MinimizeLCOE_Brownfield | IgnoreSilica | 216.605 | 153.8005 | 17.1043 | 4 | 2611.2877 | 3060.871 | 53.2346 | 62.4 | 209.2369 | 0 | 659.5648 | 16831840.176 | 1469288.1508 | 18706818.4525 | 13446801.5302 | 0 | 367928.5889 | 0 | 19820843.9904 | 51569770.2489 | 35197427.8477 | 157410718.9855 | 961560.8286 | 20284743.5872 | 20284743.5872 | 1478867.319 | 8995618.5048 | 0 | 178657023.4013 | 209416252.8124 | 1000000 | 68.4172 | 2611.2877 | 3060.871 | 53.2346 | 62.4
1 | 5400 | 707 | 0.04 | 15 | 15 | 7 | 1.3335e-09 | 5spot_SharedNeighbor | Water | Porous | Wet | R600a | MinimizeLCOE_Brownfield | IgnoreSilica | 218.8682 | 155.0312 | 17.235 | 4 | 2608.0573 | 3054.23 | 53.1688 | 62.2646 | 208.9582 | 0 | 470.2518 | 16928069.4375 | 1477508.3098 | 18826475.5216 | 13581176.6736 | 0 | 378470.5638 | 0 | 19964763.1974 | 51944218.5037 | 35452996.4757 | 158553678.6831 | 961560.8286 | 20284743.5872 | 20284743.5872 | 1478867.319 | 8995618.5048 | 0 | 179799983.099 | 210559212.51 | 1333521.4322 | 68.9402 | 2608.0573 | 3054.23 | 53.1688 | 62.2646
1 | 5400 | 707 | 0.04 | 15 | 15 | 7 | 1.7783e-09 | 5spot_SharedNeighbor | Water | Porous | Wet | R600a | MinimizeLCOE_Brownfield | IgnoreSilica | 219.0749 | 155.1417 | 17.2566 | 4 | 2605.6744 | 3051.2903 | 53.1202 | 62.2047 | 208.9316 | 0 | 489.1667 | 16936694.7633 | 1478245.0462 | 18837204.5056 | 13593404.3378 | 0 | 365567.8561 | 0 | 19972335.4385 | 51963919.9217 | 35466443.0983 | 158613814.9675 | 961560.8286 | 20284743.5872 | 20284743.5872 | 1478867.319 | 8995618.5048 | 0 | 179860119.3833 | 210619348.7944 | 1778279.41 | 69.0263 | 2605.6744 | 3051.2903 | 53.1202 | 62.2047
1 | 5400 | 707 | 0.04 | 15 | 15 | 7 | 2.3714e-09 | 5spot_SharedNeighbor | Water | Porous | Wet | R600a | MinimizeLCOE_Brownfield | IgnoreSilica | 219.2017 | 155.2092 | 17.2713 | 4 | 2603.8807 | 3049.1168 | 53.0836 | 62.1604 | 208.9151 | 0 | 466.3568 | 16941967.6199 | 1478695.4247 | 18843763.6794 | 13600906.118 | 0 | 355320.7005 | 0 | 19976054.8816 | 51973597.1496 | 35473048.0052 | 158643353.5788 | 961560.8286 | 20284743.5872 | 20284743.5872 | 1478867.319 | 8995618.5048 | 0 | 179889657.9947 | 210648887.4057 | 2371373.7057 | 69.0852 | 2603.8807 | 3049.1168 | 53.0836 | 62.1604
1 | 5400 | 707 | 0.04 | 15 | 15 | 7 | 3.1623e-09 | 5spot_SharedNeighbor | Water | Porous | Wet | R600a | MinimizeLCOE_Brownfield | IgnoreSilica | 219.2944 | 155.2585 | 17.2822 | 4 | 2602.5316 | 3047.4864 | 53.0561 | 62.1271 | 208.9031 | 0 | 461.0394 | 16945812.6402 | 1479023.843 | 18848546.8404 | 13606381.3625 | 0 | 347492.614 | 0 | 19978630.347 | 51980297.9824 | 35477621.4613 | 158663807.0908 | 961560.8286 | 20284743.5872 | 20284743.5872 | 1478867.319 | 8995618.5048 | 0 | 179910111.5067 | 210669340.9177 | 3162277.6602 | 69.1289 | 2602.5316 | 3047.4864 | 53.0561 | 62.1271
1 | 5400 | 707 | 0.04 | 15 | 15 | 7 | 4.217e-09 | 5spot_SharedNeighbor | Water | Porous | Wet | R600a | MinimizeLCOE_Brownfield | IgnoreSilica | 216.941 | 153.9782 | 17.1657 | 4 | 2601.5224 | 3049.4965 | 53.0356 | 62.1681 | 209.1914 | 0 | 418.696 | 16845745.428 | 1470476.0528 | 18724104.2963 | 13466672.698 | 0 | 306388.6682 | 0 | 19817220.9859 | 51560343.9344 | 35190994.1944 | 157381946.2581 | 961560.8286 | 20284743.5872 | 20284743.5872 | 1478867.319 | 8995618.5048 | 0 | 178628250.674 | 209387480.085 | 4216965.0343 | 68.663 | 2601.5224 | 3049.4965 | 53.0356 | 62.1681
1 | 5400 | 707 | 0.04 | 15 | 15 | 7 | 5.6234e-09 | 5spot_SharedNeighbor | Water | Porous | Wet | R600a | MinimizeLCOE_Brownfield | IgnoreSilica | 217.7278 | 154.4072 | 17.2107 | 4 | 2600.5693 | 3047.3732 | 53.0161 | 62.1248 | 209.095 | 0 | 443.252 | 16879300.6276 | 1473342.5071 | 18765823.9312 | 13513412.7686 | 0 | 311370.8877 | 0 | 19867867.7817 | 51692116.5078 | 35280931.6834 | 157784166.695 | 961560.8286 | 20284743.5872 | 20284743.5872 | 1478867.319 | 8995618.5048 | 0 | 179030471.1108 | 209789700.5219 | 5623413.2519 | 68.8428 | 2600.5693 | 3047.3732 | 53.0161 | 62.1248
1 | 5400 | 707 | 0.04 | 15 | 15 | 7 | 7.4989e-09 | 5spot_SharedNeighbor | Water | Porous | Wet | R600a | MinimizeLCOE_Brownfield | IgnoreSilica | 218.6 | 154.8808 | 17.2577 | 4 | 2600.0957 | 3045.6817 | 53.0065 | 62.0903 | 208.9875 | 0 | 500.3126 | 16916321.9877 | 1476504.8794 | 18811863.9399 | 13565199.7284 | 0 | 320791.9684 | 0 | 19925366.1765 | 51841715.5367 | 35383036.0945 | 158240800.3116 | 961560.8286 | 20284743.5872 | 20284743.5872 | 1478867.319 | 8995618.5048 | 0 | 179487104.7275 | 210246334.1385 | 7498942.0933 | 69.031 | 2600.0957 | 3045.6817 | 53.0065 | 62.0903
1 | 5400 | 707 | 0.04 | 15 | 15 | 7 | 1e-08 | 5spot_SharedNeighbor | Water | Porous | Wet | R600a | MinimizeLCOE_Brownfield | IgnoreSilica | 219.146 | 155.1765 | 17.2877 | 4 | 2599.6619 | 3044.475 | 52.9976 | 62.0657 | 208.9201 | 0 | 430.8379 | 16939414.7929 | 1478477.3767 | 18840588.0597 | 13597561.8303 | 0 | 325659.6855 | 0 | 19960863.6806 | 51934072.7607 | 35446071.7977 | 158522709.9839 | 961560.8286 | 20284743.5872 | 20284743.5872 | 1478867.319 | 8995618.5048 | 0 | 179769014.3998 | 210528243.8108 | 10000000 | 69.1509 | 2599.6619 | 3044.475 | 52.9976 | 62.0657
1 | 5500 | 707 | 0.04 | 15 | 15 | 7 | 1e-13 | 5spot_SharedNeighbor | Water | Porous | Wet | R600a | MinimizeLCOE_Brownfield | IgnoreSilica | 1.0155 | 0.31309 | 0.023412 | 4 | 248356.1325 | 584620.633 | 5063.0757 | 11918.2824 | 141.9556 | 0 | 62.6347 | 199924.6076 | 16123.1396 | 132781.4416 | 71894.9927 | 0 | 60161.2075 | 0 | 187545.3017 | 487954.4042 | 333038.9073 | 1489424.0021 | 961560.8286 | 20807313.0041 | 20807313.0041 | 1478867.319 | 9204646.2715 | 0 | 23258297.8348 | 54749124.4295 | 100 | 0.093649 | 248356.1325 | 584620.633 | 5063.0757 | 11918.2824
1 | 5500 | 707 | 0.04 | 15 | 15 | 7 | 1.3335e-13 | 5spot_SharedNeighbor | Water | Porous | Wet | R600a | MinimizeLCOE_Brownfield | IgnoreSilica | 1.3128 | 0.49501 | 0.045556 | 4 | 130854.8565 | 303668.0236 | 2667.6532 | 6190.6834 | 156.5187 | 0 | 61.2495 | 292795.1168 | 26387.5387 | 189747.5487 | 94953.7965 | 0 | 66423.5288 | 0 | 261419.9365 | 680161.0503 | 464223.8927 | 2076112.4091 | 961560.8286 | 20807313.0041 | 20807313.0041 | 1478867.319 | 9204646.2715 | 0 | 23844986.2418 | 55335812.8365 | 133.3521 | 0.18222 | 130854.8565 | 303668.0236 | 2667.6532 | 6190.6834
1 | 5500 | 707 | 0.04 | 15 | 15 | 7 | 1.7783e-13 | 5spot_SharedNeighbor | Water | Porous | Wet | R600a | MinimizeLCOE_Brownfield | IgnoreSilica | 1.6903 | 0.78067 | 0.075638 | 4 | 81226.8746 | 185311.0017 | 1655.9197 | 3777.8154 | 169.2156 | 0 | 269.5217 | 402441.2265 | 36388.3326 | 273152.9221 | 120439.0857 | 0 | 73688.5436 | 0 | 353382.9431 | 919429.9292 | 627529.8191 | 2806452.802 | 961560.8286 | 20807313.0041 | 20807313.0041 | 1478867.319 | 9204646.2715 | 0 | 24575326.6347 | 56066153.2294 | 177.8279 | 0.30255 | 81226.8746 | 185311.0017 | 1655.9197 | 3777.8154
1 | 5500 | 707 | 0.04 | 15 | 15 | 7 | 2.3714e-13 | 5spot_SharedNeighbor | Water | Porous | Wet | R600a | MinimizeLCOE_Brownfield | IgnoreSilica | 2.1571 | 1.1413 | 0.11391 | 4 | 55757.3524 | 124871.4549 | 1136.689 | 2545.6735 | 179.7853 | 0 | 334.5345 | 524593.6826 | 47469.7855 | 370130.2257 | 150757.4822 | 0 | 81039.1047 | 0 | 457856.2095 | 1191247.9379 | 813051.1953 | 3636145.6236 | 961560.8286 | 20807313.0041 | 20807313.0041 | 1478867.319 | 9204646.2715 | 0 | 25405019.4563 | 56895846.051 | 237.1374 | 0.45564 | 55757.3524 | 124871.4549 | 1136.689 | 2545.6735
1 | 5500 | 707 | 0.04 | 15 | 15 | 7 | 3.1623e-13 | 5spot_SharedNeighbor | Water | Porous | Wet | R600a | MinimizeLCOE_Brownfield | IgnoreSilica | 2.76 | 1.6145 | 0.16419 | 4 | 40205.8227 | 88155.775 | 819.6501 | 1797.1747 | 188.8147 | 0 | 435.7388 | 668599.8927 | 60514.4281 | 488494.0867 | 189306.1086 | 0 | 89909.9187 | 0 | 583761.5296 | 1518827.754 | 1036631.1509 | 4636044.8693 | 961560.8286 | 20807313.0041 | 20807313.0041 | 1478867.319 | 9204646.2715 | 0 | 26404918.7021 | 57895745.2967 | 316.2278 | 0.65674 | 40205.8227 | 88155.775 | 819.6501 | 1797.1747
1 | 5500 | 707 | 0.04 | 15 | 15 | 7 | 4.217e-13 | 5spot_SharedNeighbor | Water | Porous | Wet | R600a | MinimizeLCOE_Brownfield | IgnoreSilica | 3.5379 | 2.2327 | 0.23011 | 4 | 30000.1612 | 64212.9912 | 611.5939 | 1309.0687 | 196.3568 | 0 | 565.6092 | 839085.3946 | 75930.1577 | 633131.641 | 238735.0935 | 0 | 100095.1498 | 0 | 735921.2003 | 1914716.005 | 1306833.0169 | 5844447.6588 | 961560.8286 | 20807313.0041 | 20807313.0041 | 1478867.319 | 9204646.2715 | 0 | 27613321.4915 | 59104148.0862 | 421.6965 | 0.92044 | 30000.1612 | 64212.9912 | 611.5939 | 1309.0687
1 | 5500 | 707 | 0.04 | 15 | 15 | 7 | 5.6234e-13 | 5spot_SharedNeighbor | Water | Porous | Wet | R600a | MinimizeLCOE_Brownfield | IgnoreSilica | 4.5648 | 3.0565 | 0.31798 | 4 | 22888.7084 | 47646.895 | 466.6173 | 971.3464 | 202.6625 | 0 | 87.845 | 1045981.8374 | 94599.73 | 813971.0962 | 303887.8377 | 0 | 112723.5163 | 0 | 924753.9669 | 2406020.1287 | 1642158.1766 | 7344096.2899 | 961560.8286 | 20807313.0041 | 20807313.0041 | 1478867.319 | 9204646.2715 | 0 | 29112970.1226 | 60603796.7173 | 562.3413 | 1.2719 | 22888.7084 | 47646.895 | 466.6173 | 971.3464
1 | 5500 | 707 | 0.04 | 15 | 15 | 7 | 7.4989e-13 | 5spot_SharedNeighbor | Water | Porous | Wet | R600a | MinimizeLCOE_Brownfield | IgnoreSilica | 5.8754 | 4.1149 | 0.43142 | 4 | 17912.9035 | 36161.2563 | 365.1788 | 737.1961 | 207.6649 | 0 | 77.6361 | 1289122.8755 | 116489.516 | 1032570.6504 | 387270.6519 | 0 | 126540.4106 | 0 | 1151277.7007 | 2995388.4177 | 2044414.1442 | 9143074.367 | 961560.8286 | 20807313.0041 | 20807313.0041 | 1478867.319 | 9204646.2715 | 0 | 30911948.1998 | 62402774.7944 | 749.8942 | 1.7257 | 17912.9035 | 36161.2563 | 365.1788 | 737.1961
1 | 5500 | 707 | 0.04 | 15 | 15 | 7 | 1e-12 | 5spot_SharedNeighbor | Water | Porous | Wet | R600a | MinimizeLCOE_Brownfield | IgnoreSilica | 7.6005 | 5.5065 | 0.58054 | 4 | 14268.5858 | 27829.6919 | 290.8844 | 567.3459 | 211.5718 | 0 | 89.4669 | 1582540.4894 | 142839.3628 | 1303564.1872 | 496795.0252 | 0 | 143583.2395 | 0 | 1431035.6986 | 3723261.342 | 2541202.3713 | 11364821.7161 | 961560.8286 | 20807313.0041 | 20807313.0041 | 1478867.319 | 9204646.2715 | 0 | 33133695.5488 | 64624522.1434 | 1000 | 2.3221 | 14268.5858 | 27829.6919 | 290.8844 | 567.3459
1 | 5500 | 707 | 0.04 | 15 | 15 | 7 | 1.3335e-12 | 5spot_SharedNeighbor | Water | Porous | Wet | R600a | MinimizeLCOE_Brownfield | IgnoreSilica | 9.8831 | 7.3746 | 0.78125 | 4 | 11497.7954 | 21574.9064 | 234.3981 | 439.8336 | 215.0585 | 0 | 107.5564 | 1944433.4268 | 175248.4218 | 1646740.754 | 642142.4303 | 0 | 163734.4656 | 0 | 1783196.8044 | 4639512.3011 | 3166562.478 | 14161571.082 | 961560.8286 | 20807313.0041 | 20807313.0041 | 1478867.319 | 9204646.2715 | 0 | 35930444.9147 | 67421271.5094 | 1333.5214 | 3.125 | 11497.7954 | 21574.9064 | 234.3981 | 439.8336
1 | 5500 | 707 | 0.04 | 15 | 15 | 7 | 1.7783e-12 | 5spot_SharedNeighbor | Water | Porous | Wet | R600a | MinimizeLCOE_Brownfield | IgnoreSilica | 12.9058 | 9.8407 | 1.046 | 4 | 9418.8045 | 16945.0269 | 192.0151 | 345.4473 | 217.6637 | 0 | 104.5309 | 2383668.0669 | 214464.5347 | 2074222.6368 | 834473.1247 | 0 | 188797.0355 | 0 | 2221293.9054 | 5779351.0919 | 3944525.874 | 17640796.27 | 961560.8286 | 20807313.0041 | 20807313.0041 | 1478867.319 | 9204646.2715 | 0 | 39409670.1027 | 70900496.6974 | 1778.2794 | 4.1841 | 9418.8045 | 16945.0269 | 192.0151 | 345.4473
1 | 5500 | 707 | 0.04 | 15 | 15 | 7 | 2.3714e-12 | 5spot_SharedNeighbor | Water | Porous | Wet | R600a | MinimizeLCOE_Brownfield | IgnoreSilica | 16.9011 | 13.1045 | 1.3967 | 4 | 7831.2859 | 13468.1244 | 159.6514 | 274.5659 | 219.7029 | 0 | 104.7688 | 2918697.9077 | 262077.4643 | 2608367.2198 | 1088764.9737 | 0 | 219179.2844 | 0 | 2767863.8715 | 7201414.0266 | 4915113.0474 | 21981477.7954 | 961560.8286 | 20807313.0041 | 20807313.0041 | 1478867.319 | 9204646.2715 | 0 | 43750351.6281 | 75241178.2228 | 2371.3737 | 5.5866 | 7831.2859 | 13468.1244 | 159.6514 | 274.5659
1 | 5500 | 707 | 0.04 | 15 | 15 | 7 | 3.1623e-12 | 5spot_SharedNeighbor | Water | Porous | Wet | R600a | MinimizeLCOE_Brownfield | IgnoreSilica | 22.2064 | 17.4417 | 1.8626 | 4 | 6603.3432 | 10830.1586 | 134.6181 | 220.7874 | 221.2929 | 0 | 120.2147 | 3573527.911 | 320147.003 | 3278729.6277 | 1426508.2894 | 0 | 256569.9135 | 0 | 3453638.2704 | 8985658.341 | 6132896.4545 | 27427675.8106 | 961560.8286 | 20807313.0041 | 20807313.0041 | 1478867.319 | 9204646.2715 | 0 | 49196549.6433 | 80687376.238 | 3162.2777 | 7.4502 | 6603.3432 | 10830.1586 | 134.6181 | 220.7874
1 | 5500 | 707 | 0.04 | 15 | 15 | 7 | 4.217e-12 | 5spot_SharedNeighbor | Water | Porous | Wet | R600a | MinimizeLCOE_Brownfield | IgnoreSilica | 29.1863 | 23.151 | 2.4762 | 4 | 5650.9973 | 8830.3581 | 115.2032 | 180.0188 | 222.5143 | 0 | 98.1341 | 4367959.986 | 390332.8838 | 4112342.3449 | 1870916.98 | 0 | 301436.7171 | 0 | 4306765.6756 | 11205320.8487 | 7647861.7255 | 34202937.1615 | 961560.8286 | 20807313.0041 | 20807313.0041 | 1478867.319 | 9204646.2715 | 0 | 55971810.9942 | 87462637.5889 | 4216.965 | 9.9048 | 5650.9973 | 8830.3581 | 115.2032 | 180.0188
1 | 5500 | 707 | 0.04 | 15 | 15 | 7 | 5.6234e-12 | 5spot_SharedNeighbor | Water | Porous | Wet | R600a | MinimizeLCOE_Brownfield | IgnoreSilica | 38.3775 | 30.671 | 3.2844 | 4 | 4903.5088 | 7300.5015 | 99.9647 | 148.8306 | 223.4499 | 0 | 85.8089 | 5333243.1071 | 475276.0864 | 5150103.0211 | 2456186.7619 | 0 | 355990.3678 | 0 | 5370611.7443 | 13973230.0947 | 9537016.6608 | 42651657.844 | 961560.8286 | 20807313.0041 | 20807313.0041 | 1478867.319 | 9204646.2715 | 0 | 64420531.6768 | 95911358.2714 | 5623.4133 | 13.1376 | 4903.5088 | 7300.5015 | 99.9647 | 148.8306
1 | 5500 | 707 | 0.04 | 15 | 15 | 7 | 7.4989e-12 | 5spot_SharedNeighbor | Water | Porous | Wet | R600a | MinimizeLCOE_Brownfield | IgnoreSilica | 50.3453 | 40.456 | 4.3361 | 4 | 4315.3172 | 6130.9442 | 87.9736 | 124.9876 | 224.133 | 0 | 115.4618 | 6493245.4506 | 576931.8975 | 6427173.3987 | 3218173.0566 | 0 | 421398.6519 | 0 | 6683399.7576 | 17388835.2155 | 11868237.3394 | 53077394.7678 | 961560.8286 | 20807313.0041 | 20807313.0041 | 1478867.319 | 9204646.2715 | 0 | 74846268.6006 | 106337095.1952 | 7498.9421 | 17.3443 | 4315.3172 | 6130.9442 | 87.9736 | 124.9876
1 | 5500 | 707 | 0.04 | 15 | 15 | 7 | 1e-11 | 5spot_SharedNeighbor | Water | Porous | Wet | R600a | MinimizeLCOE_Brownfield | IgnoreSilica | 65.6442 | 52.9014 | 5.673 | 4 | 3854.3466 | 5242.0959 | 78.5761 | 106.8672 | 224.4931 | 0 | 127.9552 | 7858742.5418 | 696086.6816 | 7965392.6049 | 4191190.4757 | 0 | 498996.7526 | 0 | 8272059.5321 | 21522202.0698 | 14689345.1496 | 65694015.8081 | 961560.8286 | 20807313.0041 | 20807313.0041 | 1478867.319 | 9204646.2715 | 0 | 87462889.6408 | 118953716.2355 | 10000 | 22.692 | 3854.3466 | 5242.0959 | 78.5761 | 106.8672
1 | 5500 | 707 | 0.04 | 15 | 15 | 7 | 1.3335e-11 | 5spot_SharedNeighbor | Water | Porous | Wet | R600a | MinimizeLCOE_Brownfield | IgnoreSilica | 84.6768 | 68.1407 | 7.3062 | 4 | 3498.8516 | 4576.3959 | 71.3288 | 93.296 | 224.3114 | 0 | 127.1352 | 9411894.0911 | 831038.2225 | 9753462.4143 | 5397820.6052 | 0 | 591304.7681 | 0 | 10134352.8395 | 26367507.2468 | 17996365.494 | 80483745.6816 | 961560.8286 | 20807313.0041 | 20807313.0041 | 1478867.319 | 9204646.2715 | 0 | 102252619.5143 | 133743446.109 | 13335.2143 | 29.2246 | 3498.8516 | 4576.3959 | 71.3288 | 93.296
1 | 5500 | 707 | 0.04 | 15 | 15 | 7 | 1.7783e-11 | 5spot_SharedNeighbor | Water | Porous | Wet | R600a | MinimizeLCOE_Brownfield | IgnoreSilica | 107.3226 | 85.6858 | 9.1769 | 4 | 3233.8259 | 4091.7116 | 65.9259 | 83.4151 | 223.3251 | 0 | 136.8834 | 11082541.6703 | 975602.1182 | 11715499.1856 | 6824106.4286 | 0 | 699896.9583 | 0 | 12206082.0808 | 31757721.7625 | 21675297.6589 | 96936747.8632 | 961560.8286 | 20807313.0041 | 20807313.0041 | 1478867.319 | 9204646.2715 | 0 | 118705621.696 | 150196448.2906 | 17782.7941 | 36.7075 | 3233.8259 | 4091.7116 | 65.9259 | 83.4151
1 | 5500 | 707 | 0.04 | 15 | 15 | 7 | 2.3714e-11 | 5spot_SharedNeighbor | Water | Porous | Wet | R600a | MinimizeLCOE_Brownfield | IgnoreSilica | 132.7937 | 104.3924 | 11.1538 | 4 | 3045.2623 | 3751.0954 | 62.0818 | 76.4712 | 221.4009 | 0 | 152.6503 | 12760169.3194 | 1120223.2735 | 13720458.8108 | 8412015.2397 | 0 | 824887.9188 | 0 | 14366724.2793 | 37379269.5543 | 25512119.538 | 114095867.9337 | 961560.8286 | 20807313.0041 | 20807313.0041 | 1478867.319 | 9204646.2715 | 0 | 135864741.7664 | 167355568.3611 | 23713.7371 | 44.6151 | 3045.2623 | 3751.0954 | 62.0818 | 76.4712
1 | 5500 | 707 | 0.04 | 15 | 15 | 7 | 3.1623e-11 | 5spot_SharedNeighbor | Water | Porous | Wet | R600a | MinimizeLCOE_Brownfield | IgnoreSilica | 159.6662 | 123.0608 | 13.1083 | 4 | 2913.1367 | 3513.7245 | 59.3882 | 71.632 | 218.9706 | 0 | 158.5439 | 14351540.5002 | 1256956.9359 | 15650548.3024 | 10070767.5148 | 0 | 958175.0971 | 0 | 16492315.4567 | 42909621.7792 | 29286698.5689 | 130976624.1552 | 961560.8286 | 20807313.0041 | 20807313.0041 | 1478867.319 | 9204646.2715 | 0 | 152745497.988 | 184236324.5826 | 31622.7766 | 52.4333 | 2913.1367 | 3513.7245 | 59.3882 | 71.632
1 | 5500 | 707 | 0.04 | 15 | 15 | 7 | 4.217e-11 | 5spot_SharedNeighbor | Water | Porous | Wet | R600a | MinimizeLCOE_Brownfield | IgnoreSilica | 185.1519 | 139.6357 | 14.8345 | 4 | 2825.3424 | 3356.0441 | 57.5984 | 68.4175 | 216.3354 | 0 | 131.7457 | 15708113.1342 | 1373200.6236 | 17315331.3473 | 11625984.3686 | 0 | 1077663.8656 | 0 | 18369114.4023 | 47792667.6514 | 32619477.7132 | 145881553.1064 | 961560.8286 | 20807313.0041 | 20807313.0041 | 1478867.319 | 9204646.2715 | 0 | 167650426.9391 | 199141253.5337 | 42169.6503 | 59.3381 | 2825.3424 | 3356.0441 | 57.5984 | 68.4175
1 | 5500 | 707 | 0.04 | 15 | 15 | 7 | 5.6234e-11 | 5spot_SharedNeighbor | Water | Porous | Wet | R600a | MinimizeLCOE_Brownfield | IgnoreSilica | 193.9324 | 145.0395 | 15.5645 | 4 | 2763.7749 | 3269.5858 | 56.3433 | 66.6549 | 215.3311 | 0 | 195.7757 | 16140423.4414 | 1410187.7316 | 17849363.6721 | 12157221.403 | 0 | 969181.6374 | 0 | 18925287.3753 | 49239715.6404 | 33607117.6996 | 150298498.6008 | 961560.8286 | 20807313.0041 | 20807313.0041 | 1478867.319 | 9204646.2715 | 0 | 172067372.4335 | 203558199.0282 | 56234.1325 | 62.2581 | 2763.7749 | 3269.5858 | 56.3433 | 66.6549
1 | 5500 | 707 | 0.04 | 15 | 15 | 7 | 7.4989e-11 | 5spot_SharedNeighbor | Water | Porous | Wet | R600a | MinimizeLCOE_Brownfield | IgnoreSilica | 200.9964 | 149.2711 | 16.1499 | 4 | 2716.4736 | 3203.951 | 55.379 | 65.3169 | 214.4936 | 0 | 242.937 | 16475801.3693 | 1438863.2675 | 18264772.7778 | 12582508.2951 | 0 | 867225.8673 | 0 | 19355376.9151 | 50358720.3993 | 34370861.4408 | 153714130.3323 | 961560.8286 | 20807313.0041 | 20807313.0041 | 1478867.319 | 9204646.2715 | 0 | 175483004.165 | 206973830.7597 | 74989.4209 | 64.5996 | 2716.4736 | 3203.951 | 55.379 | 65.3169
1 | 5500 | 707 | 0.04 | 15 | 15 | 7 | 1e-10 | 5spot_SharedNeighbor | Water | Porous | Wet | R600a | MinimizeLCOE_Brownfield | IgnoreSilica | 206.4823 | 152.4846 | 16.6064 | 4 | 2680.2348 | 3154.3115 | 54.6402 | 64.3049 | 213.8252 | 0 | 242.1356 | 16728707.8503 | 1460476.9021 | 18578663.3287 | 12911619.364 | 0 | 774039.613 | 0 | 19676867.7526 | 51195173.6117 | 34941757.9456 | 156267306.3679 | 961560.8286 | 20807313.0041 | 20807313.0041 | 1478867.319 | 9204646.2715 | 0 | 178036180.2006 | 209527006.7953 | 100000 | 66.4256 | 2680.2348 | 3154.3115 | 54.6402 | 64.3049
1 | 5500 | 707 | 0.04 | 15 | 15 | 7 | 1.3335e-10 | 5spot_SharedNeighbor | Water | Porous | Wet | R600a | MinimizeLCOE_Brownfield | IgnoreSilica | 210.6614 | 154.8893 | 16.9567 | 4 | 2652.5458 | 3116.829 | 54.0757 | 63.5408 | 213.3053 | 0 | 327.1109 | 16916978.7626 | 1476560.9796 | 18812680.8121 | 13161779.3192 | 0 | 691659.2998 | 0 | 19913267.0776 | 51810236.1631 | 35361550.7752 | 158144713.1893 | 961560.8286 | 20807313.0041 | 20807313.0041 | 1478867.319 | 9204646.2715 | 0 | 179913587.022 | 211404413.6166 | 133352.1432 | 67.8268 | 2652.5458 | 3116.829 | 54.0757 | 63.5408
1 | 5500 | 707 | 0.04 | 15 | 15 | 7 | 1.7783e-10 | 5spot_SharedNeighbor | Water | Porous | Wet | R600a | MinimizeLCOE_Brownfield | IgnoreSilica | 213.8692 | 156.7094 | 17.2259 | 4 | 2631.4337 | 3088.4616 | 53.6453 | 62.9625 | 212.9002 | 0 | 365.0245 | 17058944.6453 | 1488685.988 | 18989336.3919 | 13353478.9633 | 0 | 621691.8134 | 0 | 20089733.7427 | 52269366.2275 | 35674916.4783 | 159546154.2504 | 961560.8286 | 20807313.0041 | 20807313.0041 | 1478867.319 | 9204646.2715 | 0 | 181315028.0831 | 212805854.6778 | 177827.941 | 68.9035 | 2631.4337 | 3088.4616 | 53.6453 | 62.9625
1 | 5500 | 707 | 0.04 | 15 | 15 | 7 | 2.3714e-10 | 5spot_SharedNeighbor | Water | Porous | Wet | R600a | MinimizeLCOE_Brownfield | IgnoreSilica | 216.1861 | 158.0089 | 17.4246 | 4 | 2615.3637 | 3067.1787 | 53.3177 | 62.5286 | 212.6039 | 0 | 384.3228 | 17160015.5607 | 1497316.5744 | 19115205.2957 | 13491564.4107 | 0 | 561817.8152 | 0 | 20212108.6661 | 52587760.6757 | 35892227.2316 | 160518016.2302 | 961560.8286 | 20807313.0041 | 20807313.0041 | 1478867.319 | 9204646.2715 | 0 | 182286890.0629 | 213777716.6576 | 237137.3706 | 69.6985 | 2615.3637 | 3067.1787 | 53.3177 | 62.5286
1 | 5500 | 707 | 0.04 | 15 | 15 | 7 | 3.1623e-10 | 5spot_SharedNeighbor | Water | Porous | Wet | R600a | MinimizeLCOE_Brownfield | IgnoreSilica | 217.877 | 158.9496 | 17.5721 | 4 | 2603.1558 | 3051.1777 | 53.0689 | 62.2024 | 212.3857 | 0 | 404.093 | 17233031.733 | 1503550.6683 | 19206188.1591 | 13592271.2816 | 0 | 512114.8451 | 0 | 20298391.1079 | 52812249.8903 | 36045445.7333 | 161203243.4186 | 961560.8286 | 20807313.0041 | 20807313.0041 | 1478867.319 | 9204646.2715 | 0 | 182972117.2513 | 214462943.8459 | 316227.766 | 70.2886 | 2603.1558 | 3051.1777 | 53.0689 | 62.2024
1 | 5500 | 707 | 0.04 | 15 | 15 | 7 | 4.217e-10 | 5spot_SharedNeighbor | Water | Porous | Wet | R600a | MinimizeLCOE_Brownfield | IgnoreSilica | 219.1091 | 159.6309 | 17.6814 | 4 | 2593.8966 | 3039.1494 | 52.8801 | 61.9572 | 212.2256 | 0 | 473.0217 | 17285842.5234 | 1508059.1867 | 19272020.8849 | 13665624.4983 | 0 | 471583.3252 | 0 | 20359220.8632 | 52970516.4355 | 36153465.9025 | 161686333.6196 | 961560.8286 | 20807313.0041 | 20807313.0041 | 1478867.319 | 9204646.2715 | 0 | 183455207.4523 | 214946034.047 | 421696.5034 | 70.7257 | 2593.8966 | 3039.1494 | 52.8801 | 61.9572
1 | 5500 | 707 | 0.04 | 15 | 15 | 7 | 5.6234e-10 | 5spot_SharedNeighbor | Water | Porous | Wet | R600a | MinimizeLCOE_Brownfield | IgnoreSilica | 219.9593 | 160.0986 | 17.7598 | 4 | 2586.8847 | 3030.1717 | 52.7371 | 61.7741 | 212.1145 | 0 | 447.3004 | 17322060.5221 | 1511150.9427 | 19317182.5133 | 13716214.9082 | 0 | 438365.0287 | 0 | 20398939.8269 | 53073857.0316 | 36223997.9828 | 162001768.7563 | 961560.8286 | 20807313.0041 | 20807313.0041 | 1478867.319 | 9204646.2715 | 0 | 183770642.589 | 215261469.1837 | 562341.3252 | 71.0394 | 2586.8847 | 3030.1717 | 52.7371 | 61.7741
1 | 5500 | 707 | 0.04 | 15 | 15 | 7 | 7.4989e-10 | 5spot_SharedNeighbor | Water | Porous | Wet | R600a | MinimizeLCOE_Brownfield | IgnoreSilica | 220.5512 | 160.4231 | 17.8164 | 4 | 2581.5821 | 3023.4611 | 52.629 | 61.6373 | 212.0366 | 0 | 459.2316 | 17347166.2121 | 1513293.9913 | 19348494.0136 | 13751428.7826 | 0 | 411644.6918 | 0 | 20425090.7996 | 53141896.4984 | 36270436.317 | 162209451.3064 | 961560.8286 | 20807313.0041 | 20807313.0041 | 1478867.319 | 9204646.2715 | 0 | 183978325.1391 | 215469151.7338 | 749894.2093 | 71.2657 | 2581.5821 | 3023.4611 | 52.629 | 61.6373
1 | 5500 | 707 | 0.04 | 15 | 15 | 7 | 1e-09 | 5spot_SharedNeighbor | Water | Porous | Wet | R600a | MinimizeLCOE_Brownfield | IgnoreSilica | 221.1238 | 160.7373 | 17.8667 | 4 | 2577.371 | 3018.0073 | 52.5432 | 61.5262 | 211.9621 | 0 | 460.7263 | 17371466.1948 | 1515368.1836 | 19378805.5052 | 13785468.4045 | 0 | 391265.2579 | 0 | 20452525.6829 | 53213276.4371 | 36319154.5918 | 162427330.2578 | 961560.8286 | 20807313.0041 | 20807313.0041 | 1478867.319 | 9204646.2715 | 0 | 184196204.0906 | 215687030.6852 | 1000000 | 71.4667 | 2577.371 | 3018.0073 | 52.5432 | 61.5262
1 | 5500 | 707 | 0.04 | 15 | 15 | 7 | 1.3335e-09 | 5spot_SharedNeighbor | Water | Porous | Wet | R600a | MinimizeLCOE_Brownfield | IgnoreSilica | 221.8398 | 161.1298 | 17.9182 | 4 | 2574.4113 | 3013.7807 | 52.4829 | 61.44 | 211.8691 | 0 | 458.9222 | 17401803.4575 | 1517957.5937 | 19416654.5229 | 13828007.7435 | 0 | 380942.0955 | 0 | 20492692.5111 | 53317782.2847 | 36390481.9802 | 162746322.1893 | 961560.8286 | 20807313.0041 | 20807313.0041 | 1478867.319 | 9204646.2715 | 0 | 184515196.022 | 216006022.6166 | 1333521.4322 | 71.6728 | 2574.4113 | 3013.7807 | 52.4829 | 61.44
1 | 5500 | 707 | 0.04 | 15 | 15 | 7 | 1.7783e-09 | 5spot_SharedNeighbor | Water | Porous | Wet | R600a | MinimizeLCOE_Brownfield | IgnoreSilica | 222.0593 | 161.2489 | 17.9404 | 4 | 2572.1844 | 3011.0109 | 52.4375 | 61.3835 | 211.8398 | 0 | 428.7116 | 17411002.9232 | 1518742.7817 | 19428133.32 | 13841029.2626 | 0 | 368557.2433 | 0 | 20501311.557 | 53340207.2742 | 36405787.4963 | 162814771.8583 | 961560.8286 | 20807313.0041 | 20807313.0041 | 1478867.319 | 9204646.2715 | 0 | 184583645.6911 | 216074472.2857 | 1778279.41 | 71.7614 | 2572.1844 | 3011.0109 | 52.4375 | 61.3835
1 | 5500 | 707 | 0.04 | 15 | 15 | 7 | 2.3714e-09 | 5spot_SharedNeighbor | Water | Porous | Wet | R600a | MinimizeLCOE_Brownfield | IgnoreSilica | 222.1908 | 161.3199 | 17.9553 | 4 | 2570.5083 | 3008.9704 | 52.4033 | 61.3419 | 211.822 | 0 | 431.9849 | 17416490.2368 | 1519211.1266 | 19434980.5384 | 13848826.7782 | 0 | 358641.2255 | 0 | 20505478.4631 | 53351048.7091 | 36413186.9984 | 162847864.0761 | 961560.8286 | 20807313.0041 | 20807313.0041 | 1478867.319 | 9204646.2715 | 0 | 184616737.9088 | 216107564.5035 | 2371373.7057 | 71.8211 | 2570.5083 | 3008.9704 | 52.4033 | 61.3419
1 | 5500 | 707 | 0.04 | 15 | 15 | 7 | 3.1623e-09 | 5spot_SharedNeighbor | Water | Porous | Wet | R600a | MinimizeLCOE_Brownfield | IgnoreSilica | 222.3003 | 161.3791 | 17.967 | 4 | 2569.2479 | 3007.423 | 52.3776 | 61.3104 | 211.8073 | 0 | 455.327 | 17421062.654 | 1519601.3816 | 19440686.3097 | 13855318.2689 | 0 | 351257.2694 | 0 | 20509291.0945 | 53360968.3939 | 36419957.3871 | 162878142.759 | 961560.8286 | 20807313.0041 | 20807313.0041 | 1478867.319 | 9204646.2715 | 0 | 184647016.5917 | 216137843.1864 | 3162277.6602 | 71.8681 | 2569.2479 | 3007.423 | 52.3776 | 61.3104
1 | 5500 | 707 | 0.04 | 15 | 15 | 7 | 4.217e-09 | 5spot_SharedNeighbor | Water | Porous | Wet | R600a | MinimizeLCOE_Brownfield | IgnoreSilica | 221.4868 | 160.9312 | 17.9302 | 4 | 2568.0956 | 3007.1712 | 52.3541 | 61.3053 | 211.9111 | 0 | 417.4844 | 17386455.0174 | 1516647.5566 | 19397504.7541 | 13806953.7025 | 0 | 331418.8282 | 0 | 20451202.1449 | 53209832.8626 | 36316804.2815 | 162416819.1476 | 961560.8286 | 20807313.0041 | 20807313.0041 | 1478867.319 | 9204646.2715 | 0 | 184185692.9803 | 215676519.575 | 4216965.0343 | 71.7207 | 2568.0956 | 3007.1712 | 52.3541 | 61.3053
1 | 5500 | 707 | 0.04 | 15 | 15 | 7 | 5.6234e-09 | 5spot_SharedNeighbor | Water | Porous | Wet | R600a | MinimizeLCOE_Brownfield | IgnoreSilica | 222.569 | 161.5257 | 17.9895 | 4 | 2567.4865 | 3005.1146 | 52.3417 | 61.2633 | 211.7722 | 0 | 425.4633 | 17432380.4191 | 1520567.3388 | 19454810.1071 | 13871276.4725 | 0 | 342486.5985 | 0 | 20522393.1651 | 53395057.2938 | 36443223.7618 | 162982195.1567 | 961560.8286 | 20807313.0041 | 20807313.0041 | 1478867.319 | 9204646.2715 | 0 | 184751068.9895 | 216241895.5841 | 5623413.2519 | 71.958 | 2567.4865 | 3005.1146 | 52.3417 | 61.2633
1 | 5500 | 707 | 0.04 | 15 | 15 | 7 | 7.4989e-09 | 5spot_SharedNeighbor | Water | Porous | Wet | R600a | MinimizeLCOE_Brownfield | IgnoreSilica | 222.4466 | 161.4579 | 17.9852 | 4 | 2567.0545 | 3004.7879 | 52.3329 | 61.2567 | 211.7874 | 0 | 440.0339 | 17427141.5494 | 1520120.2099 | 19448272.2274 | 13863989.9093 | 0 | 337621.842 | 0 | 20512886.8378 | 53370323.7804 | 36426342.6306 | 162906698.9868 | 961560.8286 | 20807313.0041 | 20807313.0041 | 1478867.319 | 9204646.2715 | 0 | 184675572.8196 | 216166399.4142 | 7498942.0933 | 71.9407 | 2567.0545 | 3004.7879 | 52.3329 | 61.2567
1 | 5500 | 707 | 0.04 | 15 | 15 | 7 | 1e-08 | 5spot_SharedNeighbor | Water | Porous | Wet | R600a | MinimizeLCOE_Brownfield | IgnoreSilica | 222.4855 | 161.4789 | 17.9891 | 4 | 2566.6534 | 3004.2908 | 52.3247 | 61.2465 | 211.7822 | 0 | 446.5243 | 17428767.3789 | 1520258.9722 | 19450301.1677 | 13866297.1446 | 0 | 335277.4122 | 0 | 20514351.8094 | 53374135.336 | 36428944.0956 | 162918333.3164 | 961560.8286 | 20807313.0041 | 20807313.0041 | 1478867.319 | 9204646.2715 | 0 | 184687207.1492 | 216178033.7438 | 10000000 | 71.9564 | 2566.6534 | 3004.2908 | 52.3247 | 61.2465
1 | 5600 | 707 | 0.04 | 15 | 15 | 7 | 1e-13 | 5spot_SharedNeighbor | Water | Porous | Wet | R600a | MinimizeLCOE_Brownfield | IgnoreSilica | 1.0452 | 0.33534 | 0.026355 | 4 | 226366.8649 | 532099.9642 | 4614.7947 | 10847.5775 | 144.9431 | 0 | 44.1303 | 212776.2183 | 17561.3156 | 139976.9775 | 74716.6072 | 0 | 60730.7106 | 0 | 197247.1134 | 513196.528 | 350267.1755 | 1566472.6461 | 961560.8286 | 21335742.5118 | 21335742.5118 | 1478867.319 | 9416018.0746 | 0 | 23863775.9865 | 56094403.892 | 100 | 0.10542 | 226366.8649 | 532099.9642 | 4614.7947 | 10847.5775
1 | 5600 | 707 | 0.04 | 15 | 15 | 7 | 1.3335e-13 | 5spot_SharedNeighbor | Water | Porous | Wet | R600a | MinimizeLCOE_Brownfield | IgnoreSilica | 1.3445 | 0.5334 | 0.049904 | 4 | 122598.7919 | 284063.4035 | 2499.3422 | 5791.0167 | 159.4268 | 0 | 64.4953 | 308665.6099 | 27872.2081 | 201406.5229 | 97791.6603 | 0 | 66549.2099 | 0 | 273891.2324 | 712608.8038 | 486370.1512 | 2175155.3986 | 961560.8286 | 21335742.5118 | 21335742.5118 | 1478867.319 | 9416018.0746 | 0 | 24472458.739 | 56703086.6445 | 133.3521 | 0.19961 | 122598.7919 | 284063.4035 | 2499.3422 | 5791.0167
1 | 5600 | 707 | 0.04 | 15 | 15 | 7 | 1.7783e-13 | 5spot_SharedNeighbor | Water | Porous | Wet | R600a | MinimizeLCOE_Brownfield | IgnoreSilica | 1.7292 | 0.83245 | 0.081482 | 4 | 77379.9305 | 176269.152 | 1577.4945 | 3593.4851 | 172.2455 | 0 | 270.0514 | 420877.0231 | 38061.7074 | 287555.3193 | 123610.4136 | 0 | 73594.3136 | 0 | 368042.523 | 957571.149 | 653561.9853 | 2922874.4344 | 961560.8286 | 21335742.5118 | 21335742.5118 | 1478867.319 | 9416018.0746 | 0 | 25220177.7748 | 57450805.6803 | 177.8279 | 0.32593 | 77379.9305 | 176269.152 | 1577.4945 | 3593.4851
1 | 5600 | 707 | 0.04 | 15 | 15 | 7 | 2.3714e-13 | 5spot_SharedNeighbor | Water | Porous | Wet | R600a | MinimizeLCOE_Brownfield | IgnoreSilica | 2.2154 | 1.2181 | 0.12244 | 4 | 53276.6573 | 119088.1275 | 1086.1167 | 2427.7726 | 183.113 | 0 | 339.2487 | 549006.6092 | 49682.7065 | 389914.4972 | 155175.2947 | 0 | 81339.4105 | 0 | 477796.2221 | 1243127.7603 | 848460.2401 | 3794502.7406 | 961560.8286 | 21335742.5118 | 21335742.5118 | 1478867.319 | 9416018.0746 | 0 | 26091806.0811 | 58322433.9866 | 237.1374 | 0.48974 | 53276.6573 | 119088.1275 | 1086.1167 | 2427.7726
1 | 5600 | 707 | 0.04 | 15 | 15 | 7 | 3.1623e-13 | 5spot_SharedNeighbor | Water | Porous | Wet | R600a | MinimizeLCOE_Brownfield | IgnoreSilica | 2.8377 | 1.7199 | 0.17595 | 4 | 38550.4856 | 84344.471 | 785.9038 | 1719.4761 | 192.2639 | 0 | 445.2586 | 698872.7626 | 63253.9398 | 513848.2812 | 195035.4248 | 0 | 90120.9121 | 0 | 608841.215 | 1584079.9509 | 1081167.1161 | 4835219.6025 | 961560.8286 | 21335742.5118 | 21335742.5118 | 1478867.319 | 9416018.0746 | 0 | 27132522.9429 | 59363150.8484 | 316.2278 | 0.70382 | 38550.4856 | 84344.471 | 785.9038 | 1719.4761
1 | 5600 | 707 | 0.04 | 15 | 15 | 7 | 4.217e-13 | 5spot_SharedNeighbor | Water | Porous | Wet | R600a | MinimizeLCOE_Brownfield | IgnoreSilica | 3.6351 | 2.3714 | 0.24573 | 4 | 28876.4333 | 61667.6224 | 588.6852 | 1257.1779 | 199.843 | 0 | 574.8526 | 875311.159 | 79202.0235 | 664405.8056 | 245900.6975 | 0 | 99982.6263 | 0 | 766272.9016 | 1993684.9059 | 1360730.9144 | 6085491.0337 | 961560.8286 | 21335742.5118 | 21335742.5118 | 1478867.319 | 9416018.0746 | 0 | 28382794.3742 | 60613422.2797 | 421.6965 | 0.98291 | 28876.4333 | 61667.6224 | 588.6852 | 1257.1779
1 | 5600 | 707 | 0.04 | 15 | 15 | 7 | 5.6234e-13 | 5spot_SharedNeighbor | Water | Porous | Wet | R600a | MinimizeLCOE_Brownfield | IgnoreSilica | 4.6574 | 3.2152 | 0.33646 | 4 | 22210.1163 | 46158.7928 | 452.7833 | 941.0094 | 206.0353 | 0 | 83.9942 | 1083840.5294 | 98011.5892 | 847607.3952 | 311232.6188 | 0 | 111006.9999 | 0 | 956162.6617 | 2487739.1098 | 1697933.0604 | 7593533.9644 | 961560.8286 | 21335742.5118 | 21335742.5118 | 1478867.319 | 9416018.0746 | 0 | 29890837.3048 | 62121465.2103 | 562.3413 | 1.3458 | 22210.1163 | 46158.7928 | 452.7833 | 941.0094
1 | 5600 | 707 | 0.04 | 15 | 15 | 7 | 7.4989e-13 | 5spot_SharedNeighbor | Water | Porous | Wet | R600a | MinimizeLCOE_Brownfield | IgnoreSilica | 5.9996 | 4.3295 | 0.45638 | 4 | 17394.9988 | 35050.46 | 354.6206 | 714.551 | 211.1103 | 0 | 83.8479 | 1336077.1698 | 120710.8683 | 1075444.0339 | 396966.4282 | 0 | 124423.5619 | 0 | 1190912.6042 | 3098510.3064 | 2114796.9522 | 9457841.9249 | 961560.8286 | 21335742.5118 | 21335742.5118 | 1478867.319 | 9416018.0746 | 0 | 31755145.2654 | 63985773.1709 | 749.8942 | 1.8255 | 17394.9988 | 35050.46 | 354.6206 | 714.551
1 | 5600 | 707 | 0.04 | 15 | 15 | 7 | 1e-12 | 5spot_SharedNeighbor | Water | Porous | Wet | R600a | MinimizeLCOE_Brownfield | IgnoreSilica | 7.7636 | 5.7921 | 0.61376 | 4 | 13871.0171 | 26999.3509 | 282.7794 | 550.4183 | 215.0375 | 0 | 101.1834 | 1639943.3773 | 147986.4198 | 1357383.7943 | 509581.6242 | 0 | 140933.576 | 0 | 1480373.2287 | 3851627.4749 | 2628814.8946 | 11756644.3899 | 961560.8286 | 21335742.5118 | 21335742.5118 | 1478867.319 | 9416018.0746 | 0 | 34053947.7303 | 66284575.6358 | 1000 | 2.455 | 13871.0171 | 26999.3509 | 282.7794 | 550.4183
1 | 5600 | 707 | 0.04 | 15 | 15 | 7 | 1.3335e-12 | 5spot_SharedNeighbor | Water | Porous | Wet | R600a | MinimizeLCOE_Brownfield | IgnoreSilica | 10.0869 | 7.7499 | 0.82517 | 4 | 11190.9523 | 20955.7668 | 228.1427 | 427.2117 | 218.5866 | 0 | 110.1742 | 2013746.8906 | 181445.2417 | 1713454.6934 | 658391.8485 | 0 | 159911.5364 | 0 | 1843510.5821 | 4796436.3787 | 3273666.3854 | 14640563.5568 | 961560.8286 | 21335742.5118 | 21335742.5118 | 1478867.319 | 9416018.0746 | 0 | 36937866.8972 | 69168494.8027 | 1333.5214 | 3.3007 | 11190.9523 | 20955.7668 | 228.1427 | 427.2117
1 | 5600 | 707 | 0.04 | 15 | 15 | 7 | 1.7783e-12 | 5spot_SharedNeighbor | Water | Porous | Wet | R600a | MinimizeLCOE_Brownfield | IgnoreSilica | 13.1615 | 10.3309 | 1.1037 | 4 | 9178.9794 | 16479.8114 | 187.1259 | 335.9632 | 221.2129 | 0 | 115.0401 | 2466960.6361 | 221887.5919 | 2156472.7672 | 855182.2566 | 0 | 183642.1975 | 0 | 2294816.7252 | 5970642.3874 | 4075086.1139 | 18224690.6758 | 961560.8286 | 21335742.5118 | 21335742.5118 | 1478867.319 | 9416018.0746 | 0 | 40521994.0163 | 72752621.9218 | 1778.2794 | 4.4147 | 9178.9794 | 16479.8114 | 187.1259 | 335.9632
1 | 5600 | 707 | 0.04 | 15 | 15 | 7 | 2.3714e-12 | 5spot_SharedNeighbor | Water | Porous | Wet | R600a | MinimizeLCOE_Brownfield | IgnoreSilica | 17.2495 | 13.767 | 1.4744 | 4 | 7633.8618 | 13098.8851 | 155.6266 | 267.0385 | 223.2811 | 0 | 112.0903 | 3022358.7034 | 271284.2615 | 2713349.8019 | 1116937.2283 | 0 | 212992.4975 | 0 | 2861399.7721 | 7444775.2532 | 5081212.0852 | 22724309.6031 | 961560.8286 | 21335742.5118 | 21335742.5118 | 1478867.319 | 9416018.0746 | 0 | 45021612.9435 | 77252240.849 | 2371.3737 | 5.8976 | 7633.8618 | 13098.8851 | 155.6266 | 267.0385
1 | 5600 | 707 | 0.04 | 15 | 15 | 7 | 3.1623e-12 | 5spot_SharedNeighbor | Water | Porous | Wet | R600a | MinimizeLCOE_Brownfield | IgnoreSilica | 22.6279 | 18.2916 | 1.963 | 4 | 6446.0363 | 10550.848 | 131.4112 | 215.0933 | 224.8797 | 0 | 117.1967 | 3696041.5057 | 330988.6362 | 3405928.1548 | 1461406.4111 | 0 | 248063.4376 | 0 | 3565546.9768 | 9276821.8393 | 6331621.5249 | 28316418.4865 | 961560.8286 | 21335742.5118 | 21335742.5118 | 1478867.319 | 9416018.0746 | 0 | 50613721.827 | 82844349.7325 | 3162.2777 | 7.8519 | 6446.0363 | 10550.848 | 131.4112 | 215.0933
1 | 5600 | 707 | 0.04 | 15 | 15 | 7 | 4.217e-12 | 5spot_SharedNeighbor | Water | Porous | Wet | R600a | MinimizeLCOE_Brownfield | IgnoreSilica | 29.7394 | 24.2772 | 2.6093 | 4 | 5519.4013 | 8607.409 | 112.5205 | 175.4737 | 226.1157 | 0 | 102.0452 | 4517661.1228 | 403529.2896 | 4271614.2877 | 1916927.1987 | 0 | 290896.6367 | 0 | 4446245.1288 | 11568217.775 | 7895546.3345 | 35310637.7738 | 961560.8286 | 21335742.5118 | 21335742.5118 | 1478867.319 | 9416018.0746 | 0 | 57607941.1143 | 89838569.0197 | 4216.965 | 10.4374 | 5519.4013 | 8607.409 | 112.5205 | 175.4737
1 | 5600 | 707 | 0.04 | 15 | 15 | 7 | 5.6234e-12 | 5spot_SharedNeighbor | Water | Porous | Wet | R600a | MinimizeLCOE_Brownfield | IgnoreSilica | 39.0937 | 32.1523 | 3.4598 | 4 | 4792.1678 | 7121.1151 | 97.6948 | 145.1736 | 227.0608 | 0 | 106.1963 | 5514965.8679 | 491230.0515 | 5348146.6111 | 2516097.7841 | 0 | 342854.1165 | 0 | 5543184.8282 | 14422229.8593 | 9843468.2262 | 44022177.3448 | 961560.8286 | 21335742.5118 | 21335742.5118 | 1478867.319 | 9416018.0746 | 0 | 66319480.6853 | 98550108.5908 | 5623.4133 | 13.8391 | 4792.1678 | 7121.1151 | 97.6948 | 145.1736
1 | 5600 | 707 | 0.04 | 15 | 15 | 7 | 7.4989e-12 | 5spot_SharedNeighbor | Water | Porous | Wet | R600a | MinimizeLCOE_Brownfield | IgnoreSilica | 51.2468 | 42.3753 | 4.5639 | 4 | 4220.3184 | 5985.8274 | 86.0369 | 122.0292 | 227.7453 | 0 | 128.6041 | 6710877.7763 | 595957.6577 | 6669969.5249 | 3294508.882 | 0 | 404870.3921 | 0 | 6893711.8509 | 17936024.1413 | 12241705.0249 | 54747625.2501 | 961560.8286 | 21335742.5118 | 21335742.5118 | 1478867.319 | 9416018.0746 | 0 | 77044928.5905 | 109275556.496 | 7498.9421 | 18.2557 | 4220.3184 | 5985.8274 | 86.0369 | 122.0292
1 | 5600 | 707 | 0.04 | 15 | 15 | 7 | 1e-11 | 5spot_SharedNeighbor | Water | Porous | Wet | R600a | MinimizeLCOE_Brownfield | IgnoreSilica | 66.7768 | 55.3663 | 5.9661 | 4 | 3772.0014 | 5122.5765 | 76.8974 | 104.4307 | 228.0891 | 0 | 116.2243 | 8117787.3402 | 718635.2562 | 8260955.2024 | 4288046.9584 | 0 | 478830.7776 | 0 | 8527059.6586 | 22185660.0912 | 15142168.8819 | 67719144.1665 | 961560.8286 | 21335742.5118 | 21335742.5118 | 1478867.319 | 9416018.0746 | 0 | 90016447.5069 | 122247075.4124 | 10000 | 23.8644 | 3772.0014 | 5122.5765 | 76.8974 | 104.4307
1 | 5600 | 707 | 0.04 | 15 | 15 | 7 | 1.3335e-11 | 5spot_SharedNeighbor | Water | Porous | Wet | R600a | MinimizeLCOE_Brownfield | IgnoreSilica | 86.0191 | 71.1926 | 7.6703 | 4 | 3427.1993 | 4477.7067 | 69.8681 | 91.2841 | 227.8606 | 0 | 122.5776 | 9710515.6807 | 856921.4794 | 10101403.1889 | 5514654.0667 | 0 | 566860.1012 | 0 | 10432638.2616 | 27143584.7282 | 18526054.3219 | 82852631.8286 | 961560.8286 | 21335742.5118 | 21335742.5118 | 1478867.319 | 9416018.0746 | 0 | 105149935.169 | 137380563.0745 | 13335.2143 | 30.681 | 3427.1993 | 4477.7067 | 69.8681 | 91.2841
1 | 5600 | 707 | 0.04 | 15 | 15 | 7 | 1.7783e-11 | 5spot_SharedNeighbor | Water | Porous | Wet | R600a | MinimizeLCOE_Brownfield | IgnoreSilica | 108.8768 | 89.3563 | 9.6155 | 4 | 3170.5117 | 4008.4997 | 64.6352 | 81.7187 | 226.7935 | 0 | 124.8941 | 11419270.9756 | 1004671.9306 | 12115294.6288 | 6961385.5935 | 0 | 671968.2049 | 0 | 12547310.62 | 32645528.426 | 22281243.9493 | 99646674.3287 | 961560.8286 | 21335742.5118 | 21335742.5118 | 1478867.319 | 9416018.0746 | 0 | 121943977.6691 | 154174605.5746 | 17782.7941 | 38.4619 | 3170.5117 | 4008.4997 | 64.6352 | 81.7187
1 | 5600 | 707 | 0.04 | 15 | 15 | 7 | 2.3714e-11 | 5spot_SharedNeighbor | Water | Porous | Wet | R600a | MinimizeLCOE_Brownfield | IgnoreSilica | 134.4332 | 108.5745 | 11.6554 | 4 | 2988.7028 | 3680.0289 | 60.9287 | 75.0224 | 224.7679 | 0 | 136.5705 | 13123195.2328 | 1151452.1871 | 14158454.6704 | 8561740.037 | 0 | 793594.9552 | 0 | 14737490.4622 | 38343927.1076 | 26170518.1399 | 117040372.7922 | 961560.8286 | 21335742.5118 | 21335742.5118 | 1478867.319 | 9416018.0746 | 0 | 139337676.1327 | 171568304.0381 | 23713.7371 | 46.6215 | 2988.7028 | 3680.0289 | 60.9287 | 75.0224
1 | 5600 | 707 | 0.04 | 15 | 15 | 7 | 3.1623e-11 | 5spot_SharedNeighbor | Water | Porous | Wet | R600a | MinimizeLCOE_Brownfield | IgnoreSilica | 161.3005 | 127.6903 | 13.6659 | 4 | 2861.0423 | 3450.6616 | 58.3262 | 70.3464 | 222.266 | 0 | 154.419 | 14735344.2254 | 1289873.1383 | 16119811.4295 | 10226718.5313 | 0 | 923748.464 | 0 | 16885243.3575 | 43931939.5765 | 29984451.4721 | 134097130.1945 | 961560.8286 | 21335742.5118 | 21335742.5118 | 1478867.319 | 9416018.0746 | 0 | 156394433.535 | 188625061.4405 | 31622.7766 | 54.6634 | 2861.0423 | 3450.6616 | 58.3262 | 70.3464
1 | 5600 | 707 | 0.04 | 15 | 15 | 7 | 4.217e-11 | 5spot_SharedNeighbor | Water | Porous | Wet | R600a | MinimizeLCOE_Brownfield | IgnoreSilica | 187.581 | 145.1431 | 15.4796 | 4 | 2776.6482 | 3297.183 | 56.6057 | 67.2175 | 219.4499 | 0 | 143.3677 | 16148663.8496 | 1410892.4948 | 17859558.8898 | 11836065.9734 | 0 | 1054716.7702 | 0 | 18840860.2114 | 49020053.4782 | 33457193.7602 | 149628005.4277 | 961560.8286 | 21335742.5118 | 21335742.5118 | 1478867.319 | 9416018.0746 | 0 | 171925308.7682 | 204155936.6737 | 42169.6503 | 61.9183 | 2776.6482 | 3297.183 | 56.6057 | 67.2175
1 | 5600 | 707 | 0.04 | 15 | 15 | 7 | 5.6234e-11 | 5spot_SharedNeighbor | Water | Porous | Wet | R600a | MinimizeLCOE_Brownfield | IgnoreSilica | 197.2117 | 151.1741 | 16.263 | 4 | 2719.0393 | 3214.4998 | 55.4313 | 65.5319 | 218.3073 | 0 | 189.9068 | 16625752.0598 | 1451679.2716 | 18450816.4268 | 12420307.0207 | 0 | 960594.085 | 0 | 19464568.0569 | 50642813.3522 | 34564760.7186 | 154581290.9917 | 961560.8286 | 21335742.5118 | 21335742.5118 | 1478867.319 | 9416018.0746 | 0 | 176878594.3322 | 209109222.2377 | 56234.1325 | 65.0519 | 2719.0393 | 3214.4998 | 55.4313 | 65.5319
1 | 5600 | 707 | 0.04 | 15 | 15 | 7 | 7.4989e-11 | 5spot_SharedNeighbor | Water | Porous | Wet | R600a | MinimizeLCOE_Brownfield | IgnoreSilica | 204.2024 | 155.424 | 16.849 | 4 | 2674.8272 | 3153.0539 | 54.53 | 64.2793 | 217.4444 | 0 | 225.2792 | 16958734.132 | 1480127.5033 | 18864621.9232 | 12842114.8119 | 0 | 859482.9795 | 0 | 19891981.7265 | 51754856.0458 | 35323752.7072 | 157975671.8294 | 961560.8286 | 21335742.5118 | 21335742.5118 | 1478867.319 | 9416018.0746 | 0 | 180272975.1699 | 212503603.0754 | 74989.4209 | 67.3961 | 2674.8272 | 3153.0539 | 54.53 | 64.2793
1 | 5600 | 707 | 0.04 | 15 | 15 | 7 | 1e-10 | 5spot_SharedNeighbor | Water | Porous | Wet | R600a | MinimizeLCOE_Brownfield | IgnoreSilica | 209.6151 | 158.6406 | 17.3045 | 4 | 2640.9702 | 3106.6102 | 53.8397 | 63.3325 | 216.7583 | 0 | 230.8353 | 17209060.0899 | 1501504.0575 | 19176313.1481 | 13167572.6235 | 0 | 767298.5708 | 0 | 20210481.911 | 52583528.1926 | 35889338.4749 | 160505097.0684 | 961560.8286 | 21335742.5118 | 21335742.5118 | 1478867.319 | 9416018.0746 | 0 | 182802400.4089 | 215033028.3143 | 100000 | 69.2179 | 2640.9702 | 3106.6102 | 53.8397 | 63.3325
1 | 5600 | 707 | 0.04 | 15 | 15 | 7 | 1.3335e-10 | 5spot_SharedNeighbor | Water | Porous | Wet | R600a | MinimizeLCOE_Brownfield | IgnoreSilica | 213.7554 | 161.0569 | 17.6544 | 4 | 2615.1092 | 3071.52 | 53.3125 | 62.6171 | 216.2228 | 0 | 336.0733 | 17396172.2941 | 1517476.9601 | 19409628.4755 | 13415997.5577 | 0 | 686337.8644 | 0 | 20445989.1292 | 53196269.6651 | 36307547.1204 | 162375419.0664 | 961560.8286 | 21335742.5118 | 21335742.5118 | 1478867.319 | 9416018.0746 | 0 | 184672722.4069 | 216903350.3123 | 133352.1432 | 70.6176 | 2615.1092 | 3071.52 | 53.3125 | 62.6171
1 | 5600 | 707 | 0.04 | 15 | 15 | 7 | 1.7783e-10 | 5spot_SharedNeighbor | Water | Porous | Wet | R600a | MinimizeLCOE_Brownfield | IgnoreSilica | 216.9218 | 162.8786 | 17.9224 | 4 | 2595.3943 | 3044.9801 | 52.9106 | 62.076 | 215.8072 | 0 | 392.2339 | 17536709.4622 | 1529470.8906 | 19585054.1521 | 13605592.5241 | 0 | 617593.727 | 0 | 20621024.0949 | 53651674.7412 | 36618370.4425 | 163765490.0347 | 961560.8286 | 21335742.5118 | 21335742.5118 | 1478867.319 | 9416018.0746 | 0 | 186062793.3752 | 218293421.2806 | 177827.941 | 71.6896 | 2595.3943 | 3044.9801 | 52.9106 | 62.076
1 | 5600 | 707 | 0.04 | 15 | 15 | 7 | 2.3714e-10 | 5spot_SharedNeighbor | Water | Porous | Wet | R600a | MinimizeLCOE_Brownfield | IgnoreSilica | 219.2265 | 164.1892 | 18.121 | 4 | 2580.3921 | 3025.0499 | 52.6048 | 61.6697 | 215.501 | 0 | 394.0161 | 17637556.537 | 1538075.9153 | 19711034.2211 | 13743316.3817 | 0 | 559120.0954 | 0 | 20743750.2287 | 53970982.9668 | 36836304.8677 | 164740141.2137 | 961560.8286 | 21335742.5118 | 21335742.5118 | 1478867.319 | 9416018.0746 | 0 | 187037444.5541 | 219268072.4596 | 237137.3706 | 72.4841 | 2580.3921 | 3025.0499 | 52.6048 | 61.6697
1 | 5600 | 707 | 0.04 | 15 | 15 | 7 | 3.1623e-10 | 5spot_SharedNeighbor | Water | Porous | Wet | R600a | MinimizeLCOE_Brownfield | IgnoreSilica | 220.9191 | 165.1439 | 18.2689 | 4 | 2568.9974 | 3010.0561 | 52.3725 | 61.3641 | 215.2741 | 0 | 470.1193 | 17710867.7781 | 1544330.5343 | 19802666.9093 | 13844398.0736 | 0 | 510782.5488 | 0 | 20831087.8792 | 54198217.618 | 36991397.1863 | 165433748.5277 | 961560.8286 | 21335742.5118 | 21335742.5118 | 1478867.319 | 9416018.0746 | 0 | 187731051.8682 | 219961679.7736 | 316227.766 | 73.0756 | 2568.9974 | 3010.0561 | 52.3725 | 61.3641
1 | 5600 | 707 | 0.04 | 15 | 15 | 7 | 4.217e-10 | 5spot_SharedNeighbor | Water | Porous | Wet | R600a | MinimizeLCOE_Brownfield | IgnoreSilica | 222.1371 | 165.8265 | 18.3775 | 4 | 2560.3568 | 2998.808 | 52.1963 | 61.1348 | 215.1097 | 0 | 459.0293 | 17763214.0397 | 1548796.0732 | 19868121.3119 | 13917099.9433 | 0 | 471190.2881 | 0 | 20891684.4459 | 54355877.4545 | 37099003.2643 | 165914986.8208 | 961560.8286 | 21335742.5118 | 21335742.5118 | 1478867.319 | 9416018.0746 | 0 | 188212290.1612 | 220442918.0667 | 421696.5034 | 73.5102 | 2560.3568 | 2998.808 | 52.1963 | 61.1348
1 | 5600 | 707 | 0.04 | 15 | 15 | 7 | 5.6234e-10 | 5spot_SharedNeighbor | Water | Porous | Wet | R600a | MinimizeLCOE_Brownfield | IgnoreSilica | 223.0922 | 166.3595 | 18.4615 | 4 | 2553.8141 | 2990.2722 | 52.063 | 60.9607 | 214.9804 | 0 | 460.2155 | 17804046.9927 | 1552279.1886 | 19919194.397 | 13974064.4921 | 0 | 440336.2133 | 0 | 20939069.3006 | 54479163.1265 | 37183148.2687 | 166291301.9796 | 961560.8286 | 21335742.5118 | 21335742.5118 | 1478867.319 | 9416018.0746 | 0 | 188588605.32 | 220819233.2255 | 562341.3252 | 73.8459 | 2553.8141 | 2990.2722 | 52.063 | 60.9607
1 | 5600 | 707 | 0.04 | 15 | 15 | 7 | 7.4989e-10 | 5spot_SharedNeighbor | Water | Porous | Wet | R600a | MinimizeLCOE_Brownfield | IgnoreSilica | 223.7159 | 166.7055 | 18.5196 | 4 | 2548.8651 | 2983.9529 | 51.9621 | 60.8319 | 214.8953 | 0 | 481.7093 | 17830530.9247 | 1554538.1931 | 19952327.0418 | 14011115.1151 | 0 | 414827.7164 | 0 | 20967702.2066 | 54553660.0743 | 37233993.9664 | 166518695.2384 | 961560.8286 | 21335742.5118 | 21335742.5118 | 1478867.319 | 9416018.0746 | 0 | 188815998.5789 | 221046626.4844 | 749894.2093 | 74.0785 | 2548.8651 | 2983.9529 | 51.9621 | 60.8319
1 | 5600 | 707 | 0.04 | 15 | 15 | 7 | 1e-09 | 5spot_SharedNeighbor | Water | Porous | Wet | R600a | MinimizeLCOE_Brownfield | IgnoreSilica | 224.6586 | 167.2303 | 18.5892 | 4 | 2544.959 | 2978.4172 | 51.8824 | 60.7191 | 214.7688 | 0 | 448.5203 | 17870676.3623 | 1557962.3106 | 20002561.4208 | 14067169.7412 | 0 | 400376.6559 | 0 | 21020511.1314 | 54691058.0642 | 37327770.9177 | 166938086.6042 | 961560.8286 | 21335742.5118 | 21335742.5118 | 1478867.319 | 9416018.0746 | 0 | 189235389.9446 | 221466017.8501 | 1000000 | 74.3569 | 2544.959 | 2978.4172 | 51.8824 | 60.7191
1 | 5600 | 707 | 0.04 | 15 | 15 | 7 | 1.3335e-09 | 5spot_SharedNeighbor | Water | Porous | Wet | R600a | MinimizeLCOE_Brownfield | IgnoreSilica | 224.9681 | 167.4005 | 18.6196 | 4 | 2542.2025 | 2974.9549 | 51.8262 | 60.6485 | 214.726 | 0 | 440.9343 | 17883691.2655 | 1559072.3431 | 20018849.8212 | 14085541.6932 | 0 | 384953.9373 | 0 | 21033522.5335 | 54724911.0635 | 37350876.2853 | 167041418.9427 | 961560.8286 | 21335742.5118 | 21335742.5118 | 1478867.319 | 9416018.0746 | 0 | 189338722.2832 | 221569350.1886 | 1333521.4322 | 74.4782 | 2542.2025 | 2974.9549 | 51.8262 | 60.6485
1 | 5600 | 707 | 0.04 | 15 | 15 | 7 | 1.7783e-09 | 5spot_SharedNeighbor | Water | Porous | Wet | R600a | MinimizeLCOE_Brownfield | IgnoreSilica | 225.1728 | 167.5128 | 18.6409 | 4 | 2540.1266 | 2972.3843 | 51.7839 | 60.5961 | 214.6976 | 0 | 430.744 | 17892269.184 | 1559803.9361 | 20029585.9788 | 14097686.3763 | 0 | 372754.2556 | 0 | 21041318.895 | 54745195.5969 | 37364720.8961 | 167103335.1188 | 961560.8286 | 21335742.5118 | 21335742.5118 | 1478867.319 | 9416018.0746 | 0 | 189400638.4593 | 221631266.3648 | 1778279.41 | 74.5635 | 2540.1266 | 2972.3843 | 51.7839 | 60.5961
1 | 5600 | 707 | 0.04 | 15 | 15 | 7 | 2.3714e-09 | 5spot_SharedNeighbor | Water | Porous | Wet | R600a | MinimizeLCOE_Brownfield | IgnoreSilica | 225.3313 | 167.5997 | 18.6571 | 4 | 2538.5645 | 2970.4454 | 51.7521 | 60.5565 | 214.6755 | 0 | 440.6709 | 17898911.1205 | 1560370.4066 | 20037899.4509 | 14107094.0789 | 0 | 363522.4254 | 0 | 21047441.0181 | 54761124.1053 | 37375592.4305 | 167151955.0363 | 961560.8286 | 21335742.5118 | 21335742.5118 | 1478867.319 | 9416018.0746 | 0 | 189449258.3767 | 221679886.2822 | 2371373.7057 | 74.6285 | 2538.5645 | 2970.4454 | 51.7521 | 60.5565
1 | 5600 | 707 | 0.04 | 15 | 15 | 7 | 3.1623e-09 | 5spot_SharedNeighbor | Water | Porous | Wet | R600a | MinimizeLCOE_Brownfield | IgnoreSilica | 225.0607 | 167.4484 | 18.6498 | 4 | 2537.2008 | 2969.2524 | 51.7243 | 60.5322 | 214.7111 | 0 | 422.7594 | 17887349.509 | 1559384.3484 | 20023428.4228 | 14090989.6648 | 0 | 349640.5928 | 0 | 21025209.0897 | 54703281.1881 | 37336113.4509 | 166975396.2664 | 961560.8286 | 21335742.5118 | 21335742.5118 | 1478867.319 | 9416018.0746 | 0 | 189272699.6069 | 221503327.5124 | 3162277.6602 | 74.599 | 2537.2008 | 2969.2524 | 51.7243 | 60.5322
1 | 5600 | 707 | 0.04 | 15 | 15 | 7 | 4.217e-09 | 5spot_SharedNeighbor | Water | Porous | Wet | R600a | MinimizeLCOE_Brownfield | IgnoreSilica | 225.5166 | 167.7009 | 18.6773 | 4 | 2536.5071 | 2967.9223 | 51.7101 | 60.5051 | 214.6496 | 0 | 432.384 | 17906648.3138 | 1561030.2809 | 20047584.2538 | 14118081.1094 | 0 | 350874.4994 | 0 | 21053845.1983 | 54777786.4686 | 37386964.8358 | 167202814.9599 | 961560.8286 | 21335742.5118 | 21335742.5118 | 1478867.319 | 9416018.0746 | 0 | 189500118.3004 | 221730746.2059 | 4216965.0343 | 74.7091 | 2536.5071 | 2967.9223 | 51.7101 | 60.5051
1 | 5600 | 707 | 0.04 | 15 | 15 | 7 | 5.6234e-09 | 5spot_SharedNeighbor | Water | Porous | Wet | R600a | MinimizeLCOE_Brownfield | IgnoreSilica | 225.5749 | 167.7328 | 18.6837 | 4 | 2535.8441 | 2967.1111 | 51.6966 | 60.4886 | 214.6415 | 0 | 424.7806 | 17909083.0193 | 1561237.9256 | 20050631.9217 | 14121541.6886 | 0 | 346738.7803 | 0 | 21055801.0008 | 54782875.0654 | 37390437.9077 | 167218347.3094 | 961560.8286 | 21335742.5118 | 21335742.5118 | 1478867.319 | 9416018.0746 | 0 | 189515650.6498 | 221746278.5553 | 5623413.2519 | 74.7347 | 2535.8441 | 2967.1111 | 51.6966 | 60.4886
1 | 5600 | 707 | 0.04 | 15 | 15 | 7 | 7.4989e-09 | 5spot_SharedNeighbor | Water | Porous | Wet | R600a | MinimizeLCOE_Brownfield | IgnoreSilica | 225.6138 | 167.754 | 18.6882 | 4 | 2535.3463 | 2966.5082 | 51.6865 | 60.4763 | 214.636 | 0 | 427.4246 | 17910701.981 | 1561375.9989 | 20052658.4996 | 14123847.9123 | 0 | 343550.4987 | 0 | 21056932.6073 | 54785819.2734 | 37392447.3901 | 167227334.1612 | 961560.8286 | 21335742.5118 | 21335742.5118 | 1478867.319 | 9416018.0746 | 0 | 189524637.5017 | 221755265.4071 | 7498942.0933 | 74.753 | 2535.3463 | 2966.5082 | 51.6865 | 60.4763
1 | 5600 | 707 | 0.04 | 15 | 15 | 7 | 1e-08 | 5spot_SharedNeighbor | Water | Porous | Wet | R600a | MinimizeLCOE_Brownfield | IgnoreSilica | 225.6332 | 167.7645 | 18.6911 | 4 | 2534.9726 | 2966.0675 | 51.6788 | 60.4673 | 214.6331 | 0 | 428.4282 | 17911502.9 | 1561444.3052 | 20053661.0786 | 14124999.2335 | 0 | 341011.1242 | 0 | 21057121.2702 | 54786310.1356 | 37392782.4136 | 167228832.4609 | 961560.8286 | 21335742.5118 | 21335742.5118 | 1478867.319 | 9416018.0746 | 0 | 189526135.8014 | 221756763.7069 | 10000000 | 74.7646 | 2534.9726 | 2966.0675 | 51.6788 | 60.4673
1 | 5700 | 707 | 0.04 | 15 | 15 | 7 | 1e-13 | 5spot_SharedNeighbor | Water | Porous | Wet | R600a | MinimizeLCOE_Brownfield | IgnoreSilica | 1.0692 | 0.35514 | 0.029185 | 4 | 209570.1993 | 492066.0414 | 4272.372 | 10031.4318 | 147.6069 | 0 | 52.3027 | 224326.5046 | 18918.9611 | 146270.2949 | 77142.3108 | 0 | 60803.7799 | 0 | 205710.122 | 535215.5404 | 365295.6039 | 1633683.1175 | 961560.8286 | 21870032.1104 | 21870032.1104 | 1478867.319 | 9629733.914 | 0 | 24465276.0566 | 57443909.4001 | 100 | 0.11674 | 209570.1993 | 492066.0414 | 4272.372 | 10031.4318
1 | 5700 | 707 | 0.04 | 15 | 15 | 7 | 1.3335e-13 | 5spot_SharedNeighbor | Water | Porous | Wet | R600a | MinimizeLCOE_Brownfield | IgnoreSilica | 1.3834 | 0.57873 | 0.054845 | 4 | 114511.4004 | 264838.6068 | 2334.4698 | 5399.0932 | 162.6221 | 0 | 71.1389 | 326695.1989 | 29510.0418 | 214988.1964 | 101015.8233 | 0 | 67092.3021 | 0 | 288327.6094 | 750169.2955 | 512005.9586 | 2289804.426 | 961560.8286 | 21870032.1104 | 21870032.1104 | 1478867.319 | 9629733.914 | 0 | 25121397.3651 | 58100030.7086 | 133.3521 | 0.21938 | 114511.4004 | 264838.6068 | 2334.4698 | 5399.0932
1 | 5700 | 707 | 0.04 | 15 | 15 | 7 | 1.7783e-13 | 5spot_SharedNeighbor | Water | Porous | Wet | R600a | MinimizeLCOE_Brownfield | IgnoreSilica | 1.7681 | 0.88534 | 0.087482 | 4 | 73931.9695 | 168175.8445 | 1507.2032 | 3428.4921 | 175.2745 | 0 | 278.0965 | 439354.3567 | 39738.5388 | 302078.5151 | 126739.5247 | 0 | 73385.0285 | 0 | 382705.4259 | 995721.0144 | 679600.0524 | 3039322.4565 | 961560.8286 | 21870032.1104 | 21870032.1104 | 1478867.319 | 9629733.914 | 0 | 25870915.3955 | 58849548.739 | 177.8279 | 0.34993 | 73931.9695 | 168175.8445 | 1507.2032 | 3428.4921
1 | 5700 | 707 | 0.04 | 15 | 15 | 7 | 2.3714e-13 | 5spot_SharedNeighbor | Water | Porous | Wet | R600a | MinimizeLCOE_Brownfield | IgnoreSilica | 2.2738 | 1.2968 | 0.13126 | 4 | 51015.7374 | 113828.4796 | 1040.0248 | 2320.5475 | 186.4344 | 0 | 346.0764 | 573570.9385 | 51908.735 | 409943.3981 | 159555.3179 | 0 | 81393.6387 | 0 | 497785.091 | 1295134.697 | 883956.0431 | 3953247.8592 | 961560.8286 | 21870032.1104 | 21870032.1104 | 1478867.319 | 9629733.914 | 0 | 26784840.7983 | 59763474.1418 | 237.1374 | 0.52503 | 51015.7374 | 113828.4796 | 1040.0248 | 2320.5475
1 | 5700 | 707 | 0.04 | 15 | 15 | 7 | 3.1623e-13 | 5spot_SharedNeighbor | Water | Porous | Wet | R600a | MinimizeLCOE_Brownfield | IgnoreSilica | 2.8961 | 1.8121 | 0.18664 | 4 | 37282.6293 | 81457.0224 | 760.0568 | 1660.6116 | 195.4776 | 0 | 447.748 | 724910.9215 | 65609.4828 | 535774.9135 | 199533.8697 | 0 | 89135.9919 | 0 | 629836.42 | 1638705.1676 | 1118449.9489 | 5001956.7158 | 961560.8286 | 21870032.1104 | 21870032.1104 | 1478867.319 | 9629733.914 | 0 | 27833549.6549 | 60812182.9984 | 316.2278 | 0.74656 | 37282.6293 | 81457.0224 | 760.0568 | 1660.6116
1 | 5700 | 707 | 0.04 | 15 | 15 | 7 | 4.217e-13 | 5spot_SharedNeighbor | Water | Porous | Wet | R600a | MinimizeLCOE_Brownfield | IgnoreSilica | 3.717 | 2.5012 | 0.26069 | 4 | 27940.5499 | 59566.8452 | 569.6059 | 1214.3507 | 203.2062 | 0 | 67.263 | 908663.2897 | 82213.2082 | 693352.0159 | 252122.1865 | 0 | 98901.6575 | 0 | 793748.4196 | 2065170.5675 | 1409521.3473 | 6303692.6923 | 961560.8286 | 21870032.1104 | 21870032.1104 | 1478867.319 | 9629733.914 | 0 | 29135285.6313 | 62113918.9749 | 421.6965 | 1.0428 | 27940.5499 | 59566.8452 | 569.6059 | 1214.3507
1 | 5700 | 707 | 0.04 | 15 | 15 | 7 | 5.6234e-13 | 5spot_SharedNeighbor | Water | Porous | Wet | R600a | MinimizeLCOE_Brownfield | IgnoreSilica | 4.7622 | 3.388 | 0.35645 | 4 | 21527.8611 | 44657.5656 | 438.8746 | 910.4049 | 209.4617 | 0 | 84.4614 | 1124462.0247 | 101670.9818 | 883870.3189 | 319287.4236 | 0 | 109445.9176 | 0 | 990107.3 | 2576056.0957 | 1758211.218 | 7863111.2804 | 961560.8286 | 21870032.1104 | 21870032.1104 | 1478867.319 | 9629733.914 | 0 | 30694704.2194 | 63673337.5629 | 562.3413 | 1.4258 | 21527.8611 | 44657.5656 | 438.8746 | 910.4049
1 | 5700 | 707 | 0.04 | 15 | 15 | 7 | 7.4989e-13 | 5spot_SharedNeighbor | Water | Porous | Wet | R600a | MinimizeLCOE_Brownfield | IgnoreSilica | 6.1311 | 4.5563 | 0.48275 | 4 | 16891.5474 | 33969.9401 | 344.357 | 692.5232 | 214.57 | 0 | 88.937 | 1384934.7697 | 125101.3869 | 1120263.2796 | 407203.268 | 0 | 122147.9367 | 0 | 1232263.75 | 3206097.5054 | 2188227.4261 | 9786239.3224 | 961560.8286 | 21870032.1104 | 21870032.1104 | 1478867.319 | 9629733.914 | 0 | 32617832.2615 | 65596465.605 | 749.8942 | 1.931 | 16891.5474 | 33969.9401 | 344.357 | 692.5232
1 | 5700 | 707 | 0.04 | 15 | 15 | 7 | 1e-12 | 5spot_SharedNeighbor | Water | Porous | Wet | R600a | MinimizeLCOE_Brownfield | IgnoreSilica | 7.9365 | 6.0938 | 0.64886 | 4 | 13483.9758 | 26190.2608 | 274.8891 | 533.9239 | 218.5072 | 0 | 67.6604 | 1699679.9389 | 153340.1041 | 1413648.3528 | 523098.7208 | 0 | 138068.9883 | 0 | 1531856.0809 | 3985575.2956 | 2720237.0346 | 12165504.516 | 961560.8286 | 21870032.1104 | 21870032.1104 | 1478867.319 | 9629733.914 | 0 | 34997097.455 | 67975730.7985 | 1000 | 2.5955 | 13483.9758 | 26190.2608 | 274.8891 | 533.9239
1 | 5700 | 707 | 0.04 | 15 | 15 | 7 | 1.3335e-12 | 5spot_SharedNeighbor | Water | Porous | Wet | R600a | MinimizeLCOE_Brownfield | IgnoreSilica | 10.3064 | 8.1495 | 0.87191 | 4 | 10888.986 | 20344.8655 | 221.9867 | 414.7576 | 222.1236 | 0 | 88.2941 | 2086478.2239 | 187944.1823 | 1783771.6531 | 675834.5778 | 0 | 155848.3191 | 0 | 1907052.0129 | 4961758.1474 | 3386501.8895 | 15145189.006 | 961560.8286 | 21870032.1104 | 21870032.1104 | 1478867.319 | 9629733.914 | 0 | 37976781.945 | 70955415.2885 | 1333.5214 | 3.4876 | 10888.986 | 20344.8655 | 221.9867 | 414.7576
1 | 5700 | 707 | 0.04 | 15 | 15 | 7 | 1.7783e-12 | 5spot_SharedNeighbor | Water | Porous | Wet | R600a | MinimizeLCOE_Brownfield | IgnoreSilica | 13.4394 | 10.8543 | 1.1651 | 4 | 8941.9344 | 16018.1162 | 182.2934 | 326.551 | 224.7686 | 0 | 104.3932 | 2554653.929 | 229698.4273 | 2243444.9227 | 877592.8116 | 0 | 178194.4463 | 0 | 2372597.9694 | 6173013.2295 | 4213208.3719 | 18842404.1076 | 961560.8286 | 21870032.1104 | 21870032.1104 | 1478867.319 | 9629733.914 | 0 | 41673997.0467 | 74652630.3902 | 1778.2794 | 4.6605 | 8941.9344 | 16018.1162 | 182.2934 | 326.551
1 | 5700 | 707 | 0.04 | 15 | 15 | 7 | 2.3714e-12 | 5spot_SharedNeighbor | Water | Porous | Wet | R600a | MinimizeLCOE_Brownfield | IgnoreSilica | 17.581 | 14.4347 | 1.5534 | 4 | 7449.4243 | 12756.7616 | 151.8666 | 260.0638 | 226.844 | 0 | 89.0428 | 3125371.4981 | 280428.0123 | 2818118.5962 | 1144379.5126 | 0 | 205347.8353 | 0 | 2953721.7273 | 7684978.0428 | 5245155.4247 | 23457500.6493 | 961560.8286 | 21870032.1104 | 21870032.1104 | 1478867.319 | 9629733.914 | 0 | 46289093.5884 | 79267726.9319 | 2371.3737 | 6.2138 | 7449.4243 | 12756.7616 | 151.8666 | 260.0638
1 | 5700 | 707 | 0.04 | 15 | 15 | 7 | 3.1623e-12 | 5spot_SharedNeighbor | Water | Porous | Wet | R600a | MinimizeLCOE_Brownfield | IgnoreSilica | 23.0689 | 19.183 | 2.0685 | 4 | 6293.0913 | 10278.9227 | 128.2932 | 209.5497 | 228.4619 | 0 | 122.6676 | 3822796.2244 | 342198.4825 | 3538073.9537 | 1498018.7804 | 0 | 238639.6727 | 0 | 3681493.5744 | 9578491.1023 | 6537516.9957 | 29237228.7861 | 961560.8286 | 21870032.1104 | 21870032.1104 | 1478867.319 | 9629733.914 | 0 | 52068821.7252 | 85047455.0687 | 3162.2777 | 8.274 | 6293.0913 | 10278.9227 | 128.2932 | 209.5497
1 | 5700 | 707 | 0.04 | 15 | 15 | 7 | 4.217e-12 | 5spot_SharedNeighbor | Water | Porous | Wet | R600a | MinimizeLCOE_Brownfield | IgnoreSilica | 30.3064 | 25.4483 | 2.7483 | 4 | 5392.3329 | 8392.2805 | 109.93 | 171.088 | 229.7094 | 0 | 98.4759 | 4671253.2952 | 417059.6307 | 4435690.931 | 1964442.411 | 0 | 278978.9819 | 0 | 4589295.8474 | 11940406.4009 | 8149572.7194 | 36446700.2175 | 961560.8286 | 21870032.1104 | 21870032.1104 | 1478867.319 | 9629733.914 | 0 | 59278293.1566 | 92256926.5001 | 4216.965 | 10.9931 | 5392.3329 | 8392.2805 | 109.93 | 171.088
1 | 5700 | 707 | 0.04 | 15 | 15 | 7 | 5.6234e-12 | 5spot_SharedNeighbor | Water | Porous | Wet | R600a | MinimizeLCOE_Brownfield | IgnoreSilica | 39.8294 | 33.6943 | 3.6429 | 4 | 4684.5432 | 6947.7394 | 95.5007 | 141.6391 | 230.6634 | 0 | 129.4846 | 5701618.2666 | 507605.2589 | 5552376.9772 | 2578254.9768 | 0 | 328042.5302 | 0 | 5720480.2238 | 14883516.1104 | 10158305.571 | 45430199.9149 | 961560.8286 | 21870032.1104 | 21870032.1104 | 1478867.319 | 9629733.914 | 0 | 68261792.854 | 101240426.1975 | 5623.4133 | 14.5717 | 4684.5432 | 6947.7394 | 95.5007 | 141.6391
1 | 5700 | 707 | 0.04 | 15 | 15 | 7 | 7.4989e-12 | 5spot_SharedNeighbor | Water | Porous | Wet | R600a | MinimizeLCOE_Brownfield | IgnoreSilica | 52.1675 | 44.3672 | 4.8012 | 4 | 4128.6314 | 5845.8349 | 84.1677 | 119.1753 | 231.3476 | 0 | 124.2636 | 6933796.9038 | 615431.3985 | 6919631.8149 | 3373365.8622 | 0 | 386228.2841 | 0 | 7109097.1627 | 18496412.5411 | 12624181.6226 | 56458145.5898 | 961560.8286 | 21870032.1104 | 21870032.1104 | 1478867.319 | 9629733.914 | 0 | 79289738.5289 | 112268371.8724 | 7498.9421 | 19.2048 | 4128.6314 | 5845.8349 | 84.1677 | 119.1753
1 | 5700 | 707 | 0.04 | 15 | 15 | 7 | 1e-11 | 5spot_SharedNeighbor | Water | Porous | Wet | R600a | MinimizeLCOE_Brownfield | IgnoreSilica | 67.9365 | 57.9241 | 6.2712 | 4 | 3692.4876 | 5007.1712 | 75.2764 | 102.078 | 231.6725 | 0 | 91.5574 | 8383149.1969 | 741716.3569 | 8564873.1955 | 4388186.9467 | 0 | 456193.6575 | 0 | 8788306.5479 | 22865370.9081 | 15606085.4812 | 69793882.2907 | 961560.8286 | 21870032.1104 | 21870032.1104 | 1478867.319 | 9629733.914 | 0 | 92625475.2298 | 125604108.5733 | 10000 | 25.0848 | 3692.4876 | 5007.1712 | 75.2764 | 102.078
1 | 5700 | 707 | 0.04 | 15 | 15 | 7 | 1.3335e-11 | 5spot_SharedNeighbor | Water | Porous | Wet | R600a | MinimizeLCOE_Brownfield | IgnoreSilica | 87.4152 | 74.3705 | 8.0501 | 4 | 3357.8623 | 4382.0244 | 68.4546 | 89.3335 | 231.3927 | 0 | 131.3215 | 10017639.5282 | 883521.5763 | 10460547.7679 | 5636793.4985 | 0 | 539953.4624 | 0 | 10739997.775 | 27943271.1341 | 19071856.7258 | 85293581.4684 | 961560.8286 | 21870032.1104 | 21870032.1104 | 1478867.319 | 9629733.914 | 0 | 108125174.4074 | 141103807.7509 | 13335.2143 | 32.2006 | 3357.8623 | 4382.0244 | 68.4546 | 89.3335
1 | 5700 | 707 | 0.04 | 15 | 15 | 7 | 1.7783e-11 | 5spot_SharedNeighbor | Water | Porous | Wet | R600a | MinimizeLCOE_Brownfield | IgnoreSilica | 110.4574 | 93.137 | 10.0688 | 4 | 3109.5505 | 3928.3862 | 63.3924 | 80.0855 | 230.2419 | 0 | 141.7229 | 11762051.7842 | 1034242.1009 | 12523670.4286 | 7102420.6537 | 0 | 640985.6383 | 0 | 12894714.5362 | 33549402.1536 | 22898156.3411 | 102405643.6366 | 961560.8286 | 21870032.1104 | 21870032.1104 | 1478867.319 | 9629733.914 | 0 | 125237236.5756 | 158215869.9192 | 17782.7941 | 40.275 | 3109.5505 | 3928.3862 | 63.3924 | 80.0855
1 | 5700 | 707 | 0.04 | 15 | 15 | 7 | 2.3714e-11 | 5spot_SharedNeighbor | Water | Porous | Wet | R600a | MinimizeLCOE_Brownfield | IgnoreSilica | 136.1311 | 112.8872 | 12.1736 | 4 | 2934.2309 | 3611.4868 | 59.8183 | 73.625 | 228.1088 | 0 | 140.2976 | 13493457.3785 | 1183280.6451 | 14606608.8554 | 8716879.8233 | 0 | 759696.3803 | 0 | 15116370.0022 | 39329693.9518 | 26843324.2665 | 120049311.3031 | 961560.8286 | 21870032.1104 | 21870032.1104 | 1478867.319 | 9629733.914 | 0 | 142880904.2422 | 175859537.5857 | 23713.7371 | 48.6945 | 2934.2309 | 3611.4868 | 59.8183 | 73.625
1 | 5700 | 707 | 0.04 | 15 | 15 | 7 | 3.1623e-11 | 5spot_SharedNeighbor | Water | Porous | Wet | R600a | MinimizeLCOE_Brownfield | IgnoreSilica | 162.9789 | 132.4363 | 14.2388 | 4 | 2810.99 | 3390.0183 | 57.3058 | 69.1101 | 225.5371 | 0 | 152.1857 | 15124767.946 | 1323248.2168 | 16597366.2884 | 10387556.3736 | 0 | 886555.0057 | 0 | 17284602.5939 | 44970990.3898 | 30693625.0025 | 137268711.8167 | 961560.8286 | 21870032.1104 | 21870032.1104 | 1478867.319 | 9629733.914 | 0 | 160100304.7557 | 193078938.0992 | 31622.7766 | 56.9551 | 2810.99 | 3390.0183 | 57.3058 | 69.1101
1 | 5700 | 707 | 0.04 | 15 | 15 | 7 | 4.217e-11 | 5spot_SharedNeighbor | Water | Porous | Wet | R600a | MinimizeLCOE_Brownfield | IgnoreSilica | 189.1326 | 150.1749 | 16.0898 | 4 | 2729.9174 | 3242.3314 | 55.6531 | 66.0993 | 222.6405 | 0 | 162.847 | 16547081.8058 | 1444955.8631 | 18353186.6117 | 11994378.2934 | 0 | 1015128.5336 | 0 | 19248345.132 | 50080245.6548 | 34180796.7056 | 152864118.5999 | 961560.8286 | 21870032.1104 | 21870032.1104 | 1478867.319 | 9629733.914 | 0 | 175695711.539 | 208674344.8825 | 42169.6503 | 64.3594 | 2729.9174 | 3242.3314 | 55.6531 | 66.0993
1 | 5700 | 707 | 0.04 | 15 | 15 | 7 | 5.6234e-11 | 5spot_SharedNeighbor | Water | Porous | Wet | R600a | MinimizeLCOE_Brownfield | IgnoreSilica | 200.5102 | 157.4293 | 16.978 | 4 | 2675.9675 | 3161.5766 | 54.5532 | 64.453 | 221.2464 | 0 | 175.9387 | 17114961.5463 | 1493469.5202 | 19059086.8253 | 12686267.0027 | 0 | 949220.8994 | 0 | 20008172.2596 | 52057159.979 | 35530081.3534 | 158898419.3859 | 961560.8286 | 21870032.1104 | 21870032.1104 | 1478867.319 | 9629733.914 | 0 | 181730012.3249 | 214708645.6685 | 56234.1325 | 67.9119 | 2675.9675 | 3161.5766 | 54.5532 | 64.453
1 | 5700 | 707 | 0.04 | 15 | 15 | 7 | 7.4989e-11 | 5spot_SharedNeighbor | Water | Porous | Wet | R600a | MinimizeLCOE_Brownfield | IgnoreSilica | 207.4038 | 161.6772 | 17.5622 | 4 | 2634.752 | 3104.2068 | 53.713 | 63.2835 | 220.3613 | 0 | 211.4274 | 17444071.9946 | 1521565.1824 | 19469401.4783 | 13103155.0388 | 0 | 849054.3017 | 0 | 20431026.7184 | 53157340.5414 | 36280977.1936 | 162256592.4492 | 961560.8286 | 21870032.1104 | 21870032.1104 | 1478867.319 | 9629733.914 | 0 | 185088185.3883 | 218066818.7318 | 74989.4209 | 70.2488 | 2634.752 | 3104.2068 | 53.713 | 63.2835
1 | 5700 | 707 | 0.04 | 15 | 15 | 7 | 1e-10 | 5spot_SharedNeighbor | Water | Porous | Wet | R600a | MinimizeLCOE_Brownfield | IgnoreSilica | 212.7841 | 164.9167 | 18.0178 | 4 | 2603.2081 | 3060.7933 | 53.0699 | 62.3984 | 219.6525 | 0 | 225.3098 | 17693434.0501 | 1542843.2232 | 19780872.3896 | 13427387.3665 | 0 | 758806.2437 | 0 | 20749303.8765 | 53985432.4192 | 36846166.9158 | 164784246.4846 | 961560.8286 | 21870032.1104 | 21870032.1104 | 1478867.319 | 9629733.914 | 0 | 187615839.4237 | 220594472.7672 | 100000 | 72.071 | 2603.2081 | 3060.7933 | 53.0699 | 62.3984
1 | 5700 | 707 | 0.04 | 15 | 15 | 7 | 1.3335e-10 | 5spot_SharedNeighbor | Water | Porous | Wet | R600a | MinimizeLCOE_Brownfield | IgnoreSilica | 216.8908 | 167.344 | 18.3668 | 4 | 2579.121 | 3028.0105 | 52.5789 | 61.7301 | 219.1007 | 0 | 294.8766 | 17879370.4602 | 1558703.8269 | 20013442.1028 | 13674277.254 | 0 | 679642.838 | 0 | 20984120.228 | 54596376.3982 | 37263148.7351 | 166649081.8433 | 961560.8286 | 21870032.1104 | 21870032.1104 | 1478867.319 | 9629733.914 | 0 | 189480674.7823 | 222459308.1259 | 133352.1432 | 73.4672 | 2579.121 | 3028.0105 | 52.5789 | 61.7301
1 | 5700 | 707 | 0.04 | 15 | 15 | 7 | 1.7783e-10 | 5spot_SharedNeighbor | Water | Porous | Wet | R600a | MinimizeLCOE_Brownfield | IgnoreSilica | 220.0307 | 169.1726 | 18.6338 | 4 | 2560.7616 | 3003.2197 | 52.2046 | 61.2247 | 218.6727 | 0 | 382.2543 | 18018943.8079 | 1570606.6385 | 20188199.6742 | 13862548.4776 | 0 | 612577.1376 | 0 | 21158621.5369 | 55050393.0091 | 37573024.4011 | 168034914.6829 | 961560.8286 | 21870032.1104 | 21870032.1104 | 1478867.319 | 9629733.914 | 0 | 190866507.6219 | 223845140.9654 | 177827.941 | 74.5351 | 2560.7616 | 3003.2197 | 52.2046 | 61.2247
1 | 5700 | 707 | 0.04 | 15 | 15 | 7 | 2.3714e-10 | 5spot_SharedNeighbor | Water | Porous | Wet | R600a | MinimizeLCOE_Brownfield | IgnoreSilica | 222.3345 | 170.4988 | 18.8324 | 4 | 2546.7959 | 2984.5865 | 51.9199 | 60.8448 | 218.3549 | 0 | 442.934 | 18119914.9566 | 1579215.8804 | 20314718.9696 | 14000496.9811 | 0 | 555868.8151 | 0 | 21282384.0851 | 55372397.7722 | 37792799.2685 | 169017796.7285 | 961560.8286 | 21870032.1104 | 21870032.1104 | 1478867.319 | 9629733.914 | 0 | 191849389.6676 | 224828023.0111 | 237137.3706 | 75.3297 | 2546.7959 | 2984.5865 | 51.9199 | 60.8448
1 | 5700 | 707 | 0.04 | 15 | 15 | 7 | 3.1623e-10 | 5spot_SharedNeighbor | Water | Porous | Wet | R600a | MinimizeLCOE_Brownfield | IgnoreSilica | 224.0324 | 171.468 | 18.9805 | 4 | 2536.1907 | 2970.5656 | 51.7037 | 60.559 | 218.1187 | 0 | 463.1819 | 18193561.0684 | 1585494.4403 | 20407049.3187 | 14102094.9877 | 0 | 509119.7376 | 0 | 21370954.6255 | 55602840.15 | 37950080.9265 | 169721195.2547 | 961560.8286 | 21870032.1104 | 21870032.1104 | 1478867.319 | 9629733.914 | 0 | 192552788.1938 | 225531421.5373 | 316227.766 | 75.922 | 2536.1907 | 2970.5656 | 51.7037 | 60.559
1 | 5700 | 707 | 0.04 | 15 | 15 | 7 | 4.217e-10 | 5spot_SharedNeighbor | Water | Porous | Wet | R600a | MinimizeLCOE_Brownfield | IgnoreSilica | 225.336 | 172.2073 | 19.0935 | 4 | 2528.1492 | 2959.9527 | 51.5397 | 60.3426 | 217.9364 | 0 | 464.5102 | 18249655.3255 | 1590276.1821 | 20477403.0316 | 14179960.729 | 0 | 471954.5478 | 0 | 21438007.4282 | 55777297.7883 | 38069151.8494 | 170253706.882 | 961560.8286 | 21870032.1104 | 21870032.1104 | 1478867.319 | 9629733.914 | 0 | 193085299.821 | 226063933.1645 | 421696.5034 | 76.3742 | 2528.1492 | 2959.9527 | 51.5397 | 60.3426
1 | 5700 | 707 | 0.04 | 15 | 15 | 7 | 5.6234e-10 | 5spot_SharedNeighbor | Water | Porous | Wet | R600a | MinimizeLCOE_Brownfield | IgnoreSilica | 226.223 | 172.707 | 19.1736 | 4 | 2522.0599 | 2952.0595 | 51.4156 | 60.1817 | 217.8114 | 0 | 436.1028 | 18287539.1636 | 1593505.3526 | 20524930.8852 | 14232788.8229 | 0 | 441234.885 | 0 | 21481199.6526 | 55889675.0962 | 38145851.6711 | 170596725.5292 | 961560.8286 | 21870032.1104 | 21870032.1104 | 1478867.319 | 9629733.914 | 0 | 193428318.4683 | 226406951.8118 | 562341.3252 | 76.6946 | 2522.0599 | 2952.0595 | 51.4156 | 60.1817
1 | 5700 | 707 | 0.04 | 15 | 15 | 7 | 7.4989e-10 | 5spot_SharedNeighbor | Water | Porous | Wet | R600a | MinimizeLCOE_Brownfield | IgnoreSilica | 225.005 | 172.009 | 19.1334 | 4 | 2517.3484 | 2948.2534 | 51.3196 | 60.1041 | 217.9749 | 0 | 707.0798 | 18234613.2264 | 1588993.9615 | 20458534.7655 | 14160059.6662 | 0 | 390156.4524 | 0 | 21384619.6481 | 55638393.7357 | 37974346.9793 | 169829718.4351 | 961560.8286 | 21870032.1104 | 21870032.1104 | 1478867.319 | 9629733.914 | 0 | 192661311.3742 | 225639944.7177 | 749894.2093 | 76.5334 | 2517.3484 | 2948.2534 | 51.3196 | 60.1041
1 | 5700 | 707 | 0.04 | 15 | 15 | 7 | 1e-09 | 5spot_SharedNeighbor | Water | Porous | Wet | R600a | MinimizeLCOE_Brownfield | IgnoreSilica | 227.7797 | 173.5825 | 19.3008 | 4 | 2513.8523 | 2941.0195 | 51.2483 | 59.9567 | 217.5931 | 0 | 447.0431 | 18353825.3694 | 1599155.0634 | 20608118.0262 | 14325510.274 | 0 | 402896.0265 | 0 | 21562906.8562 | 56102260.4795 | 38290945.5635 | 171245617.6588 | 961560.8286 | 21870032.1104 | 21870032.1104 | 1478867.319 | 9629733.914 | 0 | 194077210.5979 | 227055843.9414 | 1000000 | 77.2031 | 2513.8523 | 2941.0195 | 51.2483 | 59.9567
1 | 5700 | 707 | 0.04 | 15 | 15 | 7 | 1.3335e-09 | 5spot_SharedNeighbor | Water | Porous | Wet | R600a | MinimizeLCOE_Brownfield | IgnoreSilica | 228.1003 | 173.7608 | 19.3315 | 4 | 2511.2908 | 2937.7782 | 51.1961 | 59.8906 | 217.5472 | 0 | 517.0051 | 18367318.57 | 1600305.0481 | 20625055.7122 | 14344576.5695 | 0 | 388168.0897 | 0 | 21576915.3559 | 56138707.7222 | 38315821.5555 | 171356868.623 | 961560.8286 | 21870032.1104 | 21870032.1104 | 1478867.319 | 9629733.914 | 0 | 194188461.5621 | 227167094.9056 | 1333521.4322 | 77.3262 | 2511.2908 | 2937.7782 | 51.1961 | 59.8906
1 | 5700 | 707 | 0.04 | 15 | 15 | 7 | 1.7783e-09 | 5spot_SharedNeighbor | Water | Porous | Wet | R600a | MinimizeLCOE_Brownfield | IgnoreSilica | 228.3197 | 173.8826 | 19.3535 | 4 | 2509.362 | 2935.3653 | 51.1567 | 59.8414 | 217.5156 | 0 | 501.2887 | 18376531.9255 | 1601090.2612 | 20636621.8155 | 14357628.5713 | 0 | 376602.3768 | 0 | 21585905.2306 | 56162097.5321 | 38331785.5814 | 171428263.2946 | 961560.8286 | 21870032.1104 | 21870032.1104 | 1478867.319 | 9629733.914 | 0 | 194259856.2336 | 227238489.5771 | 1778279.41 | 77.414 | 2509.362 | 2935.3653 | 51.1567 | 59.8414
1 | 5700 | 707 | 0.04 | 15 | 15 | 7 | 2.3714e-09 | 5spot_SharedNeighbor | Water | Porous | Wet | R600a | MinimizeLCOE_Brownfield | IgnoreSilica | 228.3346 | 173.89 | 19.363 | 4 | 2507.7357 | 2933.531 | 51.1236 | 59.804 | 217.5129 | 0 | 497.0971 | 18377091.1738 | 1601137.9231 | 20637323.8958 | 14358496.4753 | 0 | 364390.5093 | 0 | 21581991.5912 | 56151915.045 | 38324835.8247 | 171397182.4383 | 961560.8286 | 21870032.1104 | 21870032.1104 | 1478867.319 | 9629733.914 | 0 | 194228775.3773 | 227207408.7209 | 2371373.7057 | 77.4519 | 2507.7357 | 2933.531 | 51.1236 | 59.804
1 | 5700 | 707 | 0.04 | 15 | 15 | 7 | 3.1623e-09 | 5spot_SharedNeighbor | Water | Porous | Wet | R600a | MinimizeLCOE_Brownfield | IgnoreSilica | 230 | 174.8246 | 19.4572 | 4 | 2506.7166 | 2930.449 | 51.1028 | 59.7412 | 217.2821 | 0 | 514.5389 | 18447715.6713 | 1607156.5693 | 20726005.1583 | 14457728.1492 | 0 | 379506.1985 | 0 | 21691063.5812 | 56435697.9893 | 38518523.5153 | 172263396.8325 | 961560.8286 | 21870032.1104 | 21870032.1104 | 1478867.319 | 9629733.914 | 0 | 195094989.7716 | 228073623.1151 | 3162277.6602 | 77.8289 | 2506.7166 | 2930.449 | 51.1028 | 59.7412
1 | 5700 | 707 | 0.04 | 15 | 15 | 7 | 4.217e-09 | 5spot_SharedNeighbor | Water | Porous | Wet | R600a | MinimizeLCOE_Brownfield | IgnoreSilica | 228.6876 | 174.0864 | 19.391 | 4 | 2506.0003 | 2931.1807 | 51.0882 | 59.7561 | 217.4625 | 0 | 505.9329 | 18391939.0023 | 1602403.3133 | 20655964.7399 | 14379498.4154 | 0 | 355851.2476 | 0 | 21600406.1202 | 56199825.8723 | 38357535.9488 | 171543424.6598 | 961560.8286 | 21870032.1104 | 21870032.1104 | 1478867.319 | 9629733.914 | 0 | 194375017.5989 | 227353650.9424 | 4216965.0343 | 77.5638 | 2506.0003 | 2931.1807 | 51.0882 | 59.7561
1 | 5700 | 707 | 0.04 | 15 | 15 | 7 | 5.6234e-09 | 5spot_SharedNeighbor | Water | Porous | Wet | R600a | MinimizeLCOE_Brownfield | IgnoreSilica | 228.7607 | 174.1269 | 19.3981 | 4 | 2505.3846 | 2930.4081 | 51.0757 | 59.7403 | 217.452 | 0 | 501.8965 | 18395004.0857 | 1602664.5283 | 20659813.0378 | 14383848.8512 | 0 | 352075.9963 | 0 | 21603428.5347 | 56207689.5749 | 38362903.0874 | 171567427.6963 | 961560.8286 | 21870032.1104 | 21870032.1104 | 1478867.319 | 9629733.914 | 0 | 194399020.6354 | 227377653.9789 | 5623413.2519 | 77.5925 | 2505.3846 | 2930.4081 | 51.0757 | 59.7403
1 | 5700 | 707 | 0.04 | 15 | 15 | 7 | 7.4989e-09 | 5spot_SharedNeighbor | Water | Porous | Wet | R600a | MinimizeLCOE_Brownfield | IgnoreSilica | 228.7996 | 174.1483 | 19.4026 | 4 | 2504.9223 | 2929.847 | 51.0662 | 59.7289 | 217.4463 | 0 | 507.6724 | 18396622.5696 | 1602802.4595 | 20661845.1185 | 14386159.4656 | 0 | 349004.5062 | 0 | 21604609.3066 | 56210761.7009 | 38364999.8765 | 171576805.0034 | 961560.8286 | 21870032.1104 | 21870032.1104 | 1478867.319 | 9629733.914 | 0 | 194408397.9425 | 227387031.286 | 7498942.0933 | 77.6105 | 2504.9223 | 2929.847 | 51.0662 | 59.7289
1 | 5700 | 707 | 0.04 | 15 | 15 | 7 | 1e-08 | 5spot_SharedNeighbor | Water | Porous | Wet | R600a | MinimizeLCOE_Brownfield | IgnoreSilica | 228.8339 | 174.1672 | 19.4063 | 4 | 2504.5754 | 2929.4199 | 51.0592 | 59.7202 | 217.4413 | 0 | 488.8045 | 18398052.8359 | 1602924.3501 | 20663640.9001 | 14388195.9846 | 0 | 346763.3601 | 0 | 21605835.198 | 56213951.2191 | 38367176.7882 | 171586540.6361 | 961560.8286 | 21870032.1104 | 21870032.1104 | 1478867.319 | 9629733.914 | 0 | 194418133.5751 | 227396766.9187 | 10000000 | 77.6252 | 2504.5754 | 2929.4199 | 51.0592 | 59.7202
1 | 5800 | 707 | 0.04 | 15 | 15 | 7 | 1e-13 | 5spot_SharedNeighbor | Water | Porous | Wet | R600a | MinimizeLCOE_Brownfield | IgnoreSilica | 1.0887 | 0.37306 | 0.031946 | 4 | 196157.344 | 460156.5814 | 3998.9328 | 9380.9143 | 150.0075 | 0 | 55.9204 | 234936.4216 | 20233.0967 | 151871.7023 | 79429.0256 | 0 | 60466.218 | 0 | 213305.221 | 554976.4302 | 378782.8173 | 1694000.9327 | 961560.8286 | 22410181.7999 | 22410181.7999 | 1478867.319 | 9845793.7898 | 0 | 25065743.5612 | 58800586.47 | 100 | 0.12778 | 196157.344 | 460156.5814 | 3998.9328 | 9380.9143
1 | 5800 | 707 | 0.04 | 15 | 15 | 7 | 1.3335e-13 | 5spot_SharedNeighbor | Water | Porous | Wet | R600a | MinimizeLCOE_Brownfield | IgnoreSilica | 1.4176 | 0.62142 | 0.059604 | 4 | 108070.2269 | 249564.9348 | 2203.1578 | 5087.7188 | 165.6281 | 0 | 57.536 | 343290.9124 | 31017.4317 | 227583.8726 | 103869.9014 | 0 | 67217.0127 | 0 | 301461.861 | 784341.924 | 535329.4797 | 2394112.3955 | 961560.8286 | 22410181.7999 | 22410181.7999 | 1478867.319 | 9845793.7898 | 0 | 25765855.024 | 59500697.9328 | 133.3521 | 0.23842 | 108070.2269 | 249564.9348 | 2203.1578 | 5087.7188
1 | 5800 | 707 | 0.04 | 15 | 15 | 7 | 1.7783e-13 | 5spot_SharedNeighbor | Water | Porous | Wet | R600a | MinimizeLCOE_Brownfield | IgnoreSilica | 1.8264 | 0.95536 | 0.095091 | 4 | 69846.4424 | 158537.7072 | 1423.9142 | 3232.0056 | 178.8206 | 0 | 273.8789 | 463325.3406 | 41913.4405 | 321045.9327 | 131097.2527 | 0 | 74252.6594 | 0 | 402337.5041 | 1046799.6549 | 714462.274 | 3195234.0588 | 961560.8286 | 22410181.7999 | 22410181.7999 | 1478867.319 | 9845793.7898 | 0 | 26566976.6873 | 60301819.5961 | 177.8279 | 0.38036 | 69846.4424 | 158537.7072 | 1423.9142 | 3232.0056
1 | 5800 | 707 | 0.04 | 15 | 15 | 7 | 2.3714e-13 | 5spot_SharedNeighbor | Water | Porous | Wet | R600a | MinimizeLCOE_Brownfield | IgnoreSilica | 2.3321 | 1.3776 | 0.14037 | 4 | 48951.1964 | 109034.0205 | 997.9364 | 2222.806 | 189.7499 | 0 | 355.1572 | 598332.9597 | 54152.0493 | 430252.3678 | 163936.1344 | 0 | 81276.9766 | 0 | 517900.6903 | 1347471.3601 | 919676.891 | 4112999.4293 | 961560.8286 | 22410181.7999 | 22410181.7999 | 1478867.319 | 9845793.7898 | 0 | 27484742.0578 | 61219584.9665 | 237.1374 | 0.56147 | 48951.1964 | 109034.0205 | 997.9364 | 2222.806
1 | 5800 | 707 | 0.04 | 15 | 15 | 7 | 3.1623e-13 | 5spot_SharedNeighbor | Water | Porous | Wet | R600a | MinimizeLCOE_Brownfield | IgnoreSilica | 2.9739 | 1.9232 | 0.19919 | 4 | 35865.8621 | 78206.8839 | 731.1741 | 1594.3531 | 198.9146 | 0 | 458.1654 | 755752.658 | 68398.6856 | 561883.8339 | 205277.6479 | 0 | 88908.8941 | 0 | 655286.4706 | 1704920.9787 | 1163643.6006 | 5204072.7694 | 961560.8286 | 22410181.7999 | 22410181.7999 | 1478867.319 | 9845793.7898 | 0 | 28575815.398 | 62310658.3067 | 316.2278 | 0.79674 | 35865.8621 | 78206.8839 | 731.1741 | 1594.3531
1 | 5800 | 707 | 0.04 | 15 | 15 | 7 | 4.217e-13 | 5spot_SharedNeighbor | Water | Porous | Wet | R600a | MinimizeLCOE_Brownfield | IgnoreSilica | 3.807 | 2.6442 | 0.27707 | 4 | 26992.9283 | 57431.3679 | 550.2874 | 1170.8161 | 206.6249 | 0 | 80.6151 | 944819.9885 | 85476.3838 | 724891.9253 | 259811.3921 | 0 | 97984.8824 | 0 | 824063.9831 | 2144045.4453 | 1463355.0721 | 6544449.0726 | 961560.8286 | 22410181.7999 | 22410181.7999 | 1478867.319 | 9845793.7898 | 0 | 29916191.7011 | 63651034.6099 | 421.6965 | 1.1083 | 26992.9283 | 57431.3679 | 550.2874 | 1170.8161
1 | 5800 | 707 | 0.04 | 15 | 15 | 7 | 5.6234e-13 | 5spot_SharedNeighbor | Water | Porous | Wet | R600a | MinimizeLCOE_Brownfield | IgnoreSilica | 4.8742 | 3.572 | 0.37773 | 4 | 20860.5584 | 43188.0284 | 425.2707 | 880.4464 | 212.9162 | 0 | 84.726 | 1167047.3123 | 105505.6915 | 922071.0832 | 327872.3549 | 0 | 107809.9707 | 0 | 1025819.501 | 2668971.917 | 1821628.1752 | 8146726.0058 | 961560.8286 | 22410181.7999 | 22410181.7999 | 1478867.319 | 9845793.7898 | 0 | 31518468.6343 | 65253311.5431 | 562.3413 | 1.5109 | 20860.5584 | 43188.0284 | 425.2707 | 880.4464
1 | 5800 | 707 | 0.04 | 15 | 15 | 7 | 7.4989e-13 | 5spot_SharedNeighbor | Water | Porous | Wet | R600a | MinimizeLCOE_Brownfield | IgnoreSilica | 6.2775 | 4.8025 | 0.51128 | 4 | 16386.129 | 32881.3401 | 334.0534 | 670.3306 | 218.0645 | 0 | 72.3929 | 1437198.9393 | 129795.8713 | 1168434.5515 | 418515.3435 | 0 | 119927.7075 | 0 | 1276810.2411 | 3321998.3376 | 2267332.1257 | 10140013.1175 | 961560.8286 | 22410181.7999 | 22410181.7999 | 1478867.319 | 9845793.7898 | 0 | 33511755.746 | 67246598.6548 | 749.8942 | 2.0451 | 16386.129 | 32881.3401 | 334.0534 | 670.3306
1 | 5800 | 707 | 0.04 | 15 | 15 | 7 | 1e-12 | 5spot_SharedNeighbor | Water | Porous | Wet | R600a | MinimizeLCOE_Brownfield | IgnoreSilica | 8.0996 | 6.3956 | 0.68434 | 4 | 13128.6109 | 25452.5152 | 267.6445 | 518.8839 | 221.9495 | 0 | 81.5075 | 1758601.7748 | 158618.2006 | 1469394.0126 | 536140.5498 | 0 | 134344.45 | 0 | 1582268.6052 | 4116738.3429 | 2809758.5095 | 12565864.4453 | 961560.8286 | 22410181.7999 | 22410181.7999 | 1478867.319 | 9845793.7898 | 0 | 35937607.0738 | 69672449.9826 | 1000 | 2.7374 | 13128.6109 | 25452.5152 | 267.6445 | 518.8839
1 | 5800 | 707 | 0.04 | 15 | 15 | 7 | 1.3335e-12 | 5spot_SharedNeighbor | Water | Porous | Wet | R600a | MinimizeLCOE_Brownfield | IgnoreSilica | 10.5279 | 8.563 | 0.92049 | 4 | 10600.581 | 19762.8144 | 216.1072 | 402.8917 | 225.6549 | 0 | 113.5181 | 2160655.6413 | 194568.7785 | 1855806.5547 | 693654.1908 | 0 | 151089.8632 | 0 | 1971752.2611 | 5130094.9214 | 3501395.1967 | 15659017.4077 | 961560.8286 | 22410181.7999 | 22410181.7999 | 1478867.319 | 9845793.7898 | 0 | 39030760.0362 | 72765602.9449 | 1333.5214 | 3.6819 | 10600.581 | 19762.8144 | 216.1072 | 402.8917
1 | 5800 | 707 | 0.04 | 15 | 15 | 7 | 1.7783e-12 | 5spot_SharedNeighbor | Water | Porous | Wet | R600a | MinimizeLCOE_Brownfield | IgnoreSilica | 13.717 | 11.3933 | 1.2288 | 4 | 8716.0335 | 15579.6234 | 177.6881 | 317.6117 | 228.3157 | 0 | 71.6021 | 2643699.2926 | 237625.1577 | 2332140.5606 | 900287.7297 | 0 | 171796.6966 | 0 | 2451364.2805 | 6377947.0139 | 4353079.8907 | 19467940.6221 | 961560.8286 | 22410181.7999 | 22410181.7999 | 1478867.319 | 9845793.7898 | 0 | 42839683.2506 | 76574526.1594 | 1778.2794 | 4.915 | 8716.0335 | 15579.6234 | 177.6881 | 317.6117
1 | 5800 | 707 | 0.04 | 15 | 15 | 7 | 2.3714e-12 | 5spot_SharedNeighbor | Water | Porous | Wet | R600a | MinimizeLCOE_Brownfield | IgnoreSilica | 17.9365 | 15.1434 | 1.6374 | 4 | 7267.791 | 12418.6183 | 148.1638 | 253.1703 | 230.4073 | 0 | 72.2401 | 3233239.6315 | 289997.0029 | 2928283.4467 | 1173805.5321 | 0 | 197071.6705 | 0 | 3050734.9407 | 7937386.5239 | 5417429.3996 | 24227948.148 | 961560.8286 | 22410181.7999 | 22410181.7999 | 1478867.319 | 9845793.7898 | 0 | 47599690.7765 | 81334533.6853 | 2371.3737 | 6.5494 | 7267.791 | 12418.6183 | 148.1638 | 253.1703
1 | 5800 | 707 | 0.04 | 15 | 15 | 7 | 3.1623e-12 | 5spot_SharedNeighbor | Water | Porous | Wet | R600a | MinimizeLCOE_Brownfield | IgnoreSilica | 23.5294 | 20.1187 | 2.1795 | 4 | 6144.1127 | 10013.7234 | 125.256 | 204.1433 | 232.0392 | 0 | 129.1097 | 3954051.6837 | 353798.9328 | 3675476.8708 | 1536508.7973 | 0 | 228141.7487 | 0 | 3801711.433 | 9891273.3104 | 6750997.2797 | 30191960.0564 | 961560.8286 | 22410181.7999 | 22410181.7999 | 1478867.319 | 9845793.7898 | 0 | 53563702.6849 | 87298545.5937 | 3162.2777 | 8.7179 | 6144.1127 | 10013.7234 | 125.256 | 204.1433
1 | 5800 | 707 | 0.04 | 15 | 15 | 7 | 4.217e-12 | 5spot_SharedNeighbor | Water | Porous | Wet | R600a | MinimizeLCOE_Brownfield | IgnoreSilica | 30.8984 | 26.6772 | 2.8943 | 4 | 5268.5661 | 8182.4282 | 107.4068 | 166.8099 | 233.2968 | 0 | 111.238 | 4830259.8075 | 431057.4957 | 4606239.0699 | 2014397.7916 | 0 | 265700.0232 | 0 | 4737585.1333 | 12326224.7045 | 8412901.6394 | 37624365.6651 | 961560.8286 | 22410181.7999 | 22410181.7999 | 1478867.319 | 9845793.7898 | 0 | 60996108.2936 | 94730951.2024 | 4216.965 | 11.5774 | 5268.5661 | 8182.4282 | 107.4068 | 166.8099
1 | 5800 | 707 | 0.04 | 15 | 15 | 7 | 5.6234e-12 | 5spot_SharedNeighbor | Water | Porous | Wet | R600a | MinimizeLCOE_Brownfield | IgnoreSilica | 40.5816 | 35.2977 | 3.834 | 4 | 4580.4284 | 6780.1356 | 93.3782 | 138.2222 | 234.2571 | 0 | 118.1382 | 5893132.4344 | 524395.1348 | 5762758.5015 | 2642494.8435 | 0 | 311266.9368 | 0 | 5902278.6619 | 15356518.3544 | 10481139.3218 | 46873984.189 | 961560.8286 | 22410181.7999 | 22410181.7999 | 1478867.319 | 9845793.7898 | 0 | 70245726.8175 | 103980569.7263 | 5623.4133 | 15.3361 | 4580.4284 | 6780.1356 | 93.3782 | 138.2222
1 | 5800 | 707 | 0.04 | 15 | 15 | 7 | 7.4989e-12 | 5spot_SharedNeighbor | Water | Porous | Wet | R600a | MinimizeLCOE_Brownfield | IgnoreSilica | 53.1421 | 46.4659 | 5.0515 | 4 | 4039.0379 | 5708.5744 | 82.3413 | 116.377 | 234.9408 | 0 | 128.0409 | 7165625.8045 | 635668.617 | 7180280.5097 | 3456989.9646 | 0 | 365679.596 | 0 | 7333655.3518 | 19080666.8858 | 13022947.2181 | 58241513.9475 | 961560.8286 | 22410181.7999 | 22410181.7999 | 1478867.319 | 9845793.7898 | 0 | 81613256.576 | 115348099.4848 | 7498.9421 | 20.2061 | 4039.0379 | 5708.5744 | 82.3413 | 116.377
1 | 5800 | 707 | 0.04 | 15 | 15 | 7 | 1e-11 | 5spot_SharedNeighbor | Water | Porous | Wet | R600a | MinimizeLCOE_Brownfield | IgnoreSilica | 69.1326 | 60.5877 | 6.5899 | 4 | 3615.3971 | 4895.1999 | 73.7048 | 99.7953 | 235.2428 | 0 | 121.6585 | 8655995.5692 | 765430.6177 | 8878538.4332 | 4492317.8973 | 0 | 430868.3079 | 0 | 9057028.8219 | 23564531.1425 | 16083276.7074 | 71927987.4972 | 961560.8286 | 22410181.7999 | 22410181.7999 | 1478867.319 | 9845793.7898 | 0 | 95299730.1257 | 129034573.0345 | 10000 | 26.3594 | 3615.3971 | 4895.1999 | 73.7048 | 99.7953
1 | 5800 | 707 | 0.04 | 15 | 15 | 7 | 1.3335e-11 | 5spot_SharedNeighbor | Water | Porous | Wet | R600a | MinimizeLCOE_Brownfield | IgnoreSilica | 88.8574 | 77.6743 | 8.4461 | 4 | 3290.6862 | 4289.2187 | 67.0851 | 87.4415 | 234.9072 | 0 | 114.3154 | 10333022.9544 | 910816.352 | 10830680.6797 | 5763814.7612 | 0 | 510068.38 | 0 | 11055877.2197 | 28765124.6533 | 19632788.6401 | 87802193.6403 | 961560.8286 | 22410181.7999 | 22410181.7999 | 1478867.319 | 9845793.7898 | 0 | 111173936.2689 | 144908779.1776 | 13335.2143 | 33.7844 | 3290.6862 | 4289.2187 | 67.0851 | 87.4415
1 | 5800 | 707 | 0.04 | 15 | 15 | 7 | 1.7783e-11 | 5spot_SharedNeighbor | Water | Porous | Wet | R600a | MinimizeLCOE_Brownfield | IgnoreSilica | 112.0969 | 97.0598 | 10.54 | 4 | 3050.5574 | 3850.7185 | 62.1897 | 78.5021 | 233.6673 | 0 | 127.1451 | 12113585.0832 | 1064544.7391 | 12943895.7908 | 7249438.3972 | 0 | 607012.5934 | 0 | 13251605.8754 | 34477960.2098 | 23531916.2944 | 105239958.9833 | 961560.8286 | 22410181.7999 | 22410181.7999 | 1478867.319 | 9845793.7898 | 0 | 128611701.6118 | 162346544.5206 | 17782.7941 | 42.1601 | 3050.5574 | 3850.7185 | 62.1897 | 78.5021
1 | 5800 | 707 | 0.04 | 15 | 15 | 7 | 2.3714e-11 | 5spot_SharedNeighbor | Water | Porous | Wet | R600a | MinimizeLCOE_Brownfield | IgnoreSilica | 137.8562 | 117.3143 | 12.7073 | 4 | 2881.7439 | 3545.4339 | 58.7482 | 72.2785 | 231.4256 | 0 | 145.5629 | 13869423.9008 | 1215576.2922 | 15063104.7873 | 8875978.4896 | 0 | 722433.163 | 0 | 15501141.4868 | 40330790.4274 | 27526593.1816 | 123105041.7287 | 961560.8286 | 22410181.7999 | 22410181.7999 | 1478867.319 | 9845793.7898 | 0 | 146476784.3572 | 180211627.266 | 23713.7371 | 50.8292 | 2881.7439 | 3545.4339 | 58.7482 | 72.2785
1 | 5800 | 707 | 0.04 | 15 | 15 | 7 | 3.1623e-11 | 5spot_SharedNeighbor | Water | Porous | Wet | R600a | MinimizeLCOE_Brownfield | IgnoreSilica | 164.689 | 137.2941 | 14.8269 | 4 | 2762.7878 | 3331.5979 | 56.3232 | 67.9191 | 228.7846 | 0 | 157.2882 | 15519331.8936 | 1357040.6007 | 17082648.5451 | 10552170.7829 | 0 | 846074.5169 | 0 | 17689333.8723 | 46024018.1545 | 31412338.0894 | 140482956.4555 | 961560.8286 | 22410181.7999 | 22410181.7999 | 1478867.319 | 9845793.7898 | 0 | 163854699.084 | 197589541.9928 | 31622.7766 | 59.3077 | 2762.7878 | 3331.5979 | 56.3232 | 67.9191
1 | 5800 | 707 | 0.04 | 15 | 15 | 7 | 4.217e-11 | 5spot_SharedNeighbor | Water | Porous | Wet | R600a | MinimizeLCOE_Brownfield | IgnoreSilica | 190.7131 | 155.3054 | 16.7139 | 4 | 2684.9981 | 3189.5916 | 54.7373 | 65.0241 | 225.8072 | 0 | 174.6123 | 16949475.4968 | 1479336.7 | 18853103.5055 | 12156495.7635 | 0 | 972408.4433 | 0 | 19660219.7645 | 51151858.9617 | 34912194.807 | 156135093.4422 | 961560.8286 | 22410181.7999 | 22410181.7999 | 1478867.319 | 9845793.7898 | 0 | 179506836.0707 | 213241678.9795 | 42169.6503 | 66.8555 | 2684.9981 | 3189.5916 | 54.7373 | 65.0241
1 | 5800 | 707 | 0.04 | 15 | 15 | 7 | 5.6234e-11 | 5spot_SharedNeighbor | Water | Porous | Wet | R600a | MinimizeLCOE_Brownfield | IgnoreSilica | 203.8406 | 163.817 | 17.711 | 4 | 2634.4242 | 3110.6102 | 53.7063 | 63.414 | 224.1457 | 0 | 183.2119 | 17608934.903 | 1535633.8407 | 19675271.2792 | 12956756.8904 | 0 | 934937.1669 | 0 | 20557498.2912 | 53486393.6311 | 36505562.6887 | 163260988.6911 | 961560.8286 | 22410181.7999 | 22410181.7999 | 1478867.319 | 9845793.7898 | 0 | 186632731.3196 | 220367574.2283 | 56234.1325 | 70.8438 | 2634.4242 | 3110.6102 | 53.7063 | 63.414
1 | 5800 | 707 | 0.04 | 15 | 15 | 7 | 7.4989e-11 | 5spot_SharedNeighbor | Water | Porous | Wet | R600a | MinimizeLCOE_Brownfield | IgnoreSilica | 210.683 | 168.0836 | 18.2944 | 4 | 2596.114 | 3057.1131 | 52.9253 | 62.3234 | 223.2327 | 0 | 204.1992 | 17935876.1208 | 1563522.9335 | 20084173.5394 | 13371099.1752 | 0 | 836799.8755 | 0 | 20978673.9413 | 54582206.2776 | 37253477.3367 | 166605829.2 | 961560.8286 | 22410181.7999 | 22410181.7999 | 1478867.319 | 9845793.7898 | 0 | 189977571.8286 | 223712414.7373 | 74989.4209 | 73.1777 | 2596.114 | 3057.1131 | 52.9253 | 62.3234
1 | 5800 | 707 | 0.04 | 15 | 15 | 7 | 1e-10 | 5spot_SharedNeighbor | Water | Porous | Wet | R600a | MinimizeLCOE_Brownfield | IgnoreSilica | 216.0265 | 171.3375 | 18.7487 | 4 | 2566.8104 | 3016.6388 | 52.3279 | 61.4983 | 222.5015 | 0 | 257.7857 | 18183651.0298 | 1584649.6194 | 20394622.6257 | 13693434.8316 | 0 | 748793.939 | 0 | 21296009.2978 | 55407847.7806 | 37816994.6277 | 169126003.7516 | 961560.8286 | 22410181.7999 | 22410181.7999 | 1478867.319 | 9845793.7898 | 0 | 192497746.3801 | 226232589.2889 | 100000 | 74.9949 | 2566.8104 | 3016.6388 | 52.3279 | 61.4983
1 | 5800 | 707 | 0.04 | 15 | 15 | 7 | 1.3335e-10 | 5spot_SharedNeighbor | Water | Porous | Wet | R600a | MinimizeLCOE_Brownfield | IgnoreSilica | 220.146 | 173.7989 | 19.0985 | 4 | 2544.4439 | 2986.033 | 51.8719 | 60.8743 | 221.927 | 0 | 302.2665 | 18370200.6041 | 1600550.6722 | 20628673.6404 | 13941319.7347 | 0 | 672361.0167 | 0 | 21533111.2106 | 56024738.3214 | 38238035.0976 | 171008990.2977 | 961560.8286 | 22410181.7999 | 22410181.7999 | 1478867.319 | 9845793.7898 | 0 | 194380732.9262 | 228115575.835 | 133352.1432 | 76.3942 | 2544.4439 | 2986.033 | 51.8719 | 60.8743
1 | 5800 | 707 | 0.04 | 15 | 15 | 7 | 1.7783e-10 | 5spot_SharedNeighbor | Water | Porous | Wet | R600a | MinimizeLCOE_Brownfield | IgnoreSilica | 223.2218 | 175.6088 | 19.3618 | 4 | 2527.4029 | 2962.9875 | 51.5245 | 60.4045 | 221.4916 | 0 | 362.795 | 18506900.1531 | 1612199.805 | 20800350.86 | 14125946.1877 | 0 | 606731.3882 | 0 | 21704330.0736 | 56470214.6813 | 38542081.8669 | 172368755.0157 | 961560.8286 | 22410181.7999 | 22410181.7999 | 1478867.319 | 9845793.7898 | 0 | 195740497.6442 | 229475340.553 | 177827.941 | 77.4473 | 2527.4029 | 2962.9875 | 51.5245 | 60.4045
1 | 5800 | 707 | 0.04 | 15 | 15 | 7 | 2.3714e-10 | 5spot_SharedNeighbor | Water | Porous | Wet | R600a | MinimizeLCOE_Brownfield | IgnoreSilica | 225.5166 | 176.9437 | 19.5596 | 4 | 2514.445 | 2945.6246 | 51.2604 | 60.0505 | 221.1632 | 0 | 419.6443 | 18607475.5623 | 1620769.0322 | 20926751.7134 | 14263557.7309 | 0 | 551895.6151 | 0 | 21828475.365 | 56793215.2638 | 38762536.4014 | 173354676.6841 | 961560.8286 | 22410181.7999 | 22410181.7999 | 1478867.319 | 9845793.7898 | 0 | 196726419.3127 | 230461262.2214 | 237137.3706 | 78.2385 | 2514.445 | 2945.6246 | 51.2604 | 60.0505
1 | 5800 | 707 | 0.04 | 15 | 15 | 7 | 3.1623e-10 | 5spot_SharedNeighbor | Water | Porous | Wet | R600a | MinimizeLCOE_Brownfield | IgnoreSilica | 227.2682 | 177.9538 | 19.7102 | 4 | 2504.6068 | 2932.4928 | 51.0598 | 59.7828 | 220.9106 | 0 | 465.6193 | 18683430.9686 | 1627239.7397 | 21022261.5485 | 14368431.6709 | 0 | 507558.8913 | 0 | 21921479.8994 | 57035193.9844 | 38927691.8504 | 174093288.5531 | 961560.8286 | 22410181.7999 | 22410181.7999 | 1478867.319 | 9845793.7898 | 0 | 197465031.1816 | 231199874.0904 | 316227.766 | 78.8407 | 2504.6068 | 2932.4928 | 51.0598 | 59.7828
1 | 5800 | 707 | 0.04 | 15 | 15 | 7 | 4.217e-10 | 5spot_SharedNeighbor | Water | Porous | Wet | R600a | MinimizeLCOE_Brownfield | IgnoreSilica | 228.5102 | 178.6645 | 19.8195 | 4 | 2497.1484 | 2922.6744 | 50.9077 | 59.5827 | 220.7301 | 0 | 453.2823 | 18736805.4688 | 1631786.326 | 21089403.1787 | 14442625.6546 | 0 | 470985.9532 | 0 | 21984926.5667 | 57200269.198 | 39040359.0756 | 174597161.4216 | 961560.8286 | 22410181.7999 | 22410181.7999 | 1478867.319 | 9845793.7898 | 0 | 197968904.0502 | 231703746.9589 | 421696.5034 | 79.278 | 2497.1484 | 2922.6744 | 50.9077 | 59.5827
1 | 5800 | 707 | 0.04 | 15 | 15 | 7 | 5.6234e-10 | 5spot_SharedNeighbor | Water | Porous | Wet | R600a | MinimizeLCOE_Brownfield | IgnoreSilica | 229.3844 | 179.162 | 19.8986 | 4 | 2491.5045 | 2915.3398 | 50.7927 | 59.4331 | 220.6023 | 0 | 568.4356 | 18774127.8937 | 1634965.3403 | 21136365.096 | 14494813.9586 | 0 | 441256.2016 | 0 | 22027796.1112 | 57311806.959 | 39116485.8894 | 174937617.4497 | 961560.8286 | 22410181.7999 | 22410181.7999 | 1478867.319 | 9845793.7898 | 0 | 198309360.0782 | 232044202.9869 | 562341.3252 | 79.5942 | 2491.5045 | 2915.3398 | 50.7927 | 59.4331
1 | 5800 | 707 | 0.04 | 15 | 15 | 7 | 7.4989e-10 | 5spot_SharedNeighbor | Water | Porous | Wet | R600a | MinimizeLCOE_Brownfield | IgnoreSilica | 229.587 | 179.2744 | 19.9343 | 4 | 2487.0896 | 2910.1657 | 50.7027 | 59.3277 | 220.5708 | 0 | 545.5181 | 18782558.9925 | 1635683.4523 | 21146975.197 | 14506868.5776 | 0 | 410683.8735 | 0 | 22028280.3363 | 57313066.8133 | 39117345.7659 | 174941463.0084 | 961560.8286 | 22410181.7999 | 22410181.7999 | 1478867.319 | 9845793.7898 | 0 | 198313205.6369 | 232048048.5457 | 749894.2093 | 79.7371 | 2487.0896 | 2910.1657 | 50.7027 | 59.3277
1 | 5800 | 707 | 0.04 | 15 | 15 | 7 | 1e-09 | 5spot_SharedNeighbor | Water | Porous | Wet | R600a | MinimizeLCOE_Brownfield | IgnoreSilica | 230.9682 | 180.0618 | 20.0268 | 4 | 2483.9272 | 2905.0491 | 50.6382 | 59.2234 | 220.372 | 0 | 532.973 | 18841570.1521 | 1640709.4313 | 21221252.6207 | 14589389.3204 | 0 | 405183.0629 | 0 | 22112260.7891 | 57531566.7249 | 39266476.4452 | 175608408.5466 | 961560.8286 | 22410181.7999 | 22410181.7999 | 1478867.319 | 9845793.7898 | 0 | 198980151.1751 | 232714994.0838 | 1000000 | 80.1071 | 2483.9272 | 2905.0491 | 50.6382 | 59.2234
1 | 5800 | 707 | 0.04 | 15 | 15 | 7 | 1.3335e-09 | 5spot_SharedNeighbor | Water | Porous | Wet | R600a | MinimizeLCOE_Brownfield | IgnoreSilica | 231.3016 | 180.2493 | 20.058 | 4 | 2481.5557 | 2902.0214 | 50.5899 | 59.1616 | 220.3225 | 0 | 938.1727 | 18855605.9154 | 1641904.7928 | 21238923.2972 | 14609274.8415 | 0 | 391224.8772 | 0 | 22127404.1524 | 57570966.6497 | 39293367.7035 | 175728672.2296 | 961560.8286 | 22410181.7999 | 22410181.7999 | 1478867.319 | 9845793.7898 | 0 | 199100414.8582 | 232835257.7669 | 1333521.4322 | 80.2321 | 2481.5557 | 2902.0214 | 50.5899 | 59.1616
1 | 5800 | 707 | 0.04 | 15 | 15 | 7 | 1.7783e-09 | 5spot_SharedNeighbor | Water | Porous | Wet | R600a | MinimizeLCOE_Brownfield | IgnoreSilica | 231.2091 | 180.1949 | 20.0638 | 4 | 2479.6111 | 2899.9547 | 50.5502 | 59.1195 | 220.3346 | 0 | 536.0791 | 18851537.5256 | 1641558.3093 | 21233801.144 | 14603722.4671 | 0 | 374596.8968 | 0 | 22115034.3737 | 57538783.023 | 39271401.7169 | 175630435.4563 | 961560.8286 | 22410181.7999 | 22410181.7999 | 1478867.319 | 9845793.7898 | 0 | 199002178.0848 | 232737020.9936 | 1778279.41 | 80.2554 | 2479.6111 | 2899.9547 | 50.5502 | 59.1195
1 | 5800 | 707 | 0.04 | 15 | 15 | 7 | 2.3714e-09 | 5spot_SharedNeighbor | Water | Porous | Wet | R600a | MinimizeLCOE_Brownfield | IgnoreSilica | 231.7038 | 180.4747 | 20.0972 | 4 | 2478.4275 | 2898.0743 | 50.5261 | 59.0812 | 220.2625 | 0 | 529.0211 | 18872481.2071 | 1643341.9515 | 21260170.8215 | 14633255.5335 | 0 | 371925.2111 | 0 | 22144658.1427 | 57615857.9932 | 39324006.9679 | 175865697.8285 | 961560.8286 | 22410181.7999 | 22410181.7999 | 1478867.319 | 9845793.7898 | 0 | 199237440.457 | 232972283.3657 | 2371373.7057 | 80.3886 | 2478.4275 | 2898.0743 | 50.5261 | 59.0812
1 | 5800 | 707 | 0.04 | 15 | 15 | 7 | 3.1623e-09 | 5spot_SharedNeighbor | Water | Porous | Wet | R600a | MinimizeLCOE_Brownfield | IgnoreSilica | 234.9 | 182.2815 | 20.2749 | 4 | 2477.4116 | 2893.38 | 50.5054 | 58.9855 | 219.8033 | 0 | 540.3415 | 19007521.4529 | 1654841.1734 | 21430275.3171 | 14824021.1632 | 0 | 406766.1825 | 0 | 22356135.8628 | 58166079.6409 | 39699544.5483 | 177545185.3411 | 961560.8286 | 22410181.7999 | 22410181.7999 | 1478867.319 | 9845793.7898 | 0 | 200916927.9696 | 234651770.8783 | 3162277.6602 | 81.0995 | 2477.4116 | 2893.38 | 50.5054 | 58.9855
1 | 5800 | 707 | 0.04 | 15 | 15 | 7 | 4.217e-09 | 5spot_SharedNeighbor | Water | Porous | Wet | R600a | MinimizeLCOE_Brownfield | IgnoreSilica | 231.9324 | 180.6027 | 20.1193 | 4 | 2476.6596 | 2895.8443 | 50.4901 | 59.0357 | 220.2284 | 0 | 528.2538 | 18882056.2444 | 1644157.3793 | 21272227.61 | 14646881.6913 | 0 | 360834.8876 | 0 | 22154401.5469 | 57641208.3324 | 39341309.0952 | 175943076.7871 | 961560.8286 | 22410181.7999 | 22410181.7999 | 1478867.319 | 9845793.7898 | 0 | 199314819.4156 | 233049662.3243 | 4216965.0343 | 80.4773 | 2476.6596 | 2895.8443 | 50.4901 | 59.0357
1 | 5800 | 707 | 0.04 | 15 | 15 | 7 | 5.6234e-09 | 5spot_SharedNeighbor | Water | Porous | Wet | R600a | MinimizeLCOE_Brownfield | IgnoreSilica | 232.0009 | 180.6409 | 20.1262 | 4 | 2476.09 | 2895.1319 | 50.4784 | 59.0212 | 220.2182 | 0 | 526.9704 | 18884921.2118 | 1644401.3629 | 21275835.2807 | 14650966.1988 | 0 | 357158.7576 | 0 | 22157180.2967 | 57648438.0693 | 39346243.5392 | 175965144.7171 | 961560.8286 | 22410181.7999 | 22410181.7999 | 1478867.319 | 9845793.7898 | 0 | 199336887.3456 | 233071730.2544 | 5623413.2519 | 80.5047 | 2476.09 | 2895.1319 | 50.4784 | 59.0212
1 | 5800 | 707 | 0.04 | 15 | 15 | 7 | 7.4989e-09 | 5spot_SharedNeighbor | Water | Porous | Wet | R600a | MinimizeLCOE_Brownfield | IgnoreSilica | 232.0056 | 180.6431 | 20.1288 | 4 | 2475.6624 | 2894.6501 | 50.4697 | 59.0114 | 220.2171 | 0 | 519.0743 | 18885079.7422 | 1644414.8635 | 21276034.9097 | 14651234.8463 | 0 | 353736.6607 | 0 | 22156095.3988 | 57645615.3875 | 39344317.0009 | 175956528.8096 | 961560.8286 | 22410181.7999 | 22410181.7999 | 1478867.319 | 9845793.7898 | 0 | 199328271.4381 | 233063114.3469 | 7498942.0933 | 80.5151 | 2475.6624 | 2894.6501 | 50.4697 | 59.0114
1 | 5800 | 707 | 0.04 | 15 | 15 | 7 | 1e-08 | 5spot_SharedNeighbor | Water | Porous | Wet | R600a | MinimizeLCOE_Brownfield | IgnoreSilica | 232.0936 | 180.6927 | 20.1353 | 4 | 2475.3415 | 2894.1931 | 50.4632 | 59.002 | 220.2043 | 0 | 512.6601 | 18888792.8073 | 1644731.0705 | 21280710.6314 | 14656486.0207 | 0 | 352338.2226 | 0 | 22160992.9135 | 57658357.7161 | 39353013.902 | 175995423.2841 | 961560.8286 | 22410181.7999 | 22410181.7999 | 1478867.319 | 9845793.7898 | 0 | 199367165.9126 | 233102008.8213 | 10000000 | 80.5413 | 2475.3415 | 2894.1931 | 50.4632 | 59.002
1 | 5900 | 707 | 0.04 | 15 | 15 | 7 | 1e-13 | 5spot_SharedNeighbor | Water | Porous | Wet | R600a | MinimizeLCOE_Brownfield | IgnoreSilica | 1.1276 | 0.4035 | 0.036188 | 4 | 177662.8639 | 415999.3408 | 3621.8978 | 8480.7092 | 153.5082 | 0 | 66.7994 | 252478.2955 | 22464.4811 | 161275.2665 | 83103.0836 | 0 | 61511.3808 | 0 | 226524.6779 | 589370.7454 | 402257.6441 | 1798985.575 | 961560.8286 | 22956191.5802 | 22956191.5802 | 1478867.319 | 10064197.702 | 0 | 25716737.9838 | 60215994.585 | 100 | 0.14475 | 177662.8639 | 415999.3408 | 3621.8978 | 8480.7092
1 | 5900 | 707 | 0.04 | 15 | 15 | 7 | 1.3335e-13 | 5spot_SharedNeighbor | Water | Porous | Wet | R600a | MinimizeLCOE_Brownfield | IgnoreSilica | 1.4565 | 0.66886 | 0.064837 | 4 | 101894.8518 | 234917.3527 | 2077.2644 | 4789.108 | 168.8106 | 0 | 69.4564 | 361340.6835 | 32656.6662 | 241380.7547 | 106998.7083 | 0 | 67559.6374 | 0 | 315875.2155 | 821842.5159 | 560924.4043 | 2508578.5858 | 961560.8286 | 22956191.5802 | 22956191.5802 | 1478867.319 | 10064197.702 | 0 | 26426330.9946 | 60925587.5958 | 133.3521 | 0.25935 | 101894.8518 | 234917.3527 | 2077.2644 | 4789.108
1 | 5900 | 707 | 0.04 | 15 | 15 | 7 | 1.7783e-13 | 5spot_SharedNeighbor | Water | Porous | Wet | R600a | MinimizeLCOE_Brownfield | IgnoreSilica | 1.8653 | 1.0109 | 0.10146 | 4 | 67093.144 | 152097.2953 | 1367.7845 | 3100.7091 | 181.8435 | 0 | 300.1367 | 481969.4915 | 43604.6495 | 335892.9378 | 134154.1655 | 0 | 73795.2501 | 0 | 417072.4328 | 1085136.9169 | 740628.2431 | 3312254.0871 | 961560.8286 | 22956191.5802 | 22956191.5802 | 1478867.319 | 10064197.702 | 0 | 27230006.496 | 61729263.0972 | 177.8279 | 0.40585 | 67093.144 | 152097.2953 | 1367.7845 | 3100.7091
1 | 5900 | 707 | 0.04 | 15 | 15 | 7 | 2.3714e-13 | 5spot_SharedNeighbor | Water | Porous | Wet | R600a | MinimizeLCOE_Brownfield | IgnoreSilica | 2.3904 | 1.4604 | 0.14977 | 4 | 47059.2525 | 104648.1958 | 959.3665 | 2133.395 | 193.0597 | 0 | 389.4629 | 623283.2094 | 56411.7753 | 450831.8079 | 168289.6505 | 0 | 80981.2027 | 0 | 538121.0818 | 1400080.6711 | 955583.8268 | 4273583.2256 | 961560.8286 | 22956191.5802 | 22956191.5802 | 1478867.319 | 10064197.702 | 0 | 28191335.6344 | 62690592.2356 | 237.1374 | 0.59906 | 47059.2525 | 104648.1958 | 959.3665 | 2133.395
1 | 5900 | 707 | 0.04 | 15 | 15 | 7 | 3.1623e-13 | 5spot_SharedNeighbor | Water | Porous | Wet | R600a | MinimizeLCOE_Brownfield | IgnoreSilica | 3.0517 | 2.0374 | 0.21217 | 4 | 34554.9217 | 75205.8741 | 704.4488 | 1533.1735 | 202.3436 | 0 | 500.0223 | 786933.0831 | 71217.5368 | 588425.2882 | 211042.2955 | 0 | 88439.6081 | 0 | 680962.5466 | 1771724.8615 | 1209238.6233 | 5407983.8431 | 961560.8286 | 22956191.5802 | 22956191.5802 | 1478867.319 | 10064197.702 | 0 | 29325736.2519 | 63824992.8531 | 316.2278 | 0.84867 | 34554.9217 | 75205.8741 | 704.4488 | 1533.1735
1 | 5900 | 707 | 0.04 | 15 | 15 | 7 | 4.217e-13 | 5spot_SharedNeighbor | Water | Porous | Wet | R600a | MinimizeLCOE_Brownfield | IgnoreSilica | 3.8996 | 2.7887 | 0.29374 | 4 | 26125.8799 | 55488.2206 | 532.6114 | 1131.2024 | 210.0565 | 0 | 83.6786 | 980762.472 | 88718.9849 | 756403.8766 | 266046.1932 | 0 | 96725.9739 | 0 | 853576.4253 | 2220830.766 | 1515762.6313 | 6778827.3232 | 961560.8286 | 22956191.5802 | 22956191.5802 | 1478867.319 | 10064197.702 | 0 | 30696579.7321 | 65195836.3333 | 421.6965 | 1.1749 | 26125.8799 | 55488.2206 | 532.6114 | 1131.2024
1 | 5900 | 707 | 0.04 | 15 | 15 | 7 | 5.6234e-13 | 5spot_SharedNeighbor | Water | Porous | Wet | R600a | MinimizeLCOE_Brownfield | IgnoreSilica | 4.9863 | 3.7614 | 0.39974 | 4 | 20232.5915 | 41808.5233 | 412.4687 | 852.3233 | 216.3639 | 0 | 91.1216 | 1210212.2636 | 109390.9615 | 960978.3512 | 336540.5945 | 0 | 105788.2085 | 0 | 1061935.048 | 2762937.162 | 1885761.3857 | 8433543.9751 | 961560.8286 | 22956191.5802 | 22956191.5802 | 1478867.319 | 10064197.702 | 0 | 32351296.3839 | 66850552.9851 | 562.3413 | 1.599 | 20232.5915 | 41808.5233 | 412.4687 | 852.3233
1 | 5900 | 707 | 0.04 | 15 | 15 | 7 | 7.4989e-13 | 5spot_SharedNeighbor | Water | Porous | Wet | R600a | MinimizeLCOE_Brownfield | IgnoreSilica | 6.4166 | 5.0495 | 0.54018 | 4 | 15922.8792 | 31889.382 | 324.6094 | 650.1082 | 221.5295 | 0 | 85.8677 | 1488855.3322 | 134433.6081 | 1216268.6343 | 429462.7267 | 0 | 116961.8861 | 0 | 1320533.0531 | 3435756.1255 | 2344974.1534 | 10487245.5192 | 961560.8286 | 22956191.5802 | 22956191.5802 | 1478867.319 | 10064197.702 | 0 | 34404997.9281 | 68904254.5293 | 749.8942 | 2.1607 | 15922.8792 | 31889.382 | 324.6094 | 650.1082
1 | 5900 | 707 | 0.04 | 15 | 15 | 7 | 1e-12 | 5spot_SharedNeighbor | Water | Porous | Wet | R600a | MinimizeLCOE_Brownfield | IgnoreSilica | 8.2654 | 6.7083 | 0.72121 | 4 | 12788.3113 | 24747.1174 | 260.707 | 504.5035 | 225.3834 | 0 | 77.0205 | 1818793.6914 | 164007.482 | 1526588.0445 | 549525.2566 | 0 | 130117.7114 | 0 | 1633722.5525 | 4250610.9591 | 2901129.3209 | 12974495.0184 | 961560.8286 | 22956191.5802 | 22956191.5802 | 1478867.319 | 10064197.702 | 0 | 36892247.4272 | 71391504.0284 | 1000 | 2.8848 | 12788.3113 | 24747.1174 | 260.707 | 504.5035
1 | 5900 | 707 | 0.04 | 15 | 15 | 7 | 1.3335e-12 | 5spot_SharedNeighbor | Water | Porous | Wet | R600a | MinimizeLCOE_Brownfield | IgnoreSilica | 10.7474 | 8.9871 | 0.97061 | 4 | 10327.1626 | 19213.1275 | 210.5332 | 391.6856 | 229.1757 | 0 | 96.843 | 2235684.7378 | 201265.855 | 1928986.6358 | 711572.4202 | 0 | 145463.765 | 0 | 2036959.6314 | 5299751.123 | 3617189.0404 | 16176873.2086 | 961560.8286 | 22956191.5802 | 22956191.5802 | 1478867.319 | 10064197.702 | 0 | 40094625.6174 | 74593882.2186 | 1333.5214 | 3.8824 | 10327.1626 | 19213.1275 | 210.5332 | 391.6856
1 | 5900 | 707 | 0.04 | 15 | 15 | 7 | 1.7783e-12 | 5spot_SharedNeighbor | Water | Porous | Wet | R600a | MinimizeLCOE_Brownfield | IgnoreSilica | 13.9922 | 11.9467 | 1.2945 | 4 | 8501.0818 | 15163.997 | 173.3061 | 309.1386 | 231.8525 | 0 | 91.1555 | 2733862.4501 | 245646.84 | 2422330.0073 | 923190.1965 | 0 | 164322.0298 | 0 | 2530847.0943 | 6584744.9912 | 4494223.7594 | 20099167.3686 | 961560.8286 | 22956191.5802 | 22956191.5802 | 1478867.319 | 10064197.702 | 0 | 44016919.7775 | 78516176.3787 | 1778.2794 | 5.1778 | 8501.0818 | 15163.997 | 173.3061 | 309.1386
1 | 5900 | 707 | 0.04 | 15 | 15 | 7 | 2.3714e-12 | 5spot_SharedNeighbor | Water | Porous | Wet | R600a | MinimizeLCOE_Brownfield | IgnoreSilica | 18.3043 | 15.8854 | 1.7254 | 4 | 7091.2226 | 12089.8983 | 144.5642 | 246.4689 | 233.9662 | 0 | 89.1111 | 3344622.4072 | 299871.7595 | 3042514.1571 | 1204523.6859 | 0 | 187751.8274 | 0 | 3150920.6964 | 8198049.3094 | 5595337.1067 | 25023590.9496 | 961560.8286 | 22956191.5802 | 22956191.5802 | 1478867.319 | 10064197.702 | 0 | 48941343.3585 | 83440599.9597 | 2371.3737 | 6.9017 | 7091.2226 | 12089.8983 | 144.5642 | 246.4689
1 | 5900 | 707 | 0.04 | 15 | 15 | 7 | 3.1623e-12 | 5spot_SharedNeighbor | Water | Porous | Wet | R600a | MinimizeLCOE_Brownfield | IgnoreSilica | 23.9922 | 21.0856 | 2.2947 | 4 | 6000.8925 | 9759.5047 | 122.3363 | 198.9607 | 235.6073 | 0 | 100.257 | 4087859.1536 | 365617.3338 | 3816124.7309 | 1575764.8737 | 0 | 216054.7611 | 0 | 3923954.1327 | 10209323.7396 | 6968073.2329 | 31162771.9583 | 961560.8286 | 22956191.5802 | 22956191.5802 | 1478867.319 | 10064197.702 | 0 | 55080524.3671 | 89579780.9683 | 3162.2777 | 9.1787 | 6000.8925 | 9759.5047 | 122.3363 | 198.9607
1 | 5900 | 707 | 0.04 | 15 | 15 | 7 | 4.217e-12 | 5spot_SharedNeighbor | Water | Porous | Wet | R600a | MinimizeLCOE_Brownfield | IgnoreSilica | 31.5025 | 27.9556 | 3.0468 | 4 | 5148.7384 | 7979.4779 | 104.964 | 162.6724 | 236.8757 | 0 | 138.9215 | 4993466.5132 | 445415.3725 | 4781997.3594 | 2066024.8175 | 0 | 250591.8819 | 0 | 4889623.4184 | 12721797.1349 | 8682887.9514 | 38831804.4492 | 961560.8286 | 22956191.5802 | 22956191.5802 | 1478867.319 | 10064197.702 | 0 | 62749556.8581 | 97248813.4593 | 4216.965 | 12.1874 | 5148.7384 | 7979.4779 | 104.964 | 162.6724
1 | 5900 | 707 | 0.04 | 15 | 15 | 7 | 5.6234e-12 | 5spot_SharedNeighbor | Water | Porous | Wet | R600a | MinimizeLCOE_Brownfield | IgnoreSilica | 41.3588 | 36.9734 | 4.0343 | 4 | 4479.1538 | 6617.0314 | 91.3136 | 134.8971 | 237.8421 | 0 | 131.9375 | 6090666.345 | 541700.4832 | 5980608.26 | 2709475.4173 | 0 | 292361.7793 | 0 | 6089776.7911 | 15844350.0253 | 10814094.4611 | 48363033.5622 | 961560.8286 | 22956191.5802 | 22956191.5802 | 1478867.319 | 10064197.702 | 0 | 72280785.9711 | 106780042.5723 | 5623.4133 | 16.1372 | 4479.1538 | 6617.0314 | 91.3136 | 134.8971
1 | 5900 | 707 | 0.04 | 15 | 15 | 7 | 7.4989e-12 | 5spot_SharedNeighbor | Water | Porous | Wet | R600a | MinimizeLCOE_Brownfield | IgnoreSilica | 54.1238 | 48.636 | 5.3115 | 4 | 3952.5454 | 5576.3518 | 80.578 | 113.6815 | 238.5226 | 0 | 120.8151 | 7402224.1573 | 656306.9473 | 7447319.0594 | 3542617.5953 | 0 | 342162.3482 | 0 | 7562345.7419 | 19675672.37 | 13429050.6872 | 60057698.9065 | 961560.8286 | 22956191.5802 | 22956191.5802 | 1478867.319 | 10064197.702 | 0 | 83975451.3153 | 118474707.9165 | 7498.9421 | 21.2459 | 3952.5454 | 5576.3518 | 80.578 | 113.6815
1 | 5900 | 707 | 0.04 | 15 | 15 | 7 | 1e-11 | 5spot_SharedNeighbor | Water | Porous | Wet | R600a | MinimizeLCOE_Brownfield | IgnoreSilica | 70.3648 | 63.3635 | 6.9228 | 4 | 3540.5174 | 4786.3658 | 72.1782 | 97.5765 | 238.7993 | 0 | 136.7661 | 8936729.9007 | 789812.0481 | 9202478.6976 | 4600753.0924 | 0 | 402410.1499 | 0 | 9333551.7166 | 24283986.992 | 16574320.108 | 74124042.7054 | 961560.8286 | 22956191.5802 | 22956191.5802 | 1478867.319 | 10064197.702 | 0 | 98041795.1143 | 132541051.7155 | 10000 | 27.6914 | 3540.5174 | 4786.3658 | 72.1782 | 97.5765
1 | 5900 | 707 | 0.04 | 15 | 15 | 7 | 1.3335e-11 | 5spot_SharedNeighbor | Water | Porous | Wet | R600a | MinimizeLCOE_Brownfield | IgnoreSilica | 90.3259 | 81.0943 | 8.8574 | 4 | 3225.6524 | 4199.3952 | 65.7593 | 85.6104 | 238.404 | 0 | 137.519 | 10655525.2948 | 938706.092 | 11210521.8325 | 5894817.3242 | 0 | 476473.9588 | 0 | 11378657.3559 | 29604932.3565 | 20205974.6538 | 90365608.8685 | 961560.8286 | 22956191.5802 | 22956191.5802 | 1478867.319 | 10064197.702 | 0 | 114283361.2773 | 148782617.8785 | 13335.2143 | 35.4295 | 3225.6524 | 4199.3952 | 65.7593 | 85.6104
1 | 5900 | 707 | 0.04 | 15 | 15 | 7 | 1.7783e-11 | 5spot_SharedNeighbor | Water | Porous | Wet | R600a | MinimizeLCOE_Brownfield | IgnoreSilica | 113.7559 | 101.0989 | 11.027 | 4 | 2993.5486 | 3775.7014 | 61.0275 | 76.9728 | 237.0714 | 0 | 129.1202 | 12471389.2637 | 1095365.0241 | 13373056.1041 | 7400105.8216 | 0 | 569047.1195 | 0 | 13614495.6999 | 35422125.0941 | 24176328.2286 | 108121912.3557 | 961560.8286 | 22956191.5802 | 22956191.5802 | 1478867.319 | 10064197.702 | 0 | 132039664.7646 | 166538921.3658 | 17782.7941 | 44.1081 | 2993.5486 | 3775.7014 | 61.0275 | 76.9728
1 | 5900 | 707 | 0.04 | 15 | 15 | 7 | 2.3714e-11 | 5spot_SharedNeighbor | Water | Porous | Wet | R600a | MinimizeLCOE_Brownfield | IgnoreSilica | 139.6079 | 121.8664 | 13.2578 | 4 | 2830.9605 | 3481.5054 | 57.713 | 70.9752 | 234.7242 | 0 | 143.4455 | 14251858.9248 | 1248404.1726 | 15528902.8108 | 9039157.7151 | 0 | 681270.0888 | 0 | 15892341.5477 | 41348612.7397 | 28221277.8239 | 126211825.8233 | 961560.8286 | 22956191.5802 | 22956191.5802 | 1478867.319 | 10064197.702 | 0 | 150129578.2322 | 184628834.8334 | 23713.7371 | 53.0313 | 2830.9605 | 3481.5054 | 57.713 | 70.9752
1 | 5900 | 707 | 0.04 | 15 | 15 | 7 | 3.1623e-11 | 5spot_SharedNeighbor | Water | Porous | Wet | R600a | MinimizeLCOE_Brownfield | IgnoreSilica | 166.4406 | 142.2786 | 15.4319 | 4 | 2716.272 | 3275.1656 | 55.3749 | 66.7687 | 232.0065 | 0 | 156.6789 | 15920122.982 | 1391342.8782 | 17577021.9499 | 10722047.7127 | 0 | 802090.13 | 0 | 18100924.0045 | 47094891.2498 | 32143230.9812 | 143751671.8882 | 961560.8286 | 22956191.5802 | 22956191.5802 | 1478867.319 | 10064197.702 | 0 | 167669424.297 | 202168680.8982 | 31622.7766 | 61.7278 | 2716.272 | 3275.1656 | 55.3749 | 66.7687
1 | 5900 | 707 | 0.04 | 15 | 15 | 7 | 4.217e-11 | 5spot_SharedNeighbor | Water | Porous | Wet | R600a | MinimizeLCOE_Brownfield | IgnoreSilica | 192.3138 | 160.532 | 17.3516 | 4 | 2641.7204 | 3138.7807 | 53.855 | 63.9883 | 228.9505 | 0 | 165.6907 | 17355590.5393 | 1514013.082 | 19359001.8721 | 12321550.5794 | 0 | 926100.5543 | 0 | 20075740.0846 | 52232957.5996 | 35650066.8417 | 159435021.153 | 961560.8286 | 22956191.5802 | 22956191.5802 | 1478867.319 | 10064197.702 | 0 | 183352773.5619 | 217852030.1631 | 42169.6503 | 69.4066 | 2641.7204 | 3138.7807 | 53.855 | 63.9883
1 | 5900 | 707 | 0.04 | 15 | 15 | 7 | 5.6234e-11 | 5spot_SharedNeighbor | Water | Porous | Wet | R600a | MinimizeLCOE_Brownfield | IgnoreSilica | 207.2124 | 170.3423 | 18.4627 | 4 | 2594.2487 | 3061.396 | 52.8873 | 62.4107 | 227.0029 | 0 | 168.4568 | 18108010.1865 | 1578200.8962 | 20299797.8768 | 13231538.0582 | 0 | 917483.6665 | 0 | 21112661.9668 | 54930815.6353 | 37491410.3865 | 167669918.6728 | 961560.8286 | 22956191.5802 | 22956191.5802 | 1478867.319 | 10064197.702 | 0 | 191587671.0817 | 226086927.6829 | 56234.1325 | 73.8509 | 2594.2487 | 3061.396 | 52.8873 | 62.4107
1 | 5900 | 707 | 0.04 | 15 | 15 | 7 | 7.4989e-11 | 5spot_SharedNeighbor | Water | Porous | Wet | R600a | MinimizeLCOE_Brownfield | IgnoreSilica | 213.9324 | 174.5787 | 19.0403 | 4 | 2558.7741 | 3011.7511 | 52.1641 | 61.3986 | 226.0715 | 0 | 214.9057 | 18429148.1175 | 1605574.2969 | 20702686.6873 | 13639492.4699 | 0 | 820859.891 | 0 | 21527126.9704 | 56009168.5561 | 38227408.4129 | 170961465.4021 | 961560.8286 | 22956191.5802 | 22956191.5802 | 1478867.319 | 10064197.702 | 0 | 194879217.8109 | 229378474.4121 | 74989.4209 | 76.1612 | 2558.7741 | 3011.7511 | 52.1641 | 61.3986
1 | 5900 | 707 | 0.04 | 15 | 15 | 7 | 1e-10 | 5spot_SharedNeighbor | Water | Porous | Wet | R600a | MinimizeLCOE_Brownfield | IgnoreSilica | 219.2861 | 177.8723 | 19.495 | 4 | 2531.6576 | 2974.0693 | 51.6113 | 60.6304 | 225.3113 | 0 | 243.2547 | 18677306.2179 | 1626717.9937 | 21014558.3874 | 13962892.588 | 0 | 736169.6429 | 0 | 21846881.4837 | 56841104.2089 | 38795221.5905 | 173500852.1129 | 961560.8286 | 22956191.5802 | 22956191.5802 | 1478867.319 | 10064197.702 | 0 | 197418604.5217 | 231917861.1229 | 100000 | 77.98 | 2531.6576 | 2974.0693 | 51.6113 | 60.6304
1 | 5900 | 707 | 0.04 | 15 | 15 | 7 | 1.3335e-10 | 5spot_SharedNeighbor | Water | Porous | Wet | R600a | MinimizeLCOE_Brownfield | IgnoreSilica | 223.3734 | 180.3378 | 19.8424 | 4 | 2510.9689 | 2945.6352 | 51.1895 | 60.0508 | 224.7199 | 0 | 306.4721 | 18862230.5397 | 1642468.9732 | 21247264.0466 | 14209095.7265 | 0 | 662204.2036 | 0 | 22083072.7609 | 57455625.4628 | 39214644.9734 | 175376606.6866 | 961560.8286 | 22956191.5802 | 22956191.5802 | 1478867.319 | 10064197.702 | 0 | 199294359.0954 | 233793615.6966 | 133352.1432 | 79.3695 | 2510.9689 | 2945.6352 | 51.1895 | 60.0508
1 | 5900 | 707 | 0.04 | 15 | 15 | 7 | 1.7783e-10 | 5spot_SharedNeighbor | Water | Porous | Wet | R600a | MinimizeLCOE_Brownfield | IgnoreSilica | 226.4498 | 182.1649 | 20.1049 | 4 | 2495.2144 | 2924.2061 | 50.8683 | 59.6139 | 224.2683 | 0 | 339.9401 | 18998814.3004 | 1654099.7925 | 21419303.1889 | 14394000.8029 | 0 | 599152.1291 | 0 | 22255494.3834 | 57904231.156 | 39520827.577 | 176745923.3303 | 961560.8286 | 22956191.5802 | 22956191.5802 | 1478867.319 | 10064197.702 | 0 | 200663675.7391 | 235162932.3403 | 177827.941 | 80.4194 | 2495.2144 | 2924.2061 | 50.8683 | 59.6139
1 | 5900 | 707 | 0.04 | 15 | 15 | 7 | 2.3714e-10 | 5spot_SharedNeighbor | Water | Porous | Wet | R600a | MinimizeLCOE_Brownfield | IgnoreSilica | 228.8197 | 183.5559 | 20.3059 | 4 | 2483.2376 | 2907.981 | 50.6242 | 59.2831 | 223.9169 | 0 | 417.0243 | 19102544.9713 | 1662931.4546 | 21550053.6924 | 14536219.3629 | 0 | 547526.7423 | 0 | 22385717.7272 | 58243045.5841 | 39752075.386 | 177780114.9209 | 961560.8286 | 22956191.5802 | 22956191.5802 | 1478867.319 | 10064197.702 | 0 | 201697867.3297 | 236197123.9309 | 237137.3706 | 81.2237 | 2483.2376 | 2907.981 | 50.6242 | 59.2831
1 | 5900 | 707 | 0.04 | 15 | 15 | 7 | 3.1623e-10 | 5spot_SharedNeighbor | Water | Porous | Wet | R600a | MinimizeLCOE_Brownfield | IgnoreSilica | 230.5124 | 184.5393 | 20.4525 | 4 | 2474.1456 | 2895.8461 | 50.4388 | 59.0357 | 223.6636 | 0 | 482.3731 | 19175740.6803 | 1669162.5614 | 21642363.3721 | 14637495.1641 | 0 | 504275.9733 | 0 | 22475324.723 | 58476184.6062 | 39911197.5591 | 178491744.6395 | 961560.8286 | 22956191.5802 | 22956191.5802 | 1478867.319 | 10064197.702 | 0 | 202409497.0483 | 236908753.6495 | 316227.766 | 81.8099 | 2474.1456 | 2895.8461 | 50.4388 | 59.0357
1 | 5900 | 707 | 0.04 | 15 | 15 | 7 | 4.217e-10 | 5spot_SharedNeighbor | Water | Porous | Wet | R600a | MinimizeLCOE_Brownfield | IgnoreSilica | 231.7692 | 185.2645 | 20.5619 | 4 | 2467.2574 | 2886.7128 | 50.2984 | 58.8495 | 223.4743 | 0 | 494.5799 | 19229655.9332 | 1673751.9131 | 21710383.047 | 14712657.2925 | 0 | 469455.2127 | 0 | 22540402.3254 | 58645503.1784 | 40026760.9639 | 179008569.8662 | 961560.8286 | 22956191.5802 | 22956191.5802 | 1478867.319 | 10064197.702 | 0 | 202926322.2751 | 237425578.8762 | 421696.5034 | 82.2477 | 2467.2574 | 2886.7128 | 50.2984 | 58.8495
1 | 5900 | 707 | 0.04 | 15 | 15 | 7 | 5.6234e-10 | 5spot_SharedNeighbor | Water | Porous | Wet | R600a | MinimizeLCOE_Brownfield | IgnoreSilica | 232.6707 | 185.7818 | 20.6419 | 4 | 2462.0466 | 2879.8765 | 50.1921 | 58.7102 | 223.3378 | 0 | 522.4488 | 19268075.744 | 1677022.0506 | 21758866.6549 | 14766537.6547 | 0 | 441369.2871 | 0 | 22585629.8426 | 58763175.9008 | 40107075.0148 | 179367752.1496 | 961560.8286 | 22956191.5802 | 22956191.5802 | 1478867.319 | 10064197.702 | 0 | 203285504.5584 | 237784761.1596 | 562341.3252 | 82.5677 | 2462.0466 | 2879.8765 | 50.1921 | 58.7102
1 | 5900 | 707 | 0.04 | 15 | 15 | 7 | 7.4989e-10 | 5spot_SharedNeighbor | Water | Porous | Wet | R600a | MinimizeLCOE_Brownfield | IgnoreSilica | 233.787 | 186.4234 | 20.7269 | 4 | 2457.9833 | 2874.0998 | 50.1093 | 58.5924 | 223.1707 | 0 | 524.9279 | 19315682.1735 | 1681073.8648 | 21818958.2687 | 14833298.2512 | 0 | 424355.1335 | 0 | 22648613.3998 | 58927046.1969 | 40218919.8591 | 179867947.1476 | 961560.8286 | 22956191.5802 | 22956191.5802 | 1478867.319 | 10064197.702 | 0 | 203785699.5564 | 238284956.1576 | 749894.2093 | 82.9077 | 2457.9833 | 2874.0998 | 50.1093 | 58.5924
1 | 5900 | 707 | 0.04 | 15 | 15 | 7 | 1e-09 | 5spot_SharedNeighbor | Water | Porous | Wet | R600a | MinimizeLCOE_Brownfield | IgnoreSilica | 234.2519 | 186.6874 | 20.7693 | 4 | 2455.0801 | 2870.3475 | 50.0501 | 58.5159 | 223.0994 | 0 | 481.2719 | 19335257.7922 | 1682739.8782 | 21843672.5714 | 14861058.6784 | 0 | 407296.5395 | 0 | 22670709.9293 | 58984536.834 | 40258158.4002 | 180043430.6232 | 961560.8286 | 22956191.5802 | 22956191.5802 | 1478867.319 | 10064197.702 | 0 | 203961183.032 | 238460439.6332 | 1000000 | 83.0772 | 2455.0801 | 2870.3475 | 50.0501 | 58.5159
1 | 5900 | 707 | 0.04 | 15 | 15 | 7 | 1.3335e-09 | 5spot_SharedNeighbor | Water | Porous | Wet | R600a | MinimizeLCOE_Brownfield | IgnoreSilica | 233.682 | 186.3558 | 20.751 | 4 | 2452.8476 | 2868.4816 | 50.0046 | 58.4779 | 223.1814 | 0 | 553.1552 | 19310664.1647 | 1680646.7919 | 21812623.4625 | 14826901.7866 | 0 | 381280.4563 | 0 | 22624725.4982 | 58864894.777 | 40176500.2379 | 179678237.1751 | 961560.8286 | 22956191.5802 | 22956191.5802 | 1478867.319 | 10064197.702 | 0 | 203595989.584 | 238095246.1852 | 1333521.4322 | 83.0039 | 2452.8476 | 2868.4816 | 50.0046 | 58.4779
1 | 5900 | 707 | 0.04 | 15 | 15 | 7 | 1.7783e-09 | 5spot_SharedNeighbor | Water | Porous | Wet | R600a | MinimizeLCOE_Brownfield | IgnoreSilica | 234.8561 | 187.0296 | 20.8246 | 4 | 2451.247 | 2865.4108 | 49.972 | 58.4153 | 223.0065 | 0 | 498.4152 | 19360618.2229 | 1684898.1473 | 21875694.3895 | 14897127.4489 | 0 | 384081.1396 | 0 | 22698943.5458 | 59057994.9126 | 40308295.0483 | 180267652.8547 | 961560.8286 | 22956191.5802 | 22956191.5802 | 1478867.319 | 10064197.702 | 0 | 204185405.2636 | 238684661.8648 | 1778279.41 | 83.2986 | 2451.247 | 2865.4108 | 49.972 | 58.4153
1 | 5900 | 707 | 0.04 | 15 | 15 | 7 | 2.3714e-09 | 5spot_SharedNeighbor | Water | Porous | Wet | R600a | MinimizeLCOE_Brownfield | IgnoreSilica | 235.0996 | 187.1676 | 20.8451 | 4 | 2450.0087 | 2863.7653 | 49.9467 | 58.3817 | 222.9693 | 0 | 494.4503 | 19370845.221 | 1685768.4815 | 21888609.0274 | 14911646.4824 | 0 | 377098.9637 | 0 | 22711247.5886 | 59090007.5081 | 40330144.3025 | 180365367.575 | 961560.8286 | 22956191.5802 | 22956191.5802 | 1478867.319 | 10064197.702 | 0 | 204283119.9839 | 238782376.5851 | 2371373.7057 | 83.3806 | 2450.0087 | 2863.7653 | 49.9467 | 58.3817
1 | 5900 | 707 | 0.04 | 15 | 15 | 7 | 3.1623e-09 | 5spot_SharedNeighbor | Water | Porous | Wet | R600a | MinimizeLCOE_Brownfield | IgnoreSilica | 235.2387 | 187.246 | 20.8581 | 4 | 2449.0781 | 2862.577 | 49.9278 | 58.3575 | 222.9478 | 0 | 502.0654 | 19376654.8703 | 1686262.8865 | 21895945.7838 | 14919928.8067 | 0 | 371204.5887 | 0 | 22717498.805 | 59106271.891 | 40341245.078 | 180415012.7101 | 961560.8286 | 22956191.5802 | 22956191.5802 | 1478867.319 | 10064197.702 | 0 | 204332765.1189 | 238832021.7201 | 3162277.6602 | 83.4325 | 2449.0781 | 2862.577 | 49.9278 | 58.3575
1 | 5900 | 707 | 0.04 | 15 | 15 | 7 | 4.217e-09 | 5spot_SharedNeighbor | Water | Porous | Wet | R600a | MinimizeLCOE_Brownfield | IgnoreSilica | 235.336 | 187.3007 | 20.8675 | 4 | 2448.379 | 2861.6925 | 49.9135 | 58.3395 | 222.9327 | 0 | 496.0354 | 19380708.878 | 1686607.8828 | 21901065.5619 | 14925717.7532 | 0 | 366649.0718 | 0 | 22721692.1676 | 59117182.1601 | 40348691.5609 | 180448315.0361 | 961560.8286 | 22956191.5802 | 22956191.5802 | 1478867.319 | 10064197.702 | 0 | 204366067.4449 | 238865324.0461 | 4216965.0343 | 83.4699 | 2448.379 | 2861.6925 | 49.9135 | 58.3395
1 | 5900 | 707 | 0.04 | 15 | 15 | 7 | 5.6234e-09 | 5spot_SharedNeighbor | Water | Porous | Wet | R600a | MinimizeLCOE_Brownfield | IgnoreSilica | 232.905 | 185.8995 | 20.7368 | 4 | 2447.8096 | 2863.7274 | 49.9019 | 58.381 | 223.2912 | 0 | 846.391 | 19276811.9562 | 1677765.6161 | 21769892.7676 | 14780277.8504 | 0 | 327605.453 | 0 | 22554617.9209 | 58682489.2418 | 40052004.7121 | 179121465.5181 | 961560.8286 | 22956191.5802 | 22956191.5802 | 1478867.319 | 10064197.702 | 0 | 203039217.9269 | 237538474.5281 | 5623413.2519 | 82.9473 | 2447.8096 | 2863.7274 | 49.9019 | 58.381
1 | 5900 | 707 | 0.04 | 15 | 15 | 7 | 7.4989e-09 | 5spot_SharedNeighbor | Water | Porous | Wet | R600a | MinimizeLCOE_Brownfield | IgnoreSilica | 233.346 | 186.1543 | 20.7637 | 4 | 2447.3829 | 2862.7629 | 49.8932 | 58.3613 | 223.226 | 0 | 776.5389 | 19295716.2619 | 1679374.5868 | 21793754.1084 | 14806671.9855 | 0 | 330253.5107 | 0 | 22583250.4768 | 58756985.2791 | 40102849.7883 | 179348855.9976 | 961560.8286 | 22956191.5802 | 22956191.5802 | 1478867.319 | 10064197.702 | 0 | 203266608.4064 | 237765865.0076 | 7498942.0933 | 83.0547 | 2447.3829 | 2862.7629 | 49.8932 | 58.3613
1 | 5900 | 707 | 0.04 | 15 | 15 | 7 | 1e-08 | 5spot_SharedNeighbor | Water | Porous | Wet | R600a | MinimizeLCOE_Brownfield | IgnoreSilica | 234.14 | 186.6123 | 20.8094 | 4 | 2447.0493 | 2861.5157 | 49.8864 | 58.3359 | 223.1088 | 0 | 493.5664 | 19329687.2516 | 1682265.7934 | 21836639.4547 | 14854194.0144 | 0 | 338687.5708 | 0 | 22636174.8931 | 58894683.754 | 40196831.8268 | 179769164.5588 | 961560.8286 | 22956191.5802 | 22956191.5802 | 1478867.319 | 10064197.702 | 0 | 203686916.9677 | 238186173.5689 | 10000000 | 83.2378 | 2447.0493 | 2861.5157 | 49.8864 | 58.3359
1 | 6000 | 707 | 0.04 | 15 | 15 | 7 | 1e-13 | 5spot_SharedNeighbor | Water | Porous | Wet | R600a | MinimizeLCOE_Brownfield | IgnoreSilica | 1.1619 | 0.43963 | 0.040525 | 4 | 162716.7448 | 380310.1041 | 3317.2009 | 7753.1359 | 156.7316 | 0 | 51.1854 | 269712.5622 | 24311.0726 | 172557.6279 | 86899.3197 | 0 | 62147.1509 | 0 | 240094.816 | 624677.461 | 426355.2029 | 1906755.2132 | 961560.8286 | 23508061.4514 | 23508061.4514 | 1478867.319 | 10284945.6504 | 0 | 26376377.4932 | 61648251.914 | 100 | 0.1621 | 162716.7448 | 380310.1041 | 3317.2009 | 7753.1359
1 | 6000 | 707 | 0.04 | 15 | 15 | 7 | 1.3335e-13 | 5spot_SharedNeighbor | Water | Porous | Wet | R600a | MinimizeLCOE_Brownfield | IgnoreSilica | 1.4908 | 0.71351 | 0.069873 | 4 | 96899.5145 | 223100.3228 | 1975.4277 | 4548.2018 | 171.8099 | 0 | 53.9631 | 377982.4652 | 34167.8042 | 254187.5783 | 109773.4389 | 0 | 67484.8314 | 0 | 329002.486 | 855996.9809 | 584235.5284 | 2612831.1132 | 961560.8286 | 23508061.4514 | 23508061.4514 | 1478867.319 | 10284945.6504 | 0 | 27082453.3932 | 62354327.814 | 133.3521 | 0.27949 | 96899.5145 | 223100.3228 | 1975.4277 | 4548.2018
1 | 6000 | 707 | 0.04 | 15 | 15 | 7 | 1.7783e-13 | 5spot_SharedNeighbor | Water | Porous | Wet | R600a | MinimizeLCOE_Brownfield | IgnoreSilica | 1.9237 | 1.0845 | 0.10955 | 4 | 63756.1532 | 144245.8643 | 1299.7554 | 2940.647 | 185.3669 | 0 | 290.0621 | 506201.5826 | 45802.2249 | 355308.1649 | 138449.1513 | 0 | 74373.3011 | 0 | 436852.4257 | 1136600.4008 | 775753.1284 | 3469340.3797 | 961560.8286 | 23508061.4514 | 23508061.4514 | 1478867.319 | 10284945.6504 | 0 | 27938962.6597 | 63210837.0806 | 177.8279 | 0.43822 | 63756.1532 | 144245.8643 | 1299.7554 | 2940.647
1 | 6000 | 707 | 0.04 | 15 | 15 | 7 | 2.3714e-13 | 5spot_SharedNeighbor | Water | Porous | Wet | R600a | MinimizeLCOE_Brownfield | IgnoreSilica | 2.4488 | 1.5455 | 0.15947 | 4 | 45314.8313 | 100611.0777 | 923.8041 | 2051.0929 | 196.364 | 0 | 378.5173 | 648469.9356 | 58692.2657 | 471720.1059 | 172656.9761 | 0 | 80502.4582 | 0 | 558496.2792 | 1453092.7552 | 991765.6635 | 4435396.4394 | 961560.8286 | 23508061.4514 | 23508061.4514 | 1478867.319 | 10284945.6504 | 0 | 28905018.7194 | 64176893.1403 | 237.1374 | 0.63787 | 45314.8313 | 100611.0777 | 923.8041 | 2051.0929
1 | 6000 | 707 | 0.04 | 15 | 15 | 7 | 3.1623e-13 | 5spot_SharedNeighbor | Water | Porous | Wet | R600a | MinimizeLCOE_Brownfield | IgnoreSilica | 3.11 | 2.1373 | 0.22393 | 4 | 33547.0699 | 72925.6182 | 683.9024 | 1486.6874 | 205.5476 | 0 | 480.9665 | 813803.1217 | 73645.9241 | 611411.1415 | 215577.3012 | 0 | 86810.4044 | 0 | 702486.6782 | 1827726.2369 | 1247460.7127 | 5578921.5207 | 961560.8286 | 23508061.4514 | 23508061.4514 | 1478867.319 | 10284945.6504 | 0 | 30048543.8007 | 65320418.2216 | 316.2278 | 0.89571 | 33547.0699 | 72925.6182 | 683.9024 | 1486.6874
1 | 6000 | 707 | 0.04 | 15 | 15 | 7 | 4.217e-13 | 5spot_SharedNeighbor | Water | Porous | Wet | R600a | MinimizeLCOE_Brownfield | IgnoreSilica | 3.9728 | 2.9219 | 0.30949 | 4 | 25411.4882 | 53903.1481 | 518.0476 | 1098.8886 | 213.3415 | 0 | 74.5201 | 1013427.5178 | 91664.8467 | 785175.2584 | 271850.9613 | 0 | 94424.4932 | 0 | 880051.8002 | 2289714.2606 | 1562777.0318 | 6989086.17 | 961560.8286 | 23508061.4514 | 23508061.4514 | 1478867.319 | 10284945.6504 | 0 | 31458708.45 | 66730582.8708 | 421.6965 | 1.238 | 25411.4882 | 53903.1481 | 518.0476 | 1098.8886
1 | 6000 | 707 | 0.04 | 15 | 15 | 7 | 5.6234e-13 | 5spot_SharedNeighbor | Water | Porous | Wet | R600a | MinimizeLCOE_Brownfield | IgnoreSilica | 5.0984 | 3.9564 | 0.42252 | 4 | 19640.0504 | 40509.9365 | 400.389 | 825.8498 | 219.8047 | 0 | 88.2541 | 1253988.3712 | 113329.5845 | 1000621.9189 | 345301.7459 | 0 | 103358.7846 | 0 | 1098474.158 | 2858004.4311 | 1950646.7504 | 8723725.7446 | 961560.8286 | 23508061.4514 | 23508061.4514 | 1478867.319 | 10284945.6504 | 0 | 33193348.0247 | 68465222.4455 | 562.3413 | 1.6901 | 19640.0504 | 40509.9365 | 400.389 | 825.8498
1 | 6000 | 707 | 0.04 | 15 | 15 | 7 | 7.4989e-13 | 5spot_SharedNeighbor | Water | Porous | Wet | R600a | MinimizeLCOE_Brownfield | IgnoreSilica | 6.5527 | 5.3011 | 0.56982 | 4 | 15489.1633 | 30964.1808 | 315.7675 | 631.2467 | 224.9775 | 0 | 89.5123 | 1540731.2978 | 139088.9397 | 1264521.8983 | 440372.158 | 0 | 113383.0621 | 0 | 1364257.9688 | 3549519.387 | 2422619.917 | 10834494.6286 | 961560.8286 | 23508061.4514 | 23508061.4514 | 1478867.319 | 10284945.6504 | 0 | 35304116.9086 | 70575991.3295 | 749.8942 | 2.2793 | 15489.1633 | 30964.1808 | 315.7675 | 631.2467
1 | 6000 | 707 | 0.04 | 15 | 15 | 7 | 1e-12 | 5spot_SharedNeighbor | Water | Porous | Wet | R600a | MinimizeLCOE_Brownfield | IgnoreSilica | 8.448 | 7.0452 | 0.76084 | 4 | 12447.0391 | 24036.8189 | 253.7497 | 490.0231 | 228.8293 | 0 | 91.6671 | 1882755.9463 | 169731.5304 | 1587629.3994 | 564175.2766 | 0 | 125737.8071 | 0 | 1688711.6843 | 4393681.4002 | 2998777.8368 | 13411200.8812 | 961560.8286 | 23508061.4514 | 23508061.4514 | 1478867.319 | 10284945.6504 | 0 | 37880823.1612 | 73152697.582 | 1000 | 3.0434 | 12447.0391 | 24036.8189 | 253.7497 | 490.0231
1 | 6000 | 707 | 0.04 | 15 | 15 | 7 | 1.3335e-12 | 5spot_SharedNeighbor | Water | Porous | Wet | R600a | MinimizeLCOE_Brownfield | IgnoreSilica | 10.9689 | 9.4262 | 1.0227 | 4 | 10064.8419 | 18686.8922 | 205.1854 | 380.9576 | 232.6904 | 0 | 120.1881 | 2312296.0942 | 208100.5245 | 2004029.7229 | 729910.8906 | 0 | 139007.5259 | 0 | 2103404.4557 | 5472626.9261 | 3735180.3283 | 16704556.4681 | 961560.8286 | 23508061.4514 | 23508061.4514 | 1478867.319 | 10284945.6504 | 0 | 41174178.7481 | 76446053.169 | 1333.5214 | 4.0909 | 10064.8419 | 18686.8922 | 205.1854 | 380.9576
1 | 6000 | 707 | 0.04 | 15 | 15 | 7 | 1.7783e-12 | 5spot_SharedNeighbor | Water | Porous | Wet | R600a | MinimizeLCOE_Brownfield | IgnoreSilica | 14.2869 | 12.5355 | 1.3643 | 4 | 8288.3908 | 14751.5481 | 168.9701 | 300.7303 | 235.3929 | 0 | 109.449 | 2828468.727 | 254059.0018 | 2517362.5831 | 947726.5191 | 0 | 156140.1597 | 0 | 2614465.2263 | 6802302.2184 | 4642711.0374 | 20763235.4727 | 961560.8286 | 23508061.4514 | 23508061.4514 | 1478867.319 | 10284945.6504 | 0 | 45232857.7527 | 80504732.1736 | 1778.2794 | 5.4574 | 8288.3908 | 14751.5481 | 168.9701 | 300.7303
1 | 6000 | 707 | 0.04 | 15 | 15 | 7 | 2.3714e-12 | 5spot_SharedNeighbor | Water | Porous | Wet | R600a | MinimizeLCOE_Brownfield | IgnoreSilica | 18.6916 | 16.6691 | 1.8186 | 4 | 6917.8738 | 11766.6858 | 141.0302 | 239.8798 | 237.5228 | 0 | 102.5981 | 3460652.0911 | 310152.1394 | 3162009.2579 | 1237018.4254 | 0 | 177336.2309 | 0 | 3255395.5764 | 8469871.5164 | 5780861.3484 | 25853296.586 | 961560.8286 | 23508061.4514 | 23508061.4514 | 1478867.319 | 10284945.6504 | 0 | 50322918.866 | 85594793.2868 | 2371.3737 | 7.2743 | 6917.8738 | 11766.6858 | 141.0302 | 239.8798
1 | 6000 | 707 | 0.04 | 15 | 15 | 7 | 3.1623e-12 | 5spot_SharedNeighbor | Water | Porous | Wet | R600a | MinimizeLCOE_Brownfield | IgnoreSilica | 24.4916 | 22.1175 | 2.4176 | 4 | 5858.8284 | 9506.1958 | 119.4401 | 193.7967 | 239.1736 | 0 | 111.7835 | 4228731.1644 | 378051.6101 | 3964804.5052 | 1618144.8984 | 0 | 202762.4688 | 0 | 4053072.9123 | 10545264.3182 | 7197359.5807 | 32188191.4582 | 961560.8286 | 23508061.4514 | 23508061.4514 | 1478867.319 | 10284945.6504 | 0 | 56657813.7382 | 91929688.1591 | 3162.2777 | 9.6705 | 5858.8284 | 9506.1958 | 119.4401 | 193.7967
1 | 6000 | 707 | 0.04 | 15 | 15 | 7 | 4.217e-12 | 5spot_SharedNeighbor | Water | Porous | Wet | R600a | MinimizeLCOE_Brownfield | IgnoreSilica | 32.1358 | 29.3021 | 3.2078 | 4 | 5031.3097 | 7780.2573 | 102.5701 | 158.6111 | 240.448 | 0 | 105.8213 | 5163068.173 | 460325.6308 | 4965375.9691 | 2120478.8029 | 0 | 233619.4355 | 0 | 5047718.5244 | 13133128.171 | 8963629.8355 | 40087344.5422 | 961560.8286 | 23508061.4514 | 23508061.4514 | 1478867.319 | 10284945.6504 | 0 | 64556966.8223 | 99828841.2431 | 4216.965 | 12.831 | 5031.3097 | 7780.2573 | 102.5701 | 158.6111
1 | 6000 | 707 | 0.04 | 15 | 15 | 7 | 5.6234e-12 | 5spot_SharedNeighbor | Water | Porous | Wet | R600a | MinimizeLCOE_Brownfield | IgnoreSilica | 42.148 | 38.714 | 4.2431 | 4 | 4381.0062 | 6459.1987 | 89.3127 | 131.6795 | 241.4172 | 0 | 117.6458 | 6293158.9741 | 559427.6334 | 6204801.0573 | 2778538.2171 | 0 | 270757.2608 | 0 | 6281606.4256 | 16343451.3849 | 11154741.3945 | 49886482.3477 | 961560.8286 | 23508061.4514 | 23508061.4514 | 1478867.319 | 10284945.6504 | 0 | 74356104.6277 | 109627979.0486 | 5623.4133 | 16.9724 | 4381.0062 | 6459.1987 | 89.3127 | 131.6795
1 | 6000 | 707 | 0.04 | 15 | 15 | 7 | 7.4989e-12 | 5spot_SharedNeighbor | Water | Porous | Wet | R600a | MinimizeLCOE_Brownfield | IgnoreSilica | 55.1495 | 50.9157 | 5.5851 | 4 | 3867.9426 | 5446.7735 | 78.8532 | 111.0398 | 242.0938 | 0 | 134.314 | 7647566.392 | 677692.1595 | 7725289.6435 | 3632802.6212 | 0 | 315707.4505 | 0 | 7799632.724 | 20293044.4233 | 13850419.7992 | 61942155.2133 | 961560.8286 | 23508061.4514 | 23508061.4514 | 1478867.319 | 10284945.6504 | 0 | 86411777.4933 | 121683651.9141 | 7498.9421 | 22.3405 | 3867.9426 | 5446.7735 | 78.8532 | 111.0398
1 | 6000 | 707 | 0.04 | 15 | 15 | 7 | 1e-11 | 5spot_SharedNeighbor | Water | Porous | Wet | R600a | MinimizeLCOE_Brownfield | IgnoreSilica | 71.617 | 66.2423 | 7.2695 | 4 | 3467.8751 | 4680.8878 | 70.6973 | 95.4262 | 242.3413 | 0 | 103.045 | 9224241.0743 | 814763.1729 | 9535470.3385 | 4712477.6609 | 0 | 370034.8017 | 0 | 9616224.9489 | 25019444.758 | 17076285.1455 | 76368941.9007 | 961560.8286 | 23508061.4514 | 23508061.4514 | 1478867.319 | 10284945.6504 | 0 | 100838564.1807 | 136110438.6015 | 10000 | 29.0779 | 3467.8751 | 4680.8878 | 70.6973 | 95.4262
1 | 6000 | 707 | 0.04 | 15 | 15 | 7 | 1.3335e-11 | 5spot_SharedNeighbor | Water | Porous | Wet | R600a | MinimizeLCOE_Brownfield | IgnoreSilica | 91.8385 | 84.6523 | 9.2864 | 4 | 3162.4029 | 4111.9571 | 64.4699 | 83.8278 | 241.8815 | 0 | 94.116 | 10987003.4635 | 967350.3266 | 11602320.3653 | 6031183.4426 | 0 | 438776.2216 | 0 | 11710387.1897 | 30468025.3368 | 20795053.3477 | 93000099.6939 | 961560.8286 | 23508061.4514 | 23508061.4514 | 1478867.319 | 10284945.6504 | 0 | 117469721.9739 | 152741596.3947 | 13335.2143 | 37.1457 | 3162.4029 | 4111.9571 | 64.4699 | 83.8278
1 | 6000 | 707 | 0.04 | 15 | 15 | 7 | 1.7783e-11 | 5spot_SharedNeighbor | Water | Porous | Wet | R600a | MinimizeLCOE_Brownfield | IgnoreSilica | 115.4468 | 105.2703 | 11.5315 | 4 | 2938.2823 | 3702.9644 | 59.9009 | 75.4899 | 240.4527 | 0 | 101.8486 | 12836712.7076 | 1126809.7151 | 13812692.3509 | 7555388.5101 | 0 | 526666.7122 | 0 | 13984725.2984 | 36385386.5647 | 24833773.9753 | 111062155.8342 | 961560.8286 | 23508061.4514 | 23508061.4514 | 1478867.319 | 10284945.6504 | 0 | 135531778.1142 | 170803652.5351 | 17782.7941 | 46.1262 | 2938.2823 | 3702.9644 | 59.9009 | 75.4899
1 | 6000 | 707 | 0.04 | 15 | 15 | 7 | 2.3714e-11 | 5spot_SharedNeighbor | Water | Porous | Wet | R600a | MinimizeLCOE_Brownfield | IgnoreSilica | 141.4099 | 126.5808 | 13.8295 | 4 | 2781.4731 | 3419.0927 | 56.7041 | 69.7028 | 238.0135 | 0 | 133.6518 | 14643723.1609 | 1282017.504 | 16007662.0527 | 9208548.7302 | 0 | 635720.6555 | 0 | 16293292.1203 | 42391803.8834 | 28933277.2149 | 129396045.322 | 961560.8286 | 23508061.4514 | 23508061.4514 | 1478867.319 | 10284945.6504 | 0 | 153865667.602 | 189137542.0229 | 23713.7371 | 55.318 | 2781.4731 | 3419.0927 | 56.7041 | 69.7028
1 | 6000 | 707 | 0.04 | 15 | 15 | 7 | 3.1623e-11 | 5spot_SharedNeighbor | Water | Porous | Wet | R600a | MinimizeLCOE_Brownfield | IgnoreSilica | 168.2117 | 147.3771 | 16.0529 | 4 | 2671.3038 | 3220.6115 | 54.4581 | 65.6565 | 235.2044 | 0 | 104.5602 | 16326027.6531 | 1426059.2512 | 18079139.3973 | 10895355.5635 | 0 | 753815.746 | 0 | 18517355.0684 | 48178359.456 | 32882720.295 | 147058832.4306 | 961560.8286 | 23508061.4514 | 23508061.4514 | 1478867.319 | 10284945.6504 | 0 | 171528454.7106 | 206800329.1315 | 31622.7766 | 64.2115 | 2671.3038 | 3220.6115 | 54.4581 | 65.6565
1 | 6000 | 707 | 0.04 | 15 | 15 | 7 | 4.217e-11 | 5spot_SharedNeighbor | Water | Porous | Wet | R600a | MinimizeLCOE_Brownfield | IgnoreSilica | 193.958 | 165.878 | 18.0055 | 4 | 2599.9442 | 3089.6809 | 53.0034 | 62.9873 | 232.0664 | 0 | 130.1219 | 17767163.3975 | 1549132.9692 | 19873060.5177 | 12491958.7436 | 0 | 876160.6124 | 0 | 20497415.7337 | 53330071.1411 | 36398869.3772 | 162783832.4923 | 961560.8286 | 23508061.4514 | 23508061.4514 | 1478867.319 | 10284945.6504 | 0 | 187253454.7723 | 222525329.1932 | 42169.6503 | 72.0221 | 2599.9442 | 3089.6809 | 53.0034 | 62.9873
1 | 6000 | 707 | 0.04 | 15 | 15 | 7 | 5.6234e-11 | 5spot_SharedNeighbor | Water | Porous | Wet | R600a | MinimizeLCOE_Brownfield | IgnoreSilica | 210.5887 | 176.9864 | 19.2321 | 4 | 2555.3362 | 3013.8395 | 52.094 | 61.4412 | 229.8215 | 0 | 143.7963 | 18610683.7104 | 1621042.3518 | 20930784.9037 | 13509528.7652 | 0 | 895909.4352 | 0 | 21671500.1749 | 56384798.0192 | 38483783.2398 | 172108030.6003 | 961560.8286 | 23508061.4514 | 23508061.4514 | 1478867.319 | 10284945.6504 | 0 | 196577652.8803 | 231849527.3012 | 56234.1325 | 76.9283 | 2555.3362 | 3013.8395 | 52.094 | 61.4412
1 | 6000 | 707 | 0.04 | 15 | 15 | 7 | 7.4989e-11 | 5spot_SharedNeighbor | Water | Porous | Wet | R600a | MinimizeLCOE_Brownfield | IgnoreSilica | 217.3165 | 181.2657 | 19.8094 | 4 | 2522.6114 | 2967.7525 | 51.4268 | 60.5016 | 228.8539 | 0 | 190.0613 | 18931644.7936 | 1648380.2486 | 21334679.9596 | 13918099.9814 | 0 | 803133.5583 | 0 | 22088016.0312 | 57468486.838 | 39223423.1263 | 175415864.537 | 961560.8286 | 23508061.4514 | 23508061.4514 | 1478867.319 | 10284945.6504 | 0 | 199885486.817 | 235157361.2378 | 74989.4209 | 79.2375 | 2522.6114 | 2967.7525 | 51.4268 | 60.5016
1 | 6000 | 707 | 0.04 | 15 | 15 | 7 | 1e-10 | 5spot_SharedNeighbor | Water | Porous | Wet | R600a | MinimizeLCOE_Brownfield | IgnoreSilica | 222.5823 | 184.5327 | 20.2579 | 4 | 2497.6241 | 2932.9088 | 50.9174 | 59.7913 | 228.0782 | 0 | 261.4134 | 19175254.4234 | 1669121.1688 | 21641750.006 | 14236603.6053 | 0 | 720802.2955 | 0 | 22402977.2846 | 58287951.412 | 39782724.5363 | 177917184.732 | 961560.8286 | 23508061.4514 | 23508061.4514 | 1478867.319 | 10284945.6504 | 0 | 202386807.012 | 237658681.4328 | 100000 | 81.0317 | 2497.6241 | 2932.9088 | 50.9174 | 59.7913
1 | 6000 | 707 | 0.04 | 15 | 15 | 7 | 1.3335e-10 | 5spot_SharedNeighbor | Water | Porous | Wet | R600a | MinimizeLCOE_Brownfield | IgnoreSilica | 226.6844 | 187.0262 | 20.6046 | 4 | 2478.5686 | 2906.5306 | 50.529 | 59.2536 | 227.4629 | 0 | 312.2845 | 19360372.9273 | 1684877.2721 | 21875384.6399 | 14483634.1858 | 0 | 650287.3532 | 0 | 22641276.9875 | 58907958.357 | 40205892.0162 | 179809683.739 | 961560.8286 | 23508061.4514 | 23508061.4514 | 1478867.319 | 10284945.6504 | 0 | 204279306.019 | 239551180.4399 | 133352.1432 | 82.4183 | 2478.5686 | 2906.5306 | 50.529 | 59.2536
1 | 6000 | 707 | 0.04 | 15 | 15 | 7 | 1.7783e-10 | 5spot_SharedNeighbor | Water | Porous | Wet | R600a | MinimizeLCOE_Brownfield | IgnoreSilica | 229.7756 | 188.8756 | 20.8664 | 4 | 2464.0661 | 2886.6588 | 50.2333 | 58.8484 | 226.9927 | 0 | 346.8555 | 19497221.2818 | 1696522.2403 | 22048259.4075 | 14669444.766 | 0 | 590278.4366 | 0 | 22815673.1916 | 59361701.5063 | 40515581.0391 | 181194681.8691 | 961560.8286 | 23508061.4514 | 23508061.4514 | 1478867.319 | 10284945.6504 | 0 | 205664304.1491 | 240936178.57 | 177827.941 | 83.4654 | 2464.0661 | 2886.6588 | 50.2333 | 58.8484
1 | 6000 | 707 | 0.04 | 15 | 15 | 7 | 2.3714e-10 | 5spot_SharedNeighbor | Water | Porous | Wet | R600a | MinimizeLCOE_Brownfield | IgnoreSilica | 232.0723 | 190.2329 | 21.0621 | 4 | 2453.0475 | 2871.713 | 50.0087 | 58.5438 | 226.6395 | 0 | 434.1529 | 19597424.4542 | 1705047.4845 | 22174928.0627 | 14807357.7823 | 0 | 540122.3565 | 0 | 22941703.2547 | 59689605.8784 | 40739382.5107 | 182195571.7841 | 961560.8286 | 23508061.4514 | 23508061.4514 | 1478867.319 | 10284945.6504 | 0 | 206665194.0642 | 241937068.485 | 237137.3706 | 84.2483 | 2453.0475 | 2871.713 | 50.0087 | 58.5438
1 | 6000 | 707 | 0.04 | 15 | 15 | 7 | 3.1623e-10 | 5spot_SharedNeighbor | Water | Porous | Wet | R600a | MinimizeLCOE_Brownfield | IgnoreSilica | 233.787 | 191.2369 | 21.2088 | 4 | 2444.6899 | 2860.4595 | 49.8383 | 58.3143 | 226.3737 | 0 | 498.667 | 19671410.7086 | 1711341.4262 | 22268501.9728 | 14910238.0296 | 0 | 499211.2707 | 0 | 23033674.329 | 59928895.7479 | 40902702.7636 | 182925976.2484 | 961560.8286 | 23508061.4514 | 23508061.4514 | 1478867.319 | 10284945.6504 | 0 | 207395598.5284 | 242667472.9493 | 316227.766 | 84.8351 | 2444.6899 | 2860.4595 | 49.8383 | 58.3143
1 | 6000 | 707 | 0.04 | 15 | 15 | 7 | 4.217e-10 | 5spot_SharedNeighbor | Water | Porous | Wet | R600a | MinimizeLCOE_Brownfield | IgnoreSilica | 235.0413 | 191.966 | 21.3172 | 4 | 2438.3605 | 2852.0148 | 49.7093 | 58.1422 | 226.178 | 0 | 484.7804 | 19725073.7606 | 1715906.0798 | 22336396.8156 | 14985451.8354 | 0 | 466047.5896 | 0 | 23099261.6716 | 60099540.5594 | 41019171.3539 | 183446849.6659 | 961560.8286 | 23508061.4514 | 23508061.4514 | 1478867.319 | 10284945.6504 | 0 | 207916471.9459 | 243188346.3668 | 421696.5034 | 85.269 | 2438.3605 | 2852.0148 | 49.7093 | 58.1422
1 | 6000 | 707 | 0.04 | 15 | 15 | 7 | 5.6234e-10 | 5spot_SharedNeighbor | Water | Porous | Wet | R600a | MinimizeLCOE_Brownfield | IgnoreSilica | 235.9692 | 192.5025 | 21.398 | 4 | 2433.5742 | 2845.6676 | 49.6117 | 58.0128 | 226.0325 | 0 | 494.7293 | 19764527.3726 | 1719261.8383 | 22386326.9655 | 15041073.566 | 0 | 439693.3753 | 0 | 23146844.4159 | 60223341.0995 | 41103667.7663 | 183824736.3993 | 961560.8286 | 23508061.4514 | 23508061.4514 | 1478867.319 | 10284945.6504 | 0 | 208294358.6793 | 243566233.1002 | 562341.3252 | 85.5919 | 2433.5742 | 2845.6676 | 49.6117 | 58.0128
1 | 6000 | 707 | 0.04 | 15 | 15 | 7 | 7.4989e-10 | 5spot_SharedNeighbor | Water | Porous | Wet | R600a | MinimizeLCOE_Brownfield | IgnoreSilica | 237.1607 | 193.1918 | 21.4866 | 4 | 2429.866 | 2840.2601 | 49.5361 | 57.9025 | 225.8479 | 0 | 501.6618 | 19815164.9602 | 1723568.5854 | 22450427.2245 | 15112322.4801 | 0 | 424970.188 | 0 | 23215316.8409 | 60401492.3037 | 41225259.6238 | 184368522.2067 | 961560.8286 | 23508061.4514 | 23508061.4514 | 1478867.319 | 10284945.6504 | 0 | 208838144.4867 | 244110018.9075 | 749894.2093 | 85.9464 | 2429.866 | 2840.2601 | 49.5361 | 57.9025
1 | 6000 | 707 | 0.04 | 15 | 15 | 7 | 1e-09 | 5spot_SharedNeighbor | Water | Porous | Wet | R600a | MinimizeLCOE_Brownfield | IgnoreSilica | 237.6601 | 193.4771 | 21.5304 | 4 | 2427.2002 | 2836.7594 | 49.4818 | 57.8312 | 225.7687 | 0 | 511.3642 | 19836107.6909 | 1725349.6834 | 22476943.2145 | 15142114.7696 | 0 | 409241.17 | 0 | 23240005.0461 | 60465725.9494 | 41269100.4069 | 184564587.9308 | 961560.8286 | 23508061.4514 | 23508061.4514 | 1478867.319 | 10284945.6504 | 0 | 209034210.2108 | 244306084.6317 | 1000000 | 86.1215 | 2427.2002 | 2836.7594 | 49.4818 | 57.8312
1 | 6000 | 707 | 0.04 | 15 | 15 | 7 | 1.3335e-09 | 5spot_SharedNeighbor | Water | Porous | Wet | R600a | MinimizeLCOE_Brownfield | IgnoreSilica | 238.0233 | 193.684 | 21.5626 | 4 | 2425.1925 | 2834.1395 | 49.4408 | 57.7778 | 225.711 | 0 | 497.2465 | 19851296.1381 | 1726641.3691 | 22496175.5553 | 15163779.5685 | 0 | 397009.2625 | 0 | 23257611.7385 | 60511534.9514 | 41300365.992 | 184704414.5754 | 961560.8286 | 23508061.4514 | 23508061.4514 | 1478867.319 | 10284945.6504 | 0 | 209174036.8554 | 244445911.2763 | 1333521.4322 | 86.2505 | 2425.1925 | 2834.1395 | 49.4408 | 57.7778
1 | 6000 | 707 | 0.04 | 15 | 15 | 7 | 1.7783e-09 | 5spot_SharedNeighbor | Water | Porous | Wet | R600a | MinimizeLCOE_Brownfield | IgnoreSilica | 238.2861 | 193.8335 | 21.5863 | 4 | 2423.6819 | 2832.1806 | 49.41 | 57.7378 | 225.6691 | 0 | 485.3712 | 19862260.9922 | 1727573.8466 | 22510060.8025 | 15179454.1185 | 0 | 387537.4963 | 0 | 23270086.0299 | 60543990.4987 | 41322517.57 | 184803481.3546 | 961560.8286 | 23508061.4514 | 23508061.4514 | 1478867.319 | 10284945.6504 | 0 | 209273103.6346 | 244544978.0555 | 1778279.41 | 86.3451 | 2423.6819 | 2832.1806 | 49.41 | 57.7378
1 | 6000 | 707 | 0.04 | 15 | 15 | 7 | 2.3714e-09 | 5spot_SharedNeighbor | Water | Porous | Wet | R600a | MinimizeLCOE_Brownfield | IgnoreSilica | 238.4855 | 193.9467 | 21.6042 | 4 | 2422.5461 | 2830.7069 | 49.3869 | 57.7078 | 225.6373 | 0 | 560.9626 | 19870569.1919 | 1728280.3863 | 22520582.3894 | 15191343.7151 | 0 | 380363.9026 | 0 | 23279544.4383 | 60568599.3372 | 41339313.6079 | 184878596.9688 | 961560.8286 | 23508061.4514 | 23508061.4514 | 1478867.319 | 10284945.6504 | 0 | 209348219.2488 | 244620093.6696 | 2371373.7057 | 86.4166 | 2422.5461 | 2830.7069 | 49.3869 | 57.7078
1 | 6000 | 707 | 0.04 | 15 | 15 | 7 | 3.1623e-09 | 5spot_SharedNeighbor | Water | Porous | Wet | R600a | MinimizeLCOE_Brownfield | IgnoreSilica | 238.6339 | 194.0309 | 21.6175 | 4 | 2421.6926 | 2829.6015 | 49.3695 | 57.6853 | 225.6136 | 0 | 590.5172 | 19876743.9665 | 1728805.4916 | 22528402.5041 | 15200189.5339 | 0 | 374909.768 | 0 | 23286529.993 | 60586774.3176 | 41351718.4055 | 184934073.9801 | 961560.8286 | 23508061.4514 | 23508061.4514 | 1478867.319 | 10284945.6504 | 0 | 209403696.2601 | 244675570.6809 | 3162277.6602 | 86.47 | 2421.6926 | 2829.6015 | 49.3695 | 57.6853
1 | 6000 | 707 | 0.04 | 15 | 15 | 7 | 4.217e-09 | 5spot_SharedNeighbor | Water | Porous | Wet | R600a | MinimizeLCOE_Brownfield | IgnoreSilica | 237.487 | 193.367 | 21.5585 | 4 | 2420.9461 | 2829.9717 | 49.3543 | 57.6928 | 225.7888 | 0 | 731.1874 | 19828026.2716 | 1724662.3963 | 22466710.8046 | 15131605.0561 | 0 | 352690.4148 | 0 | 23206441.0279 | 60378399.259 | 41209498.1463 | 184298033.3767 | 961560.8286 | 23508061.4514 | 23508061.4514 | 1478867.319 | 10284945.6504 | 0 | 208767655.6567 | 244039530.0775 | 4216965.0343 | 86.2339 | 2420.9461 | 2829.9717 | 49.3543 | 57.6928
1 | 6000 | 707 | 0.04 | 15 | 15 | 7 | 5.6234e-09 | 5spot_SharedNeighbor | Water | Porous | Wet | R600a | MinimizeLCOE_Brownfield | IgnoreSilica | 238.369 | 193.8768 | 21.6104 | 4 | 2420.4415 | 2828.4838 | 49.344 | 57.6625 | 225.6534 | 0 | 599.8917 | 19865437.4625 | 1727843.9786 | 22514083.4581 | 15184334.5647 | 0 | 360341.2469 | 0 | 23264295.8772 | 60528925.7093 | 41312235.5417 | 184757497.8391 | 961560.8286 | 23508061.4514 | 23508061.4514 | 1478867.319 | 10284945.6504 | 0 | 209227120.1191 | 244498994.5399 | 5623413.2519 | 86.4417 | 2420.4415 | 2828.4838 | 49.344 | 57.6625
1 | 6000 | 707 | 0.04 | 15 | 15 | 7 | 7.4989e-09 | 5spot_SharedNeighbor | Water | Porous | Wet | R600a | MinimizeLCOE_Brownfield | IgnoreSilica | 238.4512 | 193.9237 | 21.6172 | 4 | 2420.0713 | 2827.9857 | 49.3364 | 57.6523 | 225.6404 | 0 | 595.5881 | 19868881.0203 | 1728136.8228 | 22518444.4322 | 15189242.9082 | 0 | 358179.8796 | 0 | 23268525.1746 | 60539929.4734 | 41319745.8368 | 184791085.5478 | 961560.8286 | 23508061.4514 | 23508061.4514 | 1478867.319 | 10284945.6504 | 0 | 209260707.8278 | 244532582.2487 | 7498942.0933 | 86.4688 | 2420.0713 | 2827.9857 | 49.3364 | 57.6523
1 | 6000 | 707 | 0.04 | 15 | 15 | 7 | 1e-08 | 5spot_SharedNeighbor | Water | Porous | Wet | R600a | MinimizeLCOE_Brownfield | IgnoreSilica | 238.4829 | 193.9416 | 21.6206 | 4 | 2419.7935 | 2827.6433 | 49.3308 | 57.6453 | 225.6353 | 0 | 606.5413 | 19870191.199 | 1728248.2415 | 22520103.6848 | 15191129.1419 | 0 | 356142.1955 | 0 | 23269667.6405 | 60542901.9354 | 41321774.6031 | 184800158.6417 | 961560.8286 | 23508061.4514 | 23508061.4514 | 1478867.319 | 10284945.6504 | 0 | 209269780.9217 | 244541655.3426 | 10000000 | 86.4825 | 2419.7935 | 2827.6433 | 49.3308 | 57.6453
1 | 6100 | 707 | 0.04 | 15 | 15 | 7 | 1e-13 | 5spot_SharedNeighbor | Water | Porous | Wet | R600a | MinimizeLCOE_Brownfield | IgnoreSilica | 1.1813 | 0.46635 | 0.043699 | 4 | 154480.119 | 360734.7509 | 3149.2862 | 7354.0658 | 159.1394 | 0 | 56.5696 | 281132.1202 | 25370.6804 | 180883.9735 | 88758.2583 | 0 | 61617.7918 | 0 | 248727.5014 | 647137.9377 | 441684.9398 | 1975313.2031 | 961560.8286 | 24065791.4134 | 24065791.4134 | 1478867.319 | 10508037.6352 | 0 | 27002665.4452 | 63055361.8129 | 100 | 0.1748 | 154480.119 | 360734.7509 | 3149.2862 | 7354.0658
1 | 6100 | 707 | 0.04 | 15 | 15 | 7 | 1.3335e-13 | 5spot_SharedNeighbor | Water | Porous | Wet | R600a | MinimizeLCOE_Brownfield | IgnoreSilica | 1.5297 | 0.76312 | 0.075408 | 4 | 92015.3339 | 211540.6147 | 1875.857 | 4312.5416 | 174.9817 | 0 | 62.8422 | 396114.8079 | 35814.0281 | 268231.5547 | 112828.1717 | 0 | 67615.1532 | 0 | 343435.449 | 893548.5901 | 609865.2733 | 2727453.028 | 961560.8286 | 24065791.4134 | 24065791.4134 | 1478867.319 | 10508037.6352 | 0 | 27754805.2701 | 63807501.6378 | 133.3521 | 0.30163 | 92015.3339 | 211540.6147 | 1875.857 | 4312.5416
1 | 6100 | 707 | 0.04 | 15 | 15 | 7 | 1.7783e-13 | 5spot_SharedNeighbor | Water | Porous | Wet | R600a | MinimizeLCOE_Brownfield | IgnoreSilica | 1.9626 | 1.1429 | 0.11633 | 4 | 61494.6006 | 138973.726 | 1253.6506 | 2833.1674 | 188.3849 | 0 | 304.6903 | 525094.3322 | 47515.1732 | 370534.7059 | 141472.483 | 0 | 73636.0337 | 0 | 451718.5639 | 1175279.0431 | 802152.0965 | 3587402.4315 | 961560.8286 | 24065791.4134 | 24065791.4134 | 1478867.319 | 10508037.6352 | 0 | 28614754.6735 | 64667451.0413 | 177.8279 | 0.46532 | 61494.6006 | 138973.726 | 1253.6506 | 2833.1674
1 | 6100 | 707 | 0.04 | 15 | 15 | 7 | 2.3714e-13 | 5spot_SharedNeighbor | Water | Porous | Wet | R600a | MinimizeLCOE_Brownfield | IgnoreSilica | 2.5071 | 1.6328 | 0.16948 | 4 | 43701.2119 | 96882.9204 | 890.9083 | 1975.0894 | 199.6631 | 0 | 400.1373 | 673894.0816 | 60993.5883 | 492917.098 | 177022.6444 | 0 | 79833.0805 | 0 | 579017.5922 | 1506485.002 | 1028206.969 | 4598370.056 | 961560.8286 | 24065791.4134 | 24065791.4134 | 1478867.319 | 10508037.6352 | 0 | 29625722.2981 | 65678418.6658 | 237.1374 | 0.67792 | 43701.2119 | 96882.9204 | 890.9083 | 1975.0894
1 | 6100 | 707 | 0.04 | 15 | 15 | 7 | 3.1623e-13 | 5spot_SharedNeighbor | Water | Porous | Wet | R600a | MinimizeLCOE_Brownfield | IgnoreSilica | 3.1878 | 2.2582 | 0.23781 | 4 | 32395.1108 | 70296.5124 | 660.4182 | 1433.0895 | 208.9652 | 0 | 513.6529 | 845791.5602 | 76535.948 | 638907.8221 | 221538.2503 | 0 | 85859.946 | 0 | 728767.0754 | 1896102.4394 | 1294128.8759 | 5787631.9173 | 961560.8286 | 24065791.4134 | 24065791.4134 | 1478867.319 | 10508037.6352 | 0 | 30814984.1594 | 66867680.5271 | 316.2278 | 0.95122 | 32395.1108 | 70296.5124 | 660.4182 | 1433.0895
1 | 6100 | 707 | 0.04 | 15 | 15 | 7 | 4.217e-13 | 5spot_SharedNeighbor | Water | Porous | Wet | R600a | MinimizeLCOE_Brownfield | IgnoreSilica | 4.0849 | 3.0951 | 0.32931 | 4 | 24517.6314 | 51887.9031 | 499.8251 | 1057.8051 | 216.8995 | 0 | 77.3315 | 1055255.4239 | 95435.5957 | 822195.8118 | 280267.2609 | 0 | 93372.0152 | 0 | 915145.182 | 2381020.0414 | 1625095.1033 | 7267786.4343 | 961560.8286 | 24065791.4134 | 24065791.4134 | 1478867.319 | 10508037.6352 | 0 | 32295138.6764 | 68347835.0441 | 421.6965 | 1.3172 | 24517.6314 | 51887.9031 | 499.8251 | 1057.8051
1 | 6100 | 707 | 0.04 | 15 | 15 | 7 | 5.6234e-13 | 5spot_SharedNeighbor | Water | Porous | Wet | R600a | MinimizeLCOE_Brownfield | IgnoreSilica | 5.2226 | 4.1687 | 0.44724 | 4 | 19041.3585 | 39194.1834 | 388.1838 | 799.0264 | 223.293 | 0 | 94.3719 | 1300949.5223 | 117552.9467 | 1043350.5933 | 354969.5925 | 0 | 100913.8404 | 0 | 1137917.2331 | 2960627.2217 | 2020688.9136 | 9036969.8636 | 961560.8286 | 24065791.4134 | 24065791.4134 | 1478867.319 | 10508037.6352 | 0 | 34064322.1057 | 70117018.4734 | 562.3413 | 1.789 | 19041.3585 | 39194.1834 | 388.1838 | 799.0264
1 | 6100 | 707 | 0.04 | 15 | 15 | 7 | 7.4989e-13 | 5spot_SharedNeighbor | Water | Porous | Wet | R600a | MinimizeLCOE_Brownfield | IgnoreSilica | 6.699 | 5.5698 | 0.60144 | 4 | 15059.0288 | 30044.9295 | 306.9987 | 612.5065 | 228.4443 | 0 | 74.0638 | 1595343.4611 | 143987.5638 | 1315546.5674 | 452084.8764 | 0 | 109555.6192 | 0 | 1410442.0543 | 3669680.9038 | 2504632.6213 | 11201273.6673 | 961560.8286 | 24065791.4134 | 24065791.4134 | 1478867.319 | 10508037.6352 | 0 | 36228625.9094 | 72281322.2771 | 749.8942 | 2.4058 | 15059.0288 | 30044.9295 | 306.9987 | 612.5065
1 | 6100 | 707 | 0.04 | 15 | 15 | 7 | 1e-12 | 5spot_SharedNeighbor | Water | Porous | Wet | R600a | MinimizeLCOE_Brownfield | IgnoreSilica | 8.6332 | 7.3949 | 0.80212 | 4 | 12119.3021 | 23355.9539 | 247.0684 | 476.1427 | 232.2678 | 0 | 85.4165 | 1948201.1074 | 175585.3466 | 1650359.4797 | 579219.5206 | 0 | 120701.4502 | 0 | 1744886.0928 | 4539835.688 | 3098531.1414 | 13857319.8267 | 961560.8286 | 24065791.4134 | 24065791.4134 | 1478867.319 | 10508037.6352 | 0 | 38884672.0688 | 74937368.4365 | 1000 | 3.2085 | 12119.3021 | 23355.9539 | 247.0684 | 476.1427
1 | 6100 | 707 | 0.04 | 15 | 15 | 7 | 1.3335e-12 | 5spot_SharedNeighbor | Water | Porous | Wet | R600a | MinimizeLCOE_Brownfield | IgnoreSilica | 11.2079 | 9.8959 | 1.0784 | 4 | 9803.6126 | 18161.2483 | 199.8599 | 370.2416 | 236.2146 | 0 | 101.9363 | 2393104.0433 | 215305.6797 | 2083522.6638 | 749717.0433 | 0 | 131971.5609 | 0 | 2173712.1865 | 5655553.2195 | 3860031.2823 | 17262917.6793 | 961560.8286 | 24065791.4134 | 24065791.4134 | 1478867.319 | 10508037.6352 | 0 | 42290269.9213 | 78342966.289 | 1333.5214 | 4.3137 | 9803.6126 | 18161.2483 | 199.8599 | 370.2416
1 | 6100 | 707 | 0.04 | 15 | 15 | 7 | 1.7783e-12 | 5spot_SharedNeighbor | Water | Porous | Wet | R600a | MinimizeLCOE_Brownfield | IgnoreSilica | 14.599 | 13.16 | 1.4386 | 4 | 8078.5538 | 14343.9234 | 164.6922 | 292.4203 | 238.9346 | 0 | 83.6155 | 2927438.3011 | 262853.9734 | 2617201.4632 | 973866.1825 | 0 | 147008.6409 | 0 | 2702063.7388 | 7030215.5789 | 4798266.5891 | 21458914.468 | 961560.8286 | 24065791.4134 | 24065791.4134 | 1478867.319 | 10508037.6352 | 0 | 46486266.71 | 82538963.0777 | 1778.2794 | 5.7543 | 8078.5538 | 14343.9234 | 164.6922 | 292.4203
1 | 6100 | 707 | 0.04 | 15 | 15 | 7 | 2.3714e-12 | 5spot_SharedNeighbor | Water | Porous | Wet | R600a | MinimizeLCOE_Brownfield | IgnoreSilica | 19.0742 | 17.4739 | 1.9148 | 4 | 6752.2933 | 11459.3957 | 137.6546 | 233.6153 | 241.0677 | 0 | 94.2908 | 3578198.2629 | 320560.4235 | 3283568.9007 | 1269806.0076 | 0 | 165144.608 | 0 | 3360738.499 | 8743952.1922 | 5967927.0415 | 26689895.9354 | 961560.8286 | 24065791.4134 | 24065791.4134 | 1478867.319 | 10508037.6352 | 0 | 51717248.1775 | 87769944.5452 | 2371.3737 | 7.6592 | 6752.2933 | 11459.3957 | 137.6546 | 233.6153
1 | 6100 | 707 | 0.04 | 15 | 15 | 7 | 3.1623e-12 | 5spot_SharedNeighbor | Water | Porous | Wet | R600a | MinimizeLCOE_Brownfield | IgnoreSilica | 24.9863 | 23.1786 | 2.5448 | 4 | 5722.6446 | 9264.5059 | 116.6639 | 188.8695 | 242.7286 | 0 | 104.2572 | 4371660.3955 | 390659.1879 | 4116271.4586 | 1660970.4598 | 0 | 187229.9405 | 0 | 4183448.6625 | 10884475.2765 | 7428878.0298 | 33223593.4112 | 961560.8286 | 24065791.4134 | 24065791.4134 | 1478867.319 | 10508037.6352 | 0 | 58250945.6532 | 94303642.021 | 3162.2777 | 10.179 | 5722.6446 | 9264.5059 | 116.6639 | 188.8695
1 | 6100 | 707 | 0.04 | 15 | 15 | 7 | 4.217e-12 | 5spot_SharedNeighbor | Water | Porous | Wet | R600a | MinimizeLCOE_Brownfield | IgnoreSilica | 32.7742 | 30.6978 | 3.3753 | 4 | 4917.7115 | 7588.0485 | 100.2542 | 154.6926 | 244.0103 | 0 | 113.0866 | 5336555.9386 | 475567.0303 | 5153706.2363 | 2176365.0426 | 0 | 214008.596 | 0 | 5208919.1091 | 13552539.0256 | 9249886.3618 | 41367547.3402 | 961560.8286 | 24065791.4134 | 24065791.4134 | 1478867.319 | 10508037.6352 | 0 | 66394899.5822 | 102447595.9499 | 4216.965 | 13.5012 | 4917.7115 | 7588.0485 | 100.2542 | 154.6926
1 | 6100 | 707 | 0.04 | 15 | 15 | 7 | 5.6234e-12 | 5spot_SharedNeighbor | Water | Porous | Wet | R600a | MinimizeLCOE_Brownfield | IgnoreSilica | 42.9789 | 40.5513 | 4.4639 | 4 | 4284.4739 | 6303.6055 | 87.3448 | 128.5075 | 244.9841 | 0 | 110.6897 | 6504124.1367 | 577883.26 | 6439287.3149 | 2851698.9008 | 0 | 246331.7644 | 0 | 6481536.8969 | 16863629.4597 | 11509773.6192 | 51474265.3526 | 961560.8286 | 24065791.4134 | 24065791.4134 | 1478867.319 | 10508037.6352 | 0 | 76501617.5947 | 112554313.9624 | 5623.4133 | 17.8555 | 4284.4739 | 6303.6055 | 87.3448 | 128.5075
1 | 6100 | 707 | 0.04 | 15 | 15 | 7 | 7.4989e-12 | 5spot_SharedNeighbor | Water | Porous | Wet | R600a | MinimizeLCOE_Brownfield | IgnoreSilica | 56.1849 | 53.278 | 5.8699 | 4 | 3785.8787 | 5321.3764 | 77.1803 | 108.4835 | 245.6528 | 0 | 103.7915 | 7898536.3069 | 699551.6376 | 8010722.8119 | 3725275.8382 | 0 | 285191.6851 | 0 | 8041518.529 | 20922381.6703 | 14279955.4019 | 63863133.8809 | 961560.8286 | 24065791.4134 | 24065791.4134 | 1478867.319 | 10508037.6352 | 0 | 88890486.123 | 124943182.4907 | 7498.9421 | 23.4795 | 3785.8787 | 5321.3764 | 77.1803 | 108.4835
1 | 6100 | 707 | 0.04 | 15 | 15 | 7 | 1e-11 | 5spot_SharedNeighbor | Water | Porous | Wet | R600a | MinimizeLCOE_Brownfield | IgnoreSilica | 72.9252 | 69.2639 | 7.6341 | 4 | 3396.717 | 4577.3712 | 69.2467 | 93.3159 | 245.8681 | 0 | 139.3251 | 9522229.5331 | 840603.9076 | 9881873.2275 | 4830062.4906 | 0 | 333382.2062 | 0 | 9909179.0323 | 25781651.19 | 17596506.6971 | 78695488.2844 | 961560.8286 | 24065791.4134 | 24065791.4134 | 1478867.319 | 10508037.6352 | 0 | 103722840.5264 | 139775536.8941 | 10000 | 30.5362 | 3396.717 | 4577.3712 | 69.2467 | 93.3159
1 | 6100 | 707 | 0.04 | 15 | 15 | 7 | 1.3335e-11 | 5spot_SharedNeighbor | Water | Porous | Wet | R600a | MinimizeLCOE_Brownfield | IgnoreSilica | 93.381 | 88.3417 | 9.7328 | 4 | 3100.8711 | 4026.9327 | 63.2155 | 82.0945 | 245.3394 | 0 | 126.9772 | 11326589.353 | 996672.8993 | 12005117.5033 | 6171870.132 | 0 | 395932.557 | 0 | 12049511.1534 | 31350356.3266 | 21397262.3783 | 95693312.303 | 961560.8286 | 24065791.4134 | 24065791.4134 | 1478867.319 | 10508037.6352 | 0 | 120720664.545 | 156773360.9128 | 13335.2143 | 38.9312 | 3100.8711 | 4026.9327 | 63.2155 | 82.0945
1 | 6100 | 707 | 0.04 | 15 | 15 | 7 | 1.7783e-11 | 5spot_SharedNeighbor | Water | Porous | Wet | R600a | MinimizeLCOE_Brownfield | IgnoreSilica | 117.1789 | 109.5893 | 12.0554 | 4 | 2884.5456 | 3632.1931 | 58.8054 | 74.0472 | 243.8094 | 0 | 130.7671 | 13210684.2716 | 1158974.9869 | 14264220.0769 | 7716272.3052 | 0 | 479194.2365 | 0 | 14363444.8921 | 37370737.2617 | 25506296.0729 | 114069824.104 | 961560.8286 | 24065791.4134 | 24065791.4134 | 1478867.319 | 10508037.6352 | 0 | 139097176.3461 | 175149872.7138 | 17782.7941 | 48.2215 | 2884.5456 | 3632.1931 | 58.8054 | 74.0472
1 | 6100 | 707 | 0.04 | 15 | 15 | 7 | 2.3714e-11 | 5spot_SharedNeighbor | Water | Porous | Wet | R600a | MinimizeLCOE_Brownfield | IgnoreSilica | 143.2347 | 131.4271 | 14.4192 | 4 | 2733.4752 | 3358.558 | 55.7256 | 68.4687 | 241.279 | 0 | 160.2307 | 15042297.9946 | 1316182.1495 | 16496114.747 | 9382339.7067 | 0 | 585002.1536 | 0 | 16700555.3331 | 43451419.2217 | 29656486.4562 | 132630397.7623 | 961560.8286 | 24065791.4134 | 24065791.4134 | 1478867.319 | 10508037.6352 | 0 | 157657750.0044 | 193710446.3721 | 23713.7371 | 57.6767 | 2733.4752 | 3358.558 | 55.7256 | 68.4687
1 | 6100 | 707 | 0.04 | 15 | 15 | 7 | 3.1623e-11 | 5spot_SharedNeighbor | Water | Porous | Wet | R600a | MinimizeLCOE_Brownfield | IgnoreSilica | 170 | 152.5951 | 16.6905 | 4 | 2627.7557 | 3167.7738 | 53.5704 | 64.5794 | 238.3778 | 0 | 150.0912 | 16737377.1093 | 1461217.6283 | 18589432.5712 | 11072722.345 | 0 | 700634.699 | 0 | 18938939.8976 | 49275236.7027 | 33631361.5545 | 150406922.5076 | 961560.8286 | 24065791.4134 | 24065791.4134 | 1478867.319 | 10508037.6352 | 0 | 175434274.7496 | 211486971.1174 | 31622.7766 | 66.762 | 2627.7557 | 3167.7738 | 53.5704 | 64.5794
1 | 6100 | 707 | 0.04 | 15 | 15 | 7 | 4.217e-11 | 5spot_SharedNeighbor | Water | Porous | Wet | R600a | MinimizeLCOE_Brownfield | IgnoreSilica | 195.6099 | 171.322 | 18.6738 | 4 | 2559.535 | 3042.199 | 52.1796 | 62.0193 | 235.1588 | 0 | 184.9082 | 18182468.1306 | 1584548.7775 | 20393139.38 | 12665053.6931 | 0 | 821571.2702 | 0 | 20922244.688 | 54435388.9358 | 37153271.4841 | 166157686.3593 | 961560.8286 | 24065791.4134 | 24065791.4134 | 1478867.319 | 10508037.6352 | 0 | 191185038.6014 | 227237734.9691 | 42169.6503 | 74.6952 | 2559.535 | 3042.199 | 52.1796 | 62.0193
1 | 6100 | 707 | 0.04 | 15 | 15 | 7 | 5.6234e-11 | 5spot_SharedNeighbor | Water | Porous | Wet | R600a | MinimizeLCOE_Brownfield | IgnoreSilica | 213.9534 | 183.7386 | 20.0185 | 4 | 2517.5651 | 2967.8084 | 51.324 | 60.5028 | 232.6031 | 0 | 149.8686 | 19116153.5031 | 1664089.9907 | 21567212.8959 | 13789623.3965 | 0 | 869461.3383 | 0 | 22232551.0386 | 57844537.2791 | 39480085.2794 | 176563714.7216 | 961560.8286 | 24065791.4134 | 24065791.4134 | 1478867.319 | 10508037.6352 | 0 | 201591066.9636 | 237643763.3313 | 56234.1325 | 80.0738 | 2517.5651 | 2967.8084 | 51.324 | 60.5028
1 | 6100 | 707 | 0.04 | 15 | 15 | 7 | 7.4989e-11 | 5spot_SharedNeighbor | Water | Porous | Wet | R600a | MinimizeLCOE_Brownfield | IgnoreSilica | 220.6734 | 188.0464 | 20.5934 | 4 | 2487.5268 | 2925.2005 | 50.7116 | 59.6342 | 231.601 | 0 | 193.8981 | 19435911.9504 | 1691305.4681 | 21970793.0579 | 14197985.5216 | 0 | 780884.3194 | 0 | 22649983.3238 | 58930610.4581 | 40221352.5406 | 179878826.64 | 961560.8286 | 24065791.4134 | 24065791.4134 | 1478867.319 | 10508037.6352 | 0 | 204906178.882 | 240958875.2497 | 74989.4209 | 82.3735 | 2487.5268 | 2925.2005 | 50.7116 | 59.6342
1 | 6100 | 707 | 0.04 | 15 | 15 | 7 | 1e-10 | 5spot_SharedNeighbor | Water | Porous | Wet | R600a | MinimizeLCOE_Brownfield | IgnoreSilica | 225.9734 | 191.3571 | 21.0414 | 4 | 2464.6115 | 2892.9653 | 50.2444 | 58.977 | 230.7919 | 0 | 235.4187 | 19680263.5391 | 1712094.4841 | 22279701.2062 | 14518491.3479 | 0 | 703043.3921 | 0 | 22968501.648 | 59759329.8007 | 40786970.5204 | 182408395.9385 | 961560.8286 | 24065791.4134 | 24065791.4134 | 1478867.319 | 10508037.6352 | 0 | 207435748.1805 | 243488444.5482 | 100000 | 84.1657 | 2464.6115 | 2892.9653 | 50.2444 | 58.977
1 | 6100 | 707 | 0.04 | 15 | 15 | 7 | 1.3335e-10 | 5spot_SharedNeighbor | Water | Porous | Wet | R600a | MinimizeLCOE_Brownfield | IgnoreSilica | 230.0218 | 193.8333 | 21.3827 | 4 | 2447.1538 | 2868.6715 | 49.8885 | 58.4817 | 230.1625 | 0 | 285.0472 | 19862246.1154 | 1727572.5815 | 22510041.9629 | 14762398.0175 | 0 | 635413.6164 | 0 | 23204092.1945 | 60372288.0764 | 41205327.1386 | 184279379.7032 | 961560.8286 | 24065791.4134 | 24065791.4134 | 1478867.319 | 10508037.6352 | 0 | 209306731.9452 | 245359428.3129 | 133352.1432 | 85.5307 | 2447.1538 | 2868.6715 | 49.8885 | 58.4817
1 | 6100 | 707 | 0.04 | 15 | 15 | 7 | 1.7783e-10 | 5spot_SharedNeighbor | Water | Porous | Wet | R600a | MinimizeLCOE_Brownfield | IgnoreSilica | 233.1176 | 195.6964 | 21.6426 | 4 | 2433.8756 | 2850.3307 | 49.6178 | 58.1078 | 229.6748 | 0 | 323.6785 | 19998744.479 | 1739179.5316 | 22682967.063 | 14948551.431 | 0 | 578604.9656 | 0 | 23379738.5134 | 60829283.768 | 41517236.0884 | 185674305.8399 | 961560.8286 | 24065791.4134 | 24065791.4134 | 1478867.319 | 10508037.6352 | 0 | 210701658.082 | 246754354.4497 | 177827.941 | 86.5704 | 2433.8756 | 2850.3307 | 49.6178 | 58.1078
1 | 6100 | 707 | 0.04 | 15 | 15 | 7 | 2.3714e-10 | 5spot_SharedNeighbor | Water | Porous | Wet | R600a | MinimizeLCOE_Brownfield | IgnoreSilica | 235.4487 | 197.0815 | 21.8384 | 4 | 2423.7931 | 2836.514 | 49.4123 | 57.8262 | 229.3036 | 0 | 388.8337 | 20099987.8526 | 1747787.1938 | 22811314.1157 | 15088528.8927 | 0 | 531567.6998 | 0 | 23508882.4443 | 61165289.7853 | 41746567.0995 | 186699925.0839 | 961560.8286 | 24065791.4134 | 24065791.4134 | 1478867.319 | 10508037.6352 | 0 | 211727277.3259 | 247779973.6936 | 237137.3706 | 87.3537 | 2423.7931 | 2836.514 | 49.4123 | 57.8262
1 | 6100 | 707 | 0.04 | 15 | 15 | 7 | 3.1623e-10 | 5spot_SharedNeighbor | Water | Porous | Wet | R600a | MinimizeLCOE_Brownfield | IgnoreSilica | 237.1756 | 198.0976 | 21.9843 | 4 | 2416.1491 | 2826.1316 | 49.2565 | 57.6145 | 229.0264 | 0 | 462.1892 | 20174132.1242 | 1754090.1354 | 22905353.2708 | 15192140.4413 | 0 | 493042.7696 | 0 | 23602315.9091 | 61408384.4948 | 41912484.2338 | 187441943.3791 | 961560.8286 | 24065791.4134 | 24065791.4134 | 1478867.319 | 10508037.6352 | 0 | 212469295.6212 | 248521991.9889 | 316227.766 | 87.9372 | 2416.1491 | 2826.1316 | 49.2565 | 57.6145
1 | 6100 | 707 | 0.04 | 15 | 15 | 7 | 4.217e-10 | 5spot_SharedNeighbor | Water | Porous | Wet | R600a | MinimizeLCOE_Brownfield | IgnoreSilica | 238.5102 | 198.877 | 22.096 | 4 | 2410.3604 | 2818.2706 | 49.1385 | 57.4543 | 228.8112 | 0 | 462.6425 | 20230931.9155 | 1758918.1994 | 22977420.0919 | 15272022.1561 | 0 | 462763.1833 | 0 | 23673801.663 | 61594375.7628 | 42039427.096 | 188009660.0681 | 961560.8286 | 24065791.4134 | 24065791.4134 | 1478867.319 | 10508037.6352 | 0 | 213037012.3101 | 249089708.6779 | 421696.5034 | 88.3839 | 2410.3604 | 2818.2706 | 49.1385 | 57.4543
1 | 6100 | 707 | 0.04 | 15 | 15 | 7 | 5.6234e-10 | 5spot_SharedNeighbor | Water | Porous | Wet | R600a | MinimizeLCOE_Brownfield | IgnoreSilica | 237.882 | 198.4989 | 22.0889 | 4 | 2405.922 | 2813.9635 | 49.048 | 57.3665 | 228.905 | 0 | 684.6759 | 20203387.0511 | 1756576.8937 | 22942468.7069 | 15234242.4821 | 0 | 416641.4438 | 0 | 23615793.4653 | 61443450.3313 | 41936417.3878 | 187548977.7619 | 961560.8286 | 24065791.4134 | 24065791.4134 | 1478867.319 | 10508037.6352 | 0 | 212576330.004 | 248629026.3717 | 562341.3252 | 88.3555 | 2405.922 | 2813.9635 | 49.048 | 57.3665
1 | 6100 | 707 | 0.04 | 15 | 15 | 7 | 7.4989e-10 | 5spot_SharedNeighbor | Water | Porous | Wet | R600a | MinimizeLCOE_Brownfield | IgnoreSilica | 240.5512 | 200.0617 | 22.2592 | 4 | 2402.6222 | 2807.5405 | 48.9807 | 57.2355 | 228.4816 | 0 | 535.158 | 20317149.1385 | 1766246.0636 | 23086854.5386 | 15394105.3694 | 0 | 423485.7635 | 0 | 23785257.9407 | 61884362.1344 | 42237348.7532 | 188894809.7019 | 961560.8286 | 24065791.4134 | 24065791.4134 | 1478867.319 | 10508037.6352 | 0 | 213922161.9439 | 249974858.3116 | 749894.2093 | 89.037 | 2402.6222 | 2807.5405 | 48.9807 | 57.2355
1 | 6100 | 707 | 0.04 | 15 | 15 | 7 | 1e-09 | 5spot_SharedNeighbor | Water | Porous | Wet | R600a | MinimizeLCOE_Brownfield | IgnoreSilica | 240.4735 | 200.012 | 22.271 | 4 | 2400.0776 | 2804.7815 | 48.9288 | 57.1793 | 228.4912 | 0 | 509.4612 | 20313540.1211 | 1765939.3397 | 23082272.6161 | 15389378.1743 | 0 | 400110.4468 | 0 | 23770983.8722 | 61847223.9363 | 42212001.1699 | 188781449.6765 | 961560.8286 | 24065791.4134 | 24065791.4134 | 1478867.319 | 10508037.6352 | 0 | 213808801.9186 | 249861498.2863 | 1000000 | 89.0841 | 2400.0776 | 2804.7815 | 48.9288 | 57.1793
1 | 6100 | 707 | 0.04 | 15 | 15 | 7 | 1.3335e-09 | 5spot_SharedNeighbor | Water | Porous | Wet | R600a | MinimizeLCOE_Brownfield | IgnoreSilica | 241.4332 | 200.5673 | 22.3354 | 4 | 2398.3567 | 2801.8951 | 48.8937 | 57.1204 | 228.3367 | 0 | 542.5839 | 20353902.9633 | 1769369.6184 | 23133521.4934 | 15446789.6607 | 0 | 397415.9931 | 0 | 23829389.8943 | 61999184.425 | 42315717.3259 | 189245291.3741 | 961560.8286 | 24065791.4134 | 24065791.4134 | 1478867.319 | 10508037.6352 | 0 | 214272643.6162 | 250325339.9839 | 1333521.4322 | 89.3414 | 2398.3567 | 2801.8951 | 48.8937 | 57.1204
1 | 6100 | 707 | 0.04 | 15 | 15 | 7 | 1.7783e-09 | 5spot_SharedNeighbor | Water | Porous | Wet | R600a | MinimizeLCOE_Brownfield | IgnoreSilica | 241.7233 | 200.7331 | 22.3602 | 4 | 2396.9786 | 2800.0686 | 48.8657 | 57.0832 | 228.2889 | 0 | 545.9203 | 20365952.9213 | 1770393.6599 | 23148823.5788 | 15464112.0622 | 0 | 388862.1409 | 0 | 23843876.3016 | 62036875.0852 | 42341441.976 | 189360337.7259 | 961560.8286 | 24065791.4134 | 24065791.4134 | 1478867.319 | 10508037.6352 | 0 | 214387689.9679 | 250440386.3356 | 1778279.41 | 89.4408 | 2396.9786 | 2800.0686 | 48.8657 | 57.0832
1 | 6100 | 707 | 0.04 | 15 | 15 | 7 | 2.3714e-09 | 5spot_SharedNeighbor | Water | Porous | Wet | R600a | MinimizeLCOE_Brownfield | IgnoreSilica | 240 | 199.7266 | 22.2706 | 4 | 2395.8837 | 2800.5947 | 48.8433 | 57.0939 | 228.5604 | 0 | 544.2557 | 20292775.525 | 1764174.5644 | 23055912.146 | 15360877.8053 | 0 | 355670.4447 | 0 | 23723470.0893 | 61723602.8194 | 42127627.2175 | 188404110.6115 | 961560.8286 | 24065791.4134 | 24065791.4134 | 1478867.319 | 10508037.6352 | 0 | 213431462.8535 | 249484159.2213 | 2371373.7057 | 89.0826 | 2395.8837 | 2800.5947 | 48.8433 | 57.0939
1 | 6100 | 707 | 0.04 | 15 | 15 | 7 | 3.1623e-09 | 5spot_SharedNeighbor | Water | Porous | Wet | R600a | MinimizeLCOE_Brownfield | IgnoreSilica | 241.687 | 200.7092 | 22.3704 | 4 | 2395.0456 | 2797.9522 | 48.8262 | 57.04 | 228.2929 | 0 | 566.1267 | 20364210.6876 | 1770245.6007 | 23146611.0762 | 15461892.5553 | 0 | 370849.0705 | 0 | 23834385.5062 | 62012181.9825 | 42324588.426 | 189284964.9051 | 961560.8286 | 24065791.4134 | 24065791.4134 | 1478867.319 | 10508037.6352 | 0 | 214312317.1472 | 250365013.5149 | 3162277.6602 | 89.4815 | 2395.0456 | 2797.9522 | 48.8262 | 57.04
1 | 6100 | 707 | 0.04 | 15 | 15 | 7 | 4.217e-09 | 5spot_SharedNeighbor | Water | Porous | Wet | R600a | MinimizeLCOE_Brownfield | IgnoreSilica | 241.8035 | 200.7758 | 22.3806 | 4 | 2394.4466 | 2797.1686 | 48.814 | 57.0241 | 228.2737 | 0 | 522.9601 | 20369048.7957 | 1770656.7538 | 23152755.1528 | 15468851.224 | 0 | 366907.8567 | 0 | 23840005.7154 | 62026804.6138 | 42334568.6723 | 189329598.7846 | 961560.8286 | 24065791.4134 | 24065791.4134 | 1478867.319 | 10508037.6352 | 0 | 214356951.0266 | 250409647.3944 | 4216965.0343 | 89.5225 | 2394.4466 | 2797.1686 | 48.814 | 57.0241
1 | 6100 | 707 | 0.04 | 15 | 15 | 7 | 5.6234e-09 | 5spot_SharedNeighbor | Water | Porous | Wet | R600a | MinimizeLCOE_Brownfield | IgnoreSilica | 241.8741 | 200.8159 | 22.3874 | 4 | 2393.9969 | 2796.5974 | 48.8049 | 57.0124 | 228.262 | 0 | 548.0186 | 20371965.7229 | 1770904.6394 | 23156459.5357 | 15473062.6697 | 0 | 363708.2788 | 0 | 23843079.3301 | 62034801.5289 | 42340026.7312 | 189354008.4367 | 961560.8286 | 24065791.4134 | 24065791.4134 | 1478867.319 | 10508037.6352 | 0 | 214381360.6787 | 250434057.0464 | 5623413.2519 | 89.5496 | 2393.9969 | 2796.5974 | 48.8049 | 57.0124
1 | 6100 | 707 | 0.04 | 15 | 15 | 7 | 7.4989e-09 | 5spot_SharedNeighbor | Water | Porous | Wet | R600a | MinimizeLCOE_Brownfield | IgnoreSilica | 241.9519 | 200.8605 | 22.3938 | 4 | 2393.6594 | 2796.1438 | 48.798 | 57.0032 | 228.2493 | 0 | 561.9011 | 20375201.0844 | 1771179.5849 | 23160568.387 | 15477710.2587 | 0 | 361631.5364 | 0 | 23847053.4321 | 62045141.327 | 42347083.8559 | 189385569.4665 | 961560.8286 | 24065791.4134 | 24065791.4134 | 1478867.319 | 10508037.6352 | 0 | 214412921.7086 | 250465618.0763 | 7498942.0933 | 89.5754 | 2393.6594 | 2796.1438 | 48.798 | 57.0032
1 | 6100 | 707 | 0.04 | 15 | 15 | 7 | 1e-08 | 5spot_SharedNeighbor | Water | Porous | Wet | R600a | MinimizeLCOE_Brownfield | IgnoreSilica | 241.9861 | 200.8799 | 22.3973 | 4 | 2393.406 | 2795.8277 | 48.7928 | 56.9967 | 228.2435 | 0 | 548.7224 | 20376611.9782 | 1771299.4843 | 23162360.2196 | 15479754.3377 | 0 | 359745.2242 | 0 | 23848410.7852 | 62048672.8814 | 42349494.2143 | 189396349.1249 | 961560.8286 | 24065791.4134 | 24065791.4134 | 1478867.319 | 10508037.6352 | 0 | 214423701.367 | 250476397.7347 | 10000000 | 89.5894 | 2393.406 | 2795.8277 | 48.7928 | 56.9967
1 | 6200 | 707 | 0.04 | 15 | 15 | 7 | 1e-13 | 5spot_SharedNeighbor | Water | Porous | Wet | R600a | MinimizeLCOE_Brownfield | IgnoreSilica | 1.2202 | 0.5103 | 0.048421 | 4 | 142923.1764 | 333139.2122 | 2913.6823 | 6791.4934 | 162.6012 | 0 | 61.1589 | 299304.0675 | 27021.7171 | 194398.3006 | 91934.7601 | 0 | 62432.7652 | 0 | 263285.7281 | 685015.4572 | 467537.1252 | 2090929.9209 | 961560.8286 | 24629381.4663 | 24629381.4663 | 1478867.319 | 10733473.6564 | 0 | 27681872.2159 | 64523594.6577 | 100 | 0.19368 | 142923.1764 | 333139.2122 | 2913.6823 | 6791.4934
1 | 6200 | 707 | 0.04 | 15 | 15 | 7 | 1.3335e-13 | 5spot_SharedNeighbor | Water | Porous | Wet | R600a | MinimizeLCOE_Brownfield | IgnoreSilica | 1.5834 | 0.82696 | 0.082301 | 4 | 86469.145 | 198380.3295 | 1762.7905 | 4044.2513 | 178.692 | 0 | 41.0297 | 418936.9259 | 37885.6238 | 286035.4708 | 116826.6555 | 0 | 68600.0836 | 0 | 362031.0562 | 941930.5455 | 642886.952 | 2875133.3133 | 961560.8286 | 24629381.4663 | 24629381.4663 | 1478867.319 | 10733473.6564 | 0 | 28466075.6083 | 65307798.05 | 133.3521 | 0.32921 | 86469.145 | 198380.3295 | 1762.7905 | 4044.2513
1 | 6200 | 707 | 0.04 | 15 | 15 | 7 | 1.7783e-13 | 5spot_SharedNeighbor | Water | Porous | Wet | R600a | MinimizeLCOE_Brownfield | IgnoreSilica | 2.0209 | 1.2202 | 0.12494 | 4 | 58702.7011 | 132421.8075 | 1196.734 | 2699.5977 | 191.888 | 0 | 302.0101 | 549679.3882 | 49743.6822 | 390461.4517 | 145747.105 | 0 | 73894.6232 | 0 | 471715.2376 | 1227306.2861 | 837661.7589 | 3746209.5328 | 961560.8286 | 24629381.4663 | 24629381.4663 | 1478867.319 | 10733473.6564 | 0 | 29337151.8278 | 66178874.2696 | 177.8279 | 0.49976 | 58702.7011 | 132421.8075 | 1196.734 | 2699.5977